{"text_format":"1","workbook":"xlsx","n_sheets":113,"sheets":["notes","Options","Calcs","CA13NA_18","CA13NA_24","CA13NA_30","CA13NA_36","CA13NA_42","CA13NA_48","CA13NA_60","CA15NA_18","CA15NA_24","CA15NA_30","CA15NA_36","CA15NA_42","CA15NA_48","CA15NA_60","CA16NA_18","CA16NA_24","CA16NA_30","CA16NA_36","CA16NA_42","CA16NA_48","CA16NA_49","CA16NA_60","CA16NA_61","24ABB3_18","24ABB3_24","24ABB3_30","24ABB3_36","24ABB3_42","24ABB3_48","24ABB3_60","24ACC6_18","24ACC6_24","24ACC6_30","24ACC6_36","24ACC6_42","24ACC6_48","24ACC6_60","24APA5_18","24APA5_24","24APA5_30","24APA5_36","24APA5_42","24APA5_48","24APA5_60","24ACB7_24","24ACB7_36","24ACB7_48","24ACB7_60","24ACB3_18","24ACB3_24","24ACB3_30","24ACB3_36","24ACB3_42","24ACB3_48","24ACB3_60","24APA7_24","24APA7_36","24APA7_48","24APA7_60","24ANA1_24","24ANA1_36","24ANA1_48","24ANA1_60","24ABC6_18","24ABC6_24","24ABC6_30","24ABC6_36","24ABC6_42","24ABC6_48","24ABC6_49","24ABC6_60","24ABC6_61","24ANB1_24","24ANB1_36","24ANB1_48","24ANB1_60","24ANB6_18","24ANB6_24","24ANB6_30","24ANB6_36","24ANB6_42","24ANB6_48","24ANB6_60","24ANB7_24","24ANB7_36","24ANB7_48","24ANB7_60","CA16NW_18","CA16NW_24","CA16NW_30","CA16NW_36","CA16NW_42","CA16NW_48","CA16NW_60","24AHA4_18","24AHA4_24","24AHA4_30","24AHA4_36","24AHA4_48","24AHA4_60","CA14NA_18","CA14NA_24","CA14NA_30","CA14NA_36","CA14NA_42","CA14NA_48","CA14NA_60","Form","Instructions","Prompt"],"not_rendered":{"charts":0,"images":7,"macros":1,"external_links":0,"defined_names":7,"comments":0,"pivot_tables":0},"unopened":[],"bounds":{"document_bytes":16777216,"sheet_cells":100000,"rows_first":2000,"rows_last":500,"rows_between":2000,"halvings":0,"cell_chars":16384,"cell_head_chars":4096},"cells_cut":0,"cells_raw":0,"read":"whole","date_system":"1900"}

{"sheet":"notes","index":0,"n_rows":65,"n_cols":16,"rows_kept":65,"cut":false,"hidden":true,"merged":[]}
[]
[null,null,null,null,null,null,null,{"$f":"SUM(H3:H8)","v":0}]
[null,null,600,24,600,1000,{"$f":"IF(Form!$D$4=D3,1,0)","v":0},{"$f":"IF(G3=1,IF(OR(E3>Form!M$5,F3<Form!M$5),1,0),0)","v":0}]
[null,null,800,30,800,1200,{"$f":"IF(Form!$D$4=D4,1,0)","v":0},{"$f":"IF(G4=1,IF(OR(E4>Form!M$5,F4<Form!M$5),1,0),0)","v":0}]
[null,null,1000,36,1000,1400,{"$f":"IF(Form!$D$4=D5,1,0)","v":0},{"$f":"IF(G5=1,IF(OR(E5>Form!M$5,F5<Form!M$5),1,0),0)","v":0}]
[null,null,1200,42,1200,1600,{"$f":"IF(Form!$D$4=D6,1,0)","v":0},{"$f":"IF(G6=1,IF(OR(E6>Form!M$5,F6<Form!M$5),1,0),0)","v":0}]
[null,null,1400,48,1400,1800,{"$f":"IF(Form!$D$4=D7,1,0)","v":0},{"$f":"IF(G7=1,IF(OR(E7>Form!M$5,F7<Form!M$5),1,0),0)","v":0}]
[null,null,1600,60,1600,2000,{"$f":"IF(Form!$D$4=D8,1,0)","v":0},{"$f":"IF(G8=1,IF(OR(E8>Form!M$5,F8<Form!M$5),1,0),0)","v":0}]
[null,null,1800]
[null,null,2000]
[]
[]
[null,null,null,"Total"]
[null,{"$f":"Form!M5+Form!M6","v":0},null,null,{"$f":"E31","v":0},{"$f":"F31","v":0},0,0,0,0,0,{"$f":"SUM(E14:K14)","v":0},null,null,null,58]
[null,null,null,null,{"$f":"Form!C27","v":75},{"$f":"Form!E27","v":85},{"$f":"Form!G27","v":95},{"$f":"Form!I27","v":100},{"$f":"Form!K27","v":105},{"$f":"Form!M27","v":115},{"$f":"Form!O27","v":125}]
[{"$f":"C16+D16","v":0},{"$f":"P16","v":0},{"$f":"Form!A31","v":0},{"$f":"Form!B31","v":0},{"$f":"Form!C31","v":0},{"$f":"Form!E31","v":0},{"$f":"Form!G31","v":0},{"$f":"Form!I31","v":0},{"$f":"Form!K31","v":0},{"$f":"Form!M31","v":0},{"$f":"Form!O31","v":0},{"$f":"Form!$M$5+Form!M$6","v":0},{"$f":"IF(C16+D16=Form!M$5+Form!M$6,1,0)","v":1},{"$f":"IF(A16<L16,1,0)","v":0},{"$f":"IF(A16>L16,2,0)","v":0},{"$f":"IF(AND(N16=1,N17=0),1,0)+IF(AND(O15=0,O16=2),2,0)","v":0}]
[{"$f":"C17+D17","v":0},{"$f":"P17","v":0},{"$f":"C16","v":0},{"$f":"Form!B32","v":0},{"$f":"Form!C32","v":0},{"$f":"Form!E32","v":0},{"$f":"Form!G32","v":0},{"$f":"Form!I32","v":0},{"$f":"Form!K32","v":0},{"$f":"Form!M32","v":0},{"$f":"Form!O32","v":0},{"$f":"Form!$M$5+Form!M$6","v":0},{"$f":"IF(C17+D17=Form!M$5+Form!M$6,1,0)","v":1},{"$f":"IF(A17<L17,1,0)","v":0},{"$f":"IF(A17>L17,2,0)","v":0},{"$f":"IF(AND(N17=1,N18=0),1,0)+IF(AND(O16=0,O17=2),2,0)","v":0}]
[0,0,{"$f":"C17","v":0},{"$f":"Form!B33","v":0},{"$f":"Form!C33","v":0},{"$f":"Form!E33","v":0},{"$f":"Form!G33","v":0},{"$f":"Form!I33","v":0},{"$f":"Form!K33","v":0},{"$f":"Form!M33","v":0},{"$f":"Form!O33","v":0},{"$f":"Form!$M$5+Form!M$6","v":0},{"$f":"IF(C18+D18=Form!M$5+Form!M$6,1,0)","v":1},0,{"$f":"IF(A18>L18,2,0)","v":0},{"$f":"IF(AND(N18=1,N19=0),1,0)+IF(AND(O17=0,O18=2),2,0)","v":0}]
[0,0,{"$f":"C18","v":0},{"$f":"Form!B34","v":0},{"$f":"Form!C34","v":0},{"$f":"Form!E34","v":0},{"$f":"Form!G34","v":0},{"$f":"Form!I34","v":0},{"$f":"Form!K34","v":0},{"$f":"Form!M34","v":0},{"$f":"Form!O34","v":0},{"$f":"Form!$M$5+Form!M$6","v":0},{"$f":"IF(C19+D19=Form!M$5+Form!M$6,1,0)","v":1},0,{"$f":"IF(A19>L19,2,0)","v":0},{"$f":"IF(AND(N19=1,N20=0),1,0)+IF(AND(O18=0,O19=2),2,0)","v":0}]
[0,0,{"$f":"Form!A35","v":0},{"$f":"Form!B35","v":0},{"$f":"Form!C35","v":0},{"$f":"Form!E35","v":0},{"$f":"Form!G35","v":0},{"$f":"Form!I35","v":0},{"$f":"Form!K35","v":0},{"$f":"Form!M35","v":0},{"$f":"Form!O35","v":0},{"$f":"Form!$M$5+Form!M$6","v":0},{"$f":"IF(C20+D20=Form!M$5+Form!M$6,1,0)","v":1},0,{"$f":"IF(A20>L20,2,0)","v":0},{"$f":"IF(AND(N20=1,N21=0),1,0)+IF(AND(O19=0,O20=2),2,0)","v":0}]
[0,0,{"$f":"C20","v":0},{"$f":"Form!B36","v":0},{"$f":"Form!C36","v":0},{"$f":"Form!E36","v":0},{"$f":"Form!G36","v":0},{"$f":"Form!I36","v":0},{"$f":"Form!K36","v":0},{"$f":"Form!M36","v":0},{"$f":"Form!O36","v":0},{"$f":"Form!$M$5+Form!M$6","v":0},{"$f":"IF(C21+D21=Form!M$5+Form!M$6,1,0)","v":1},0,{"$f":"IF(A21>L21,2,0)","v":0},{"$f":"IF(AND(N21=1,N22=0),1,0)+IF(AND(O20=0,O21=2),2,0)","v":0}]
[0,0,{"$f":"C21","v":0},{"$f":"Form!B37","v":0},{"$f":"Form!C37","v":0},{"$f":"Form!E37","v":0},{"$f":"Form!G37","v":0},{"$f":"Form!I37","v":0},{"$f":"Form!K37","v":0},{"$f":"Form!M37","v":0},{"$f":"Form!O37","v":0},{"$f":"Form!$M$5+Form!M$6","v":0},{"$f":"IF(C22+D22=Form!M$5+Form!M$6,1,0)","v":1},0,0,0]
[0,0,{"$f":"C22","v":0},{"$f":"Form!B38","v":0},{"$f":"Form!C38","v":0},{"$f":"Form!E38","v":0},{"$f":"Form!G38","v":0},{"$f":"Form!I38","v":0},{"$f":"Form!K38","v":0},{"$f":"Form!M38","v":0},{"$f":"Form!O38","v":0},{"$f":"Form!$M$5+Form!M$6","v":0},{"$f":"IF(C23+D23=Form!M$5+Form!M$6,1,0)","v":1},0,0,0]
[0,0,{"$f":"Form!A39","v":0},{"$f":"Form!B39","v":0},{"$f":"Form!C39","v":0},{"$f":"Form!E39","v":0},{"$f":"Form!G39","v":0},{"$f":"Form!I39","v":0},{"$f":"Form!K39","v":0},{"$f":"Form!M39","v":0},{"$f":"Form!O39","v":0},{"$f":"Form!$M$5+Form!M$6","v":0},{"$f":"IF(C24+D24=Form!M$5+Form!M$6,1,0)","v":1},0,0,0]
[0,0,{"$f":"C24","v":0},{"$f":"Form!B40","v":0},{"$f":"Form!C40","v":0},{"$f":"Form!E40","v":0},{"$f":"Form!G40","v":0},{"$f":"Form!I40","v":0},{"$f":"Form!K40","v":0},{"$f":"Form!M40","v":0},{"$f":"Form!O40","v":0},{"$f":"Form!$M$5+Form!M$6","v":0},{"$f":"IF(C25+D25=Form!M$5+Form!M$6,1,0)","v":1},0,0,0]
[0,0,{"$f":"C25","v":0},{"$f":"Form!B41","v":0},{"$f":"Form!C41","v":0},{"$f":"Form!E41","v":0},{"$f":"Form!G41","v":0},{"$f":"Form!I41","v":0},{"$f":"Form!K41","v":0},{"$f":"Form!M41","v":0},{"$f":"Form!O41","v":0},{"$f":"Form!$M$5+Form!M$6","v":0},{"$f":"IF(C26+D26=Form!M$5+Form!M$6,1,0)","v":1},0,0,0]
[0,0,{"$f":"C26","v":0},{"$f":"Form!B42","v":0},{"$f":"Form!C42","v":0},{"$f":"Form!E42","v":0},{"$f":"Form!G42","v":0},{"$f":"Form!I42","v":0},{"$f":"Form!K42","v":0},{"$f":"Form!M42","v":0},{"$f":"Form!O42","v":0},{"$f":"Form!$M$5+Form!M$6","v":0},{"$f":"IF(C27+D27=Form!M$5+Form!M$6,1,0)","v":1},0,0,0]
[0,{"$f":"SUM(B16:B27)","v":0}]
[null,null,null,null,null,{"$f":"IF(AND(F15>Form!$M$4,E15<Form!$M$4),2,0)","v":0},{"$f":"IF(AND(G15>Form!$M$4,F15<Form!$M$4),2,0)","v":0},{"$f":"IF(AND(H15>Form!$M$4,G15<Form!$M$4),2,0)","v":0},{"$f":"IF(AND(I15>Form!$M$4,H15<Form!$M$4),2,0)","v":0},{"$f":"IF(AND(J15>Form!$M$4,I15<Form!$M$4),2,0)","v":0},{"$f":"IF(AND(K15>Form!$M$4,J15<Form!$M$4),2,0)","v":0}]
[null,null,{"$f":"HLOOKUP(1,E14:K15,2,FALSE)","v":{"$error":"#N/A"}},null,{"$f":"IF(F29=2,1,0)","v":0},{"$f":"IF(G29=2,1,0)","v":0},0,0,0,0,0]
[null,null,{"$f":"HLOOKUP(2,E14:K15,2,FALSE)","v":{"$error":"#N/A"}},null,{"$f":"SUM(E29:E30)","v":0},0,0,0,0,0,0]
[null,{"$f":"(VLOOKUP(1,B14:K27,3,FALSE))","v":{"$error":"#N/A"}},{"$f":"IF(ISERROR(B32),0,B32)","v":0},null,{"$f":"(C34-C35)/(C32-C33)*(Form!$M$6-C33)+C35","v":{"$error":"#N/A"}},{"$f":"(C36-C37)/(C32-C33)*(Form!M6-C33)+C37","v":{"$error":"#N/A"}}]
[null,{"$f":"VLOOKUP(2,B14:K27,3,FALSE)","v":{"$error":"#N/A"}},{"$f":"IF(ISERROR(B33),0,B33)","v":0},null,{"$f":"IF(AND(B28=0,L14=3),VLOOKUP(Form!$M$5+Form!$M$6,notes!A14:K27,MATCH(1,notes!A14:K14,FALSE),FALSE),0)","v":0},{"$f":"IF(AND(B28=0,L14=3),VLOOKUP(Form!$M$5+Form!$M$6,notes!A14:K27,MATCH(2,notes!A14:K14,FALSE),FALSE),0)","v":0},null,null,"exactly"]
[null,{"$f":"VLOOKUP(1,B14:K27,MATCH(1,B14:K14,FALSE),FALSE)","v":{"$error":"#N/A"}},{"$f":"MIN(B34,B36)","v":{"$error":"#N/A"}},null,{"$f":"IF(ISERROR(E32),E33,E32)","v":0},{"$f":"IF(ISERROR(F32),F33,F32)","v":0},null,null,"x","y","err1","err2","err3","ans"]
[null,{"$f":"VLOOKUP(2,B14:K27,MATCH(1,B14:K14,FALSE),FALSE)","v":{"$error":"#N/A"}},{"$f":"MAX(B35,B37)","v":{"$error":"#N/A"}},null,{"$f":"MIN(E34:F34)","v":0},{"$f":"MAX(E34:F34)","v":0},null,null,"y","y",{"$f":"IF(ISERROR(VLOOKUP(Form!$M$5+Form!$M$6,notes!A15:K27,MATCH(Form!$M$4,notes!A15:K15,FALSE),FALSE)),0,VLOOKUP(Form!$M$5+Form!$M$6,notes!A15:K27,MATCH(Form!$M$4,notes!A15:K15,FALSE),FALSE))","v":0},null,null,{"$f":"SUM(K35:M35)","v":0}]
[null,{"$f":"VLOOKUP(1,B14:K27,MATCH(2,B14:K14,FALSE),FALSE)","v":{"$error":"#N/A"}},{"$f":"MAX(B36,B34)","v":{"$error":"#N/A"}},null,{"$f":"(E35-F35)/(C31-C30)*(Form!$M$4-C30)+F35","v":{"$error":"#N/A"}},null,null,null,"y","n",null,null,null,{"$f":"SUM(K36:M36)","v":0}]
[null,{"$f":"VLOOKUP(2,B14:K27,MATCH(2,B14:K14,FALSE),FALSE)","v":{"$error":"#N/A"}},{"$f":"MIN(B35,B37)","v":{"$error":"#N/A"}},null,null,null,null,null,"n","n",{"$f":"IF(OR(E36>100000,E36<=0),0,E36)","v":{"$error":"#N/A"}},{"$f":"IF(K37<>0,0,MIN(E32:F32))","v":{"$error":"#N/A"}},{"$f":"IF(AND(L37=0,K37=0),C34,0)","v":{"$error":"#N/A"}},{"$f":"SUM(K37:M37)","v":{"$error":"#N/A"}}]
[null,null,null,null,null,null,null,null,null,null,null,null,null,{"$f":"IF(ISERROR(N37),N35,N37)","v":0}]
[]
[]
["sens",null,null,null,{"$f":"E58","v":0},{"$f":"F58","v":0},0,0,0,0,0,{"$f":"SUM(E41:K41)","v":0}]
[null,null,null,null,{"$f":"E15","v":75},{"$f":"F15","v":85},95,100,105,115,125]
[{"$f":"C43+D43","v":0},{"$f":"P43","v":0},{"$f":"C16","v":0},{"$f":"D16","v":0},{"$f":"Form!D31","v":0},{"$f":"Form!F31","v":0},{"$f":"Form!H31","v":0},{"$f":"Form!J31","v":0},{"$f":"Form!L31","v":0},{"$f":"Form!N31","v":0},{"$f":"Form!P31","v":0},{"$f":"Form!$M$5+Form!M$6","v":0},{"$f":"IF(C43+D43=Form!M$5+Form!M$6,1,0)","v":1},{"$f":"IF(A43<L43,1,0)","v":0},{"$f":"IF(A43>L43,2,0)","v":0},{"$f":"IF(AND(N43=1,N44=0),1,0)+IF(AND(O42=0,O43=2),2,0)","v":0}]
[{"$f":"C44+D44","v":0},{"$f":"P44","v":0},{"$f":"C17","v":0},{"$f":"D17","v":0},{"$f":"Form!D32","v":0},{"$f":"Form!F32","v":0},{"$f":"Form!H32","v":0},{"$f":"Form!J32","v":0},{"$f":"Form!L32","v":0},{"$f":"Form!N32","v":0},{"$f":"Form!P32","v":0},{"$f":"Form!$M$5+Form!M$6","v":0},{"$f":"IF(C44+D44=Form!M$5+Form!M$6,1,0)","v":1},{"$f":"IF(A44<L44,1,0)","v":0},{"$f":"IF(A44>L44,2,0)","v":0},{"$f":"IF(AND(N44=1,N45=0),1,0)+IF(AND(O43=0,O44=2),2,0)","v":0}]
[{"$f":"C45+D45","v":0},0,0,0,{"$f":"Form!D33","v":0},{"$f":"Form!F33","v":0},{"$f":"Form!H33","v":0},{"$f":"Form!J33","v":0},{"$f":"Form!L33","v":0},{"$f":"Form!N33","v":0},{"$f":"Form!P33","v":0},{"$f":"Form!$M$5+Form!M$6","v":0},{"$f":"IF(C45+D45=Form!M$5+Form!M$6,1,0)","v":1},0,{"$f":"IF(A45>L45,2,0)","v":0},{"$f":"IF(AND(N45=1,N46=0),1,0)+IF(AND(O44=0,O45=2),2,0)","v":0}]
[0,0,0,0,{"$f":"Form!D34","v":0},{"$f":"Form!F34","v":0},{"$f":"Form!H34","v":0},{"$f":"Form!J34","v":0},{"$f":"Form!L34","v":0},{"$f":"Form!N34","v":0},{"$f":"Form!P34","v":0},{"$f":"Form!$M$5+Form!M$6","v":0},{"$f":"IF(C46+D46=Form!M$5+Form!M$6,1,0)","v":1},0,{"$f":"IF(A46>L46,2,0)","v":0},{"$f":"IF(AND(N46=1,N47=0),1,0)+IF(AND(O45=0,O46=2),2,0)","v":0}]
[0,0,0,0,{"$f":"Form!D35","v":0},{"$f":"Form!F35","v":0},{"$f":"Form!H35","v":0},{"$f":"Form!J35","v":0},{"$f":"Form!L35","v":0},{"$f":"Form!N35","v":0},{"$f":"Form!P35","v":0},{"$f":"Form!$M$5+Form!M$6","v":0},{"$f":"IF(C47+D47=Form!M$5+Form!M$6,1,0)","v":1},0,{"$f":"IF(A47>L47,2,0)","v":0},{"$f":"IF(AND(N47=1,N48=0),1,0)+IF(AND(O46=0,O47=2),2,0)","v":0}]
[0,0,0,0,{"$f":"Form!D36","v":0},{"$f":"Form!F36","v":0},{"$f":"Form!H36","v":0},{"$f":"Form!J36","v":0},{"$f":"Form!L36","v":0},{"$f":"Form!N36","v":0},{"$f":"Form!P36","v":0},{"$f":"Form!$M$5+Form!M$6","v":0},{"$f":"IF(C48+D48=Form!M$5+Form!M$6,1,0)","v":1},0,{"$f":"IF(A48>L48,2,0)","v":0},{"$f":"IF(AND(N48=1,N49=0),1,0)+IF(AND(O47=0,O48=2),2,0)","v":0}]
[0,0,0,0,{"$f":"Form!D37","v":0},{"$f":"Form!F37","v":0},{"$f":"Form!H37","v":0},{"$f":"Form!J37","v":0},{"$f":"Form!L37","v":0},{"$f":"Form!N37","v":0},{"$f":"Form!P37","v":0},{"$f":"Form!$M$5+Form!M$6","v":0},{"$f":"IF(C49+D49=Form!M$5+Form!M$6,1,0)","v":1},0,0,0]
[0,0,0,0,{"$f":"Form!D38","v":0},{"$f":"Form!F38","v":0},{"$f":"Form!H38","v":0},{"$f":"Form!J38","v":0},{"$f":"Form!L38","v":0},{"$f":"Form!N38","v":0},{"$f":"Form!P38","v":0},{"$f":"Form!$M$5+Form!M$6","v":0},{"$f":"IF(C50+D50=Form!M$5+Form!M$6,1,0)","v":1},0,0,0]
[0,0,0,0,{"$f":"Form!D39","v":0},{"$f":"Form!F39","v":0},{"$f":"Form!H39","v":0},{"$f":"Form!J39","v":0},{"$f":"Form!L39","v":0},{"$f":"Form!N39","v":0},{"$f":"Form!P39","v":0},{"$f":"Form!$M$5+Form!M$6","v":0},{"$f":"IF(C51+D51=Form!M$5+Form!M$6,1,0)","v":1},0,0,0]
[0,0,0,0,{"$f":"Form!D40","v":0},{"$f":"Form!F40","v":0},{"$f":"Form!H40","v":0},{"$f":"Form!J40","v":0},{"$f":"Form!L40","v":0},{"$f":"Form!N40","v":0},{"$f":"Form!P40","v":0},{"$f":"Form!$M$5+Form!M$6","v":0},{"$f":"IF(C52+D52=Form!M$5+Form!M$6,1,0)","v":1},0,0,0]
[0,0,0,0,{"$f":"Form!D41","v":0},{"$f":"Form!F41","v":0},{"$f":"Form!H41","v":0},{"$f":"Form!J41","v":0},{"$f":"Form!L41","v":0},{"$f":"Form!N41","v":0},{"$f":"Form!P41","v":0},{"$f":"Form!$M$5+Form!M$6","v":0},{"$f":"IF(C53+D53=Form!M$5+Form!M$6,1,0)","v":1},0,0,0]
[0,0,0,0,{"$f":"Form!D42","v":0},{"$f":"Form!F42","v":0},{"$f":"Form!H42","v":0},{"$f":"Form!J42","v":0},{"$f":"Form!L42","v":0},{"$f":"Form!N42","v":0},{"$f":"Form!P42","v":0},{"$f":"Form!$M$5+Form!M$6","v":0},{"$f":"IF(C54+D54=Form!M$5+Form!M$6,1,0)","v":1},0,0,0]
[0,{"$f":"SUM(B43:B54)","v":0}]
[null,null,null,null,null,{"$f":"IF(AND(F42>Form!$M$4,E42<Form!$M$4),2,0)","v":0},{"$f":"IF(AND(G42>Form!$M$4,F42<Form!$M$4),2,0)","v":0},{"$f":"IF(AND(H42>Form!$M$4,G42<Form!$M$4),2,0)","v":0},{"$f":"IF(AND(I42>Form!$M$4,H42<Form!$M$4),2,0)","v":0},{"$f":"IF(AND(J42>Form!$M$4,I42<Form!$M$4),2,0)","v":0},{"$f":"IF(AND(K42>Form!$M$4,J42<Form!$M$4),2,0)","v":0}]
[null,null,{"$f":"HLOOKUP(1,E41:K42,2,FALSE)","v":{"$error":"#N/A"}},null,{"$f":"IF(F56=2,1,0)","v":0},{"$f":"IF(G56=2,1,0)","v":0},0,0,0,0,0]
[null,null,{"$f":"HLOOKUP(2,E41:K42,2,FALSE)","v":{"$error":"#N/A"}},null,{"$f":"SUM(E56:E57)","v":0},0,0,0,0,0,0]
[null,{"$f":"(VLOOKUP(1,B41:K54,3,FALSE))","v":{"$error":"#N/A"}},{"$f":"IF(ISERROR(B59),0,B59)","v":0},null,{"$f":"(C61-C62)/(C59-C60)*(Form!$M$6-C60)+C62","v":{"$error":"#N/A"}},{"$f":"(C63-C64)/(C59-C60)*(Form!M6-C60)+C64","v":{"$error":"#N/A"}}]
[null,{"$f":"VLOOKUP(2,B41:K54,3,FALSE)","v":{"$error":"#N/A"}},{"$f":"IF(ISERROR(B60),0,B60)","v":0},null,{"$f":"IF(AND(B55=0,L41=3),VLOOKUP(Form!$M$5+Form!$M$6,notes!A41:K54,MATCH(1,notes!A41:K41,FALSE),FALSE),0)","v":0},{"$f":"IF(AND(B55=0,L41=3),VLOOKUP(Form!$M$5+Form!$M$6,notes!A41:K54,MATCH(2,notes!A41:K41,FALSE),FALSE),0)","v":0},null,null,"exactly"]
[null,{"$f":"VLOOKUP(1,B41:K54,MATCH(1,B41:K41,FALSE),FALSE)","v":{"$error":"#N/A"}},{"$f":"MIN(B61,B63)","v":{"$error":"#N/A"}},null,{"$f":"IF(ISERROR(E59),E60,E59)","v":0},{"$f":"IF(ISERROR(F59),F60,F59)","v":0},null,null,"x","y","err1","err2","err3","ans"]
[null,{"$f":"VLOOKUP(2,B41:K54,MATCH(1,B41:K41,FALSE),FALSE)","v":{"$error":"#N/A"}},{"$f":"MAX(B62,B64)","v":{"$error":"#N/A"}},null,{"$f":"MIN(E61:F61)","v":0},{"$f":"MAX(E61:F61)","v":0},null,null,"y","y",{"$f":"IF(ISERROR(VLOOKUP(Form!$M$5+Form!$M$6,notes!A42:K54,MATCH(Form!$M$4,notes!A42:K42,FALSE),FALSE)),0,VLOOKUP(Form!$M$5+Form!$M$6,notes!A42:K54,MATCH(Form!$M$4,notes!A42:K42,FALSE),FALSE))","v":0},null,null,{"$f":"SUM(K62:M62)","v":0}]
[null,{"$f":"VLOOKUP(1,B41:K54,MATCH(2,B41:K41,FALSE),FALSE)","v":{"$error":"#N/A"}},{"$f":"MAX(B63,B61)","v":{"$error":"#N/A"}},null,{"$f":"(E62-F62)/(C58-C57)*(Form!$M$4-C57)+F62","v":{"$error":"#N/A"}},null,null,null,"y","n",null,null,null,{"$f":"SUM(K63:M63)","v":0}]
[null,{"$f":"VLOOKUP(2,B41:K54,MATCH(2,B41:K41,FALSE),FALSE)","v":{"$error":"#N/A"}},{"$f":"MIN(B62,B64)","v":{"$error":"#N/A"}},null,null,null,null,null,"n","n",{"$f":"IF(OR(E63>100000,E63<=0),0,E63)","v":{"$error":"#N/A"}},{"$f":"IF(K64<>0,0,MIN(E59:F59))","v":{"$error":"#N/A"}},{"$f":"IF(AND(L64=0,K64=0),C61,0)","v":{"$error":"#N/A"}},{"$f":"SUM(K64:M64)","v":{"$error":"#N/A"}}]
[null,{"$f":"VLOOKUP(Form!M32+Form!M33,A41:K54,MATCH(2,A41:K41,FALSE),FALSE)","v":{"$error":"#N/A"}},null,null,null,null,null,null,null,null,null,null,null,{"$f":"IF(ISERROR(N64),N62,N64)","v":0}]

{"sheet":"Options","index":1,"n_rows":17,"n_cols":1,"rows_kept":17,"cut":false,"hidden":true,"merged":[]}
["24ABB3"]
["24ABC6"]
["24ACB3"]
["24ACB7"]
["24ACC6"]
["24AHA4"]
["24ANA1"]
["24ANB1"]
["24ANB6"]
["24ANB7"]
["24APA5"]
["24APA7"]
["CA13NA"]
["CA14NA"]
["CA15NA"]
["CA16NA"]
["CA16NW"]

{"sheet":"Calcs","index":2,"n_rows":21,"n_cols":7,"rows_kept":21,"cut":false,"hidden":true,"merged":[[0,4,0,9],[1,4,1,9]]}
[null,null,null,"Condenser :  "]
[null,null,null,"ADP Evaporator:  "]
[null,null,null,"Condenser Entering Air Temperature: ",100,"(°F) Dry Bulb, 85°F to 115°F"]
[null,null,null,"Evaporator Air Flow:",1265,"CFM"]
[null,null,null,"Entering Evaporator Air (DB):  ",77.5,"(°F) Dry Bulb"]
[null,null,null,"Entering Evaporator Air (WB):  ",60.6,"(°F) Wet Bulb, 63°F to 71°F"]
[]
[]
["Total"]
[28.549999999999997,"1200 60.6"]
[]
[null,"Diff 200",{"$f":"A10-A14","v":0.30799999999999983},"Diff 1 cfm",{"$f":"C12/200","v":1.5399999999999991E-3},"  1265 total",{"$f":"A10-(65*E12)","v":28.449899999999996}]
[]
[28.241999999999997,"1400 60.6"]
[]
["Sens"]
[25.319999999999997,"1200 60.6"]
[]
[null,"Diff 200",{"$f":"A17-A21","v":0.55439999999999756},"Diff 1 cfm",{"$f":"C19/200","v":2.771999999999988E-3},"  1265 Sens",{"$f":"A17-(65*E19)","v":25.139819999999997}]
[]
[24.765599999999999,"1400 60.6"]

{"sheet":"CA13NA_18","index":3,"n_rows":19,"n_cols":45,"rows_kept":19,"cut":false,"hidden":true,"merged":[[2,0,2,1],[2,2,2,15],[3,2,3,3],[3,4,3,5],[3,6,3,7],[3,8,3,9],[3,10,3,11],[3,12,3,13],[3,14,3,15],[5,2,6,2],[5,3,6,3],[5,4,6,4],[5,5,6,5],[5,6,6,6],[5,7,6,7],[5,8,6,8],[4,0,6,0],[4,1,6,1],[4,2,4,3],[4,4,4,5],[4,6,4,7],[4,8,4,9],[5,9,6,9],[5,10,6,10],[5,11,6,11],[5,12,6,12],[5,13,6,13],[5,14,6,14],[5,15,6,15],[4,10,4,11],[4,12,4,13],[4,14,4,15],[7,0,10,0],[11,0,14,0],[15,0,18,0],[22,4,22,15],[23,4,23,5],[23,6,23,7],[23,8,23,9],[23,10,23,11],[23,12,23,13],[23,14,23,15],[25,12,26,12],[25,13,26,13],[25,14,26,14],[25,15,26,15],[27,0,30,0],[31,0,34,0],[24,12,24,13],[24,14,24,15],[25,4,26,4],[25,5,26,5],[25,6,26,6],[25,7,26,7],[25,8,26,8],[25,9,26,9],[25,10,26,10],[25,11,26,11],[24,0,26,0],[24,1,26,1],[24,4,24,5],[24,6,24,7],[24,8,24,9],[24,10,24,11],[35,0,38,0],[41,0,42,1],[41,4,41,15],[42,4,42,5],[42,6,42,7],[42,8,42,9],[42,10,42,11],[42,12,42,13],[42,14,42,15],[44,12,45,12],[44,13,45,13],[44,14,45,14],[44,15,45,15],[46,0,49,0],[50,0,53,0],[43,12,43,13],[43,14,43,15],[44,4,45,4],[44,5,45,5],[44,6,45,6],[44,7,45,7],[44,8,45,8],[44,9,45,9],[44,10,45,10],[44,11,45,11],[43,0,45,0],[43,1,45,1],[43,4,43,5],[43,6,43,7],[43,8,43,9],[43,10,43,11],[54,0,57,0],[60,0,61,1],[60,4,60,15],[61,4,61,5],[61,6,61,7],[61,8,61,9],[61,10,61,11],[61,12,61,13],[61,14,61,15],[63,12,64,12],[63,13,64,13],[63,14,64,14],[63,15,64,15],[65,0,68,0],[69,0,72,0],[62,12,62,13],[62,14,62,15],[63,4,64,4],[63,5,64,5],[63,6,64,6],[63,7,64,7],[63,8,64,8],[63,9,64,9],[63,10,64,10],[63,11,64,11],[62,0,64,0],[62,1,64,1],[62,4,62,5],[62,6,62,7],[62,8,62,9],[62,10,62,11],[73,0,76,0],[79,0,80,1],[79,4,79,15],[80,4,80,5],[80,6,80,7],[80,8,80,9],[80,10,80,11],[80,12,80,13],[80,14,80,15],[82,12,83,12],[82,13,83,13],[82,14,83,14],[82,15,83,15],[84,0,87,0],[88,0,91,0],[81,12,81,13],[81,14,81,15],[82,4,83,4],[82,5,83,5],[82,6,83,6],[82,7,83,7],[82,8,83,8],[82,9,83,9],[82,10,83,10],[82,11,83,11],[81,0,83,0],[81,1,83,1],[81,4,81,5],[81,6,81,7],[81,8,81,9],[81,10,81,11],[92,0,95,0],[98,0,99,1],[98,4,98,15],[99,4,99,5],[99,6,99,7],[99,8,99,9],[99,10,99,11],[99,12,99,13],[99,14,99,15],[101,12,102,12],[101,13,102,13],[101,14,102,14],[101,15,102,15],[103,0,106,0],[107,0,110,0],[100,12,100,13],[100,14,100,15],[101,4,102,4],[101,5,102,5],[101,6,102,6],[101,7,102,7],[101,8,102,8],[101,9,102,9],[101,10,102,10],[101,11,102,11],[100,0,102,0],[100,1,102,1],[100,4,100,5],[100,6,100,7],[100,8,100,9],[100,10,100,11],[111,0,114,0],[117,0,118,1],[117,4,117,15],[118,4,118,5],[118,6,118,7],[118,8,118,9],[118,10,118,11],[118,12,118,13],[118,14,118,15],[130,0,133,0],[120,12,121,12],[120,13,121,13],[120,14,121,14],[120,15,121,15],[122,0,125,0],[126,0,129,0],[119,12,119,13],[119,14,119,15],[120,4,121,4],[120,5,121,5],[120,6,121,6],[120,7,121,7],[120,8,121,8],[120,9,121,9],[120,10,121,10],[120,11,121,11],[119,0,121,0],[119,1,121,1],[119,4,119,5],[119,6,119,7],[119,8,119,9],[119,10,119,11]]}
[]
["CA13NA_18"]
["Evaporator Air \n",null,"Condenser  Entering Air Temperature ˚F"]
[80,"°F DB",75,null,85,null,95,null,100,null,105,null,115,null,125]
["CFM","EWB†\n˚F","Capacity Mbtuh",null,"Capacity Mbtuh",null,"Capacity Mbtuh",null,"Capacity Mbtuh",null,"Capacity Mbtuh",null,"Capacity Mbtuh",null,"Capacity Mbtuh"]
[null,null,"Total","Sens.","Total","Sens.","Total","Sens.","Total","Sens.","Total","Sens.","Total","Sens.","Total","Sens."]
[null,null,null,null,null,null,null,null,null,null,null,null,null,null,null,null,null,"Total Factors",null,null,null,null,null,null,"Sens. %",null,null,null,null,null,null,"IDB Adj",null,null,null,null,null,null,"Sens Calc"]
[525,72,{"$f":"R8*$G$13","v":21.11},{"$f":"IF(AM8>C8,C8,AM8)","v":10.3},{"$f":"S8*$G$13","v":20.16},{"$f":"IF(AN8>E8,E8,AN8)","v":9.9700000000000006},{"$f":"T8*$G$13","v":19.13},{"$f":"IF(AO8>G8,G8,AO8)","v":9.61},{"$f":"U8*$G$13","v":18.579999999999998},{"$f":"IF(AP8>I8,I8,AP8)","v":9.42},{"$f":"V8*$G$13","v":18.03},{"$f":"IF(AQ8>K8,K8,AQ8)","v":9.23},{"$f":"W8*$G$13","v":16.86},{"$f":"IF(AR8>M8,M8,AR8)","v":8.83},{"$f":"X8*$G$13","v":15.63},{"$f":"IF(AS8>O8,O8,AS8)","v":8.42},null,1.199431818181818,1.1454545454545453,1.0869318181818179,1.0556818181818179,1.0244318181818182,0.95795454545454539,0.88806818181818181,0.48792041686404553,0.49454365079365081,0.50235232618923154,0.50699677072120564,0.51192457016084303,0.52372479240806646,0.53870761356365959,0.83499999999999996,0.83499999999999996,0.83499999999999996,0.83499999999999996,0.83499999999999996,0.83499999999999996,0.83499999999999996,{"$f":"Y8*C8+($A$4-80)*AF8*$A$8/1000","v":10.3},{"$f":"Z8*E8+($A$4-80)*AG8*$A$8/1000","v":9.9700000000000006},{"$f":"AA8*G8+($A$4-80)*AH8*$A$8/1000","v":9.61},{"$f":"AB8*I8+($A$4-80)*AI8*$A$8/1000","v":9.42},{"$f":"AC8*K8+($A$4-80)*AJ8*$A$8/1000","v":9.23},{"$f":"AD8*M8+($A$4-80)*AK8*$A$8/1000","v":8.83},{"$f":"AE8*O8+($A$4-80)*AL8*$A$8/1000","v":8.42}]
[null,67,19.260000000000002,12.62,18.37,{"$f":"IF(AN9>E9,E9,AN9)","v":12.280000000000001},{"$f":"T9*$G$13","v":17.41},{"$f":"IF(AO9>G9,G9,AO9)","v":11.91},16.905000000000001,{"$f":"IF(AP9>I9,I9,AP9)","v":11.715},16.399999999999999,{"$f":"IF(AQ9>K9,K9,AQ9)","v":11.52},15.33,{"$f":"IF(AR9>M9,M9,AR9)","v":11.12},14.200000000000001,{"$f":"IF(AS9>O9,O9,AS9)","v":10.700000000000001},null,1.0943181818181817,1.04375,0.98920454545454539,0.96051136363636358,0.93181818181818166,0.87102272727272723,0.80681818181818177,0.6552440290758047,0.66848121937942295,0.68408960367604821,0.69299023957409045,0.70243902439024397,0.72537508153946506,0.75352112676056338,0.83499999999999996,0.83499999999999996,0.83499999999999996,0.83499999999999996,0.83499999999999996,0.83499999999999996,0.83499999999999996,{"$f":"Y9*C9+($A$4-80)*AF9*$A$8/1000","v":12.62},{"$f":"Z9*E9+($A$4-80)*AG9*$A$8/1000","v":12.280000000000001},{"$f":"AA9*G9+($A$4-80)*AH9*$A$8/1000","v":11.91},{"$f":"AB9*I9+($A$4-80)*AI9*$A$8/1000","v":11.715},{"$f":"AC9*K9+($A$4-80)*AJ9*$A$8/1000","v":11.52},{"$f":"AD9*M9+($A$4-80)*AK9*$A$8/1000","v":11.12},{"$f":"AE9*O9+($A$4-80)*AL9*$A$8/1000","v":10.700000000000001}]
[null,62,17.61,14.91,16.8,14.55,{"$f":"T10*$G$13","v":15.95},14.17,15.51,13.965,15.07,13.76,14.21,14.21,13.35,13.35,null,1.0005681818181817,0.95454545454545447,0.90624999999999989,0.88124999999999987,0.85624999999999996,0.80738636363636362,0.75852272727272718,0.84667802385008517,0.8660714285714286,0.88840125391849534,0.90038684719535789,0.91307232913072323,1,1,0.83499999999999996,0.83499999999999996,0.83499999999999996,0.83499999999999996,0.83499999999999996,0.83499999999999996,0.83499999999999996,14.91,{"$f":"Z10*E10+($A$4-80)*AG10*$A$8/1000","v":14.55},{"$f":"AA10*G10+($A$4-80)*AH10*$A$8/1000","v":14.17},13.965,13.76,14.21,13.35]
[null,57,17.079999999999998,17.079999999999998,16.440000000000001,16.440000000000001,{"$f":"T11*$G$13","v":15.74},15.74,15.370000000000001,15.370000000000001,15,15,14.19,14.19,13.33,13.33,null,0.97045454545454524,0.93409090909090908,0.89431818181818179,0.87329545454545454,0.85227272727272718,0.80624999999999991,0.75738636363636358,1,1,1,1,1,1,1,0.83499999999999996,0.83499999999999996,0.83499999999999996,0.83499999999999996,0.83499999999999996,0.83499999999999996,0.83499999999999996,17.079999999999998,{"$f":"Z11*E11+($A$4-80)*AG11*$A$8/1000","v":16.440000000000001},{"$f":"AA11*G11+($A$4-80)*AH11*$A$8/1000","v":15.74},{"$f":"AB11*I11+($A$4-80)*AI11*$A$8/1000","v":15.370000000000001},15,14.19,13.33]
[600,72,21.37,10.77,20.39,10.43,{"$f":"T12*$G$13","v":19.32},10.07,18.745000000000001,9.875,18.170000000000002,9.68,16.96,9.2800000000000011,15.69,8.86,null,1.2142045454545454,1.1585227272727272,1.0977272727272727,1.0650568181818181,1.0323863636363637,0.96363636363636362,0.89147727272727262,0.50397753860552175,0.51152525747915645,0.52122153209109734,0.52680714857295274,0.53274628508530542,0.54716981132075471,0.56469088591459526,0.83499999999999996,0.83499999999999996,0.83499999999999996,0.83499999999999996,0.83499999999999996,0.83499999999999996,0.83499999999999996,{"$f":"Y12*C12+($A$4-80)*AF12*$A$12/1000","v":10.77},{"$f":"Z12*E12+($A$4-80)*AG12*$A$12/1000","v":10.43},{"$f":"AA12*G12+($A$4-80)*AH12*$A$12/1000","v":10.07},{"$f":"AB12*I12+($A$4-80)*AI12*$A$12/1000","v":9.875},{"$f":"AC12*K12+($A$4-80)*AJ12*$A$12/1000","v":9.68},{"$f":"AD12*M12+($A$4-80)*AK12*$A$12/1000","v":9.2800000000000011},{"$f":"AE12*O12+($A$4-80)*AL12*$A$12/1000","v":8.86}]
[null,67,19.510000000000005,13.390000000000002,18.59,13.05,17.600000000000001,12.67,17.075000000000003,12.475,16.55,12.28,15.44,11.87,14.28,11.44,null,1.1085227272727274,1.0562499999999999,1,0.97017045454545459,0.94034090909090906,0.8772727272727272,0.81136363636363629,0.68631471040492054,0.70199031737493278,0.7198863636363636,0.73060029282576855,0.7419939577039274,0.76878238341968907,0.80112044817927175,0.83499999999999996,0.83499999999999996,0.83499999999999996,0.83499999999999996,0.83499999999999996,0.83499999999999996,0.83499999999999996,{"$f":"Y13*C13+($A$4-80)*AF13*$A$12/1000","v":13.390000000000002},{"$f":"Z13*E13+($A$4-80)*AG13*$A$12/1000","v":13.05},{"$f":"AA13*G13+($A$4-80)*AH13*$A$12/1000","v":12.67},{"$f":"AB13*I13+($A$4-80)*AI13*$A$12/1000","v":12.475},{"$f":"AC13*K13+($A$4-80)*AJ13*$A$12/1000","v":12.28},{"$f":"AD13*M13+($A$4-80)*AK13*$A$12/1000","v":11.87},{"$f":"AE13*O13+($A$4-80)*AL13*$A$12/1000","v":11.44}]
[null,62,17.940000000000001,15.97,17.12,15.58,{"$f":"T14*$G$13","v":16.309999999999999},16.309999999999999,15.91,15.91,15.51,15.51,14.649999999999999,14.649999999999999,13.72,13.72,null,1.0193181818181818,0.97272727272727266,0.92670454545454528,0.90397727272727268,0.88124999999999987,0.83238636363636354,0.77954545454545454,0.89018952062430323,0.91004672897196259,1,1,1,1,1,0.83499999999999996,0.83499999999999996,0.83499999999999996,0.83499999999999996,0.83499999999999996,0.83499999999999996,0.83499999999999996,15.97,{"$f":"Z14*E14+($A$4-80)*AG14*$A$12/1000","v":15.58},{"$f":"AA14*G14+($A$4-80)*AH14*$A$12/1000","v":16.309999999999999},15.91,15.51,14.649999999999999,13.72]
[null,57,17.739999999999998,17.739999999999998,17.03,17.03,16.29,16.29,15.89,15.89,15.49,15.49,14.63,14.63,13.71,13.71,null,1.0079545454545453,0.9676136363636364,0.92556818181818168,0.90284090909090908,0.88011363636363626,0.83124999999999993,0.77897727272727268,1,1,1,1,1,1,1,0.83499999999999996,0.83499999999999996,0.83499999999999996,0.83499999999999996,0.83499999999999996,0.83499999999999996,0.83499999999999996,17.739999999999998,{"$f":"Z15*E15+($A$4-80)*AG15*$A$12/1000","v":17.03},{"$f":"AA15*G15+($A$4-80)*AH15*$A$12/1000","v":16.29},15.89,15.49,14.63,13.71]
[675,72,21.73,11.28,20.71,10.93,19.61,10.57,{"$f":"U16*$G$13","v":19.02},10.375,18.43,10.18,17.190000000000001,9.77,15.89,9.35,null,1.2346590909090909,1.1767045454545455,1.1142045454545453,1.0806818181818181,1.0471590909090909,0.97670454545454544,0.90284090909090908,0.51909802116889092,0.52776436504104296,0.53901070882202962,0.54547844374342802,0.55236028214867061,0.56835369400814417,0.58842039018250469,0.83499999999999996,0.83499999999999996,0.83499999999999996,0.83499999999999996,0.83499999999999996,0.83499999999999996,0.83499999999999996,{"$f":"Y16*C16+($A$4-80)*AF16*$A$16/1000","v":11.28},{"$f":"Z16*E16+($A$4-80)*AG16*$A$16/1000","v":10.93},{"$f":"AA16*G16+($A$4-80)*AH16*$A$16/1000","v":10.57},{"$f":"AB16*I16+($A$4-80)*AI16*$A$16/1000","v":10.375},{"$f":"AC16*K16+($A$4-80)*AJ16*$A$16/1000","v":10.18},{"$f":"AD16*M16+($A$4-80)*AK16*$A$16/1000","v":9.77},{"$f":"AE16*O16+($A$4-80)*AL16*$A$16/1000","v":9.35}]
[null,67,19.86,14.2,18.93,13.86,17.899999999999999,13.47,17.36,13.27,16.82,13.07,15.69,12.66,14.51,12.21,null,1.1284090909090907,1.0755681818181817,1.0170454545454544,0.98636363636363622,0.95568181818181808,0.89147727272727262,0.8244318181818181,0.71500503524672709,0.73217115689381929,0.75251396648044699,0.76440092165898621,0.77705112960761002,0.80688336520076487,0.84148862853204698,0.83499999999999996,0.83499999999999996,0.83499999999999996,0.83499999999999996,0.83499999999999996,0.83499999999999996,0.83499999999999996,{"$f":"Y17*C17+($A$4-80)*AF17*$A$16/1000","v":14.2},{"$f":"Z17*E17+($A$4-80)*AG17*$A$16/1000","v":13.86},{"$f":"AA17*G17+($A$4-80)*AH17*$A$16/1000","v":13.47},{"$f":"AB17*I17+($A$4-80)*AI17*$A$16/1000","v":13.27},{"$f":"AC17*K17+($A$4-80)*AJ17*$A$16/1000","v":13.07},{"$f":"AD17*M17+($A$4-80)*AK17*$A$16/1000","v":12.66},{"$f":"AE17*O17+($A$4-80)*AL17*$A$16/1000","v":12.21}]
[null,62,18.399999999999999,18.399999999999999,17.68,17.68,16.89,16.89,16.465,16.465,16.04,16.04,15.14,15.14,14.17,14.17,null,1.0454545454545452,1.0045454545454544,0.95965909090909085,0.93551136363636356,0.91136363636363626,0.86022727272727273,0.80511363636363631,1,1,1,1,1,1,1,0.83499999999999996,0.83499999999999996,0.83499999999999996,0.83499999999999996,0.83499999999999996,0.83499999999999996,0.83499999999999996,18.399999999999999,{"$f":"Z18*E18+($A$4-80)*AG18*$A$16/1000","v":17.68},{"$f":"AA18*G18+($A$4-80)*AH18*$A$16/1000","v":16.89},16.465,16.04,15.14,14.17]
[null,57,18.39,18.39,17.66,17.66,16.87,16.87,16.445,16.445,16.02,16.02,15.12,15.12,14.15,14.15,null,1.0448863636363637,1.0034090909090909,0.95852272727272725,0.93437499999999996,0.91022727272727266,0.85909090909090902,0.80397727272727271,1,1,1,1,1,1,1,0.83499999999999996,0.83499999999999996,0.83499999999999996,0.83499999999999996,0.83499999999999996,0.83499999999999996,0.83499999999999996,18.39,{"$f":"Z19*E19+($A$4-80)*AG19*$A$16/1000","v":17.66},{"$f":"AA19*G19+($A$4-80)*AH19*$A$16/1000","v":16.87},16.445,16.02,15.12,14.15]

{"sheet":"CA13NA_24","index":4,"n_rows":19,"n_cols":45,"rows_kept":19,"cut":false,"hidden":true,"merged":[[2,0,2,1],[2,2,2,15],[3,2,3,3],[3,4,3,5],[3,6,3,7],[3,8,3,9],[3,10,3,11],[3,12,3,13],[3,14,3,15],[5,2,6,2],[5,3,6,3],[5,4,6,4],[5,5,6,5],[5,6,6,6],[5,7,6,7],[5,8,6,8],[4,0,6,0],[4,1,6,1],[4,2,4,3],[4,4,4,5],[4,6,4,7],[4,8,4,9],[5,9,6,9],[5,10,6,10],[5,11,6,11],[5,12,6,12],[5,13,6,13],[5,14,6,14],[5,15,6,15],[4,10,4,11],[4,12,4,13],[4,14,4,15],[7,0,10,0],[11,0,14,0],[15,0,18,0],[22,4,22,15],[23,4,23,5],[23,6,23,7],[23,8,23,9],[23,10,23,11],[23,12,23,13],[23,14,23,15],[25,12,26,12],[25,13,26,13],[25,14,26,14],[25,15,26,15],[27,0,30,0],[31,0,34,0],[24,12,24,13],[24,14,24,15],[25,4,26,4],[25,5,26,5],[25,6,26,6],[25,7,26,7],[25,8,26,8],[25,9,26,9],[25,10,26,10],[25,11,26,11],[24,0,26,0],[24,1,26,1],[24,4,24,5],[24,6,24,7],[24,8,24,9],[24,10,24,11],[35,0,38,0],[41,0,42,1],[41,4,41,15],[42,4,42,5],[42,6,42,7],[42,8,42,9],[42,10,42,11],[42,12,42,13],[42,14,42,15],[44,12,45,12],[44,13,45,13],[44,14,45,14],[44,15,45,15],[46,0,49,0],[50,0,53,0],[43,12,43,13],[43,14,43,15],[44,4,45,4],[44,5,45,5],[44,6,45,6],[44,7,45,7],[44,8,45,8],[44,9,45,9],[44,10,45,10],[44,11,45,11],[43,0,45,0],[43,1,45,1],[43,4,43,5],[43,6,43,7],[43,8,43,9],[43,10,43,11],[54,0,57,0],[60,0,61,1],[60,4,60,15],[61,4,61,5],[61,6,61,7],[61,8,61,9],[61,10,61,11],[61,12,61,13],[61,14,61,15],[63,12,64,12],[63,13,64,13],[63,14,64,14],[63,15,64,15],[65,0,68,0],[69,0,72,0],[62,12,62,13],[62,14,62,15],[63,4,64,4],[63,5,64,5],[63,6,64,6],[63,7,64,7],[63,8,64,8],[63,9,64,9],[63,10,64,10],[63,11,64,11],[62,0,64,0],[62,1,64,1],[62,4,62,5],[62,6,62,7],[62,8,62,9],[62,10,62,11],[73,0,76,0],[79,0,80,1],[79,4,79,15],[80,4,80,5],[80,6,80,7],[80,8,80,9],[80,10,80,11],[80,12,80,13],[80,14,80,15],[82,12,83,12],[82,13,83,13],[82,14,83,14],[82,15,83,15],[84,0,87,0],[88,0,91,0],[81,12,81,13],[81,14,81,15],[82,4,83,4],[82,5,83,5],[82,6,83,6],[82,7,83,7],[82,8,83,8],[82,9,83,9],[82,10,83,10],[82,11,83,11],[81,0,83,0],[81,1,83,1],[81,4,81,5],[81,6,81,7],[81,8,81,9],[81,10,81,11],[92,0,95,0],[98,0,99,1],[98,4,98,15],[99,4,99,5],[99,6,99,7],[99,8,99,9],[99,10,99,11],[99,12,99,13],[99,14,99,15],[101,12,102,12],[101,13,102,13],[101,14,102,14],[101,15,102,15],[103,0,106,0],[107,0,110,0],[100,12,100,13],[100,14,100,15],[101,4,102,4],[101,5,102,5],[101,6,102,6],[101,7,102,7],[101,8,102,8],[101,9,102,9],[101,10,102,10],[101,11,102,11],[100,0,102,0],[100,1,102,1],[100,4,100,5],[100,6,100,7],[100,8,100,9],[100,10,100,11],[111,0,114,0],[117,0,118,1],[117,4,117,15],[118,4,118,5],[118,6,118,7],[118,8,118,9],[118,10,118,11],[118,12,118,13],[118,14,118,15],[130,0,133,0],[120,12,121,12],[120,13,121,13],[120,14,121,14],[120,15,121,15],[122,0,125,0],[126,0,129,0],[119,12,119,13],[119,14,119,15],[120,4,121,4],[120,5,121,5],[120,6,121,6],[120,7,121,7],[120,8,121,8],[120,9,121,9],[120,10,121,10],[120,11,121,11],[119,0,121,0],[119,1,121,1],[119,4,119,5],[119,6,119,7],[119,8,119,9],[119,10,119,11]]}
[]
["CA13NA_24"]
["Evaporator Air \n",null,"Condenser  Entering Air Temperature ˚F"]
[80,"°F DB",75,null,85,null,95,null,100,null,105,null,115,null,125]
["CFM","EWB†\n˚F","Capacity Mbtuh",null,"Capacity Mbtuh",null,"Capacity Mbtuh",null,"Capacity Mbtuh",null,"Capacity Mbtuh",null,"Capacity Mbtuh",null,"Capacity Mbtuh"]
[null,null,"Total","Sens.","Total","Sens.","Total","Sens.","Total","Sens.","Total","Sens.","Total","Sens.","Total","Sens."]
[null,null,null,null,null,null,null,null,null,null,null,null,null,null,null,null,null,"Total Factors",null,null,null,null,null,null,"Sens. %",null,null,null,null,null,null,"IDB Adj",null,null,null,null,null,null,"Sens Calc"]
[700,72,{"$f":"R8*$G$13","v":28.413913043478264},{"$f":"IF(AM8>C8,C8,AM8)","v":13.961739130434784},{"$f":"S8*$G$13","v":27.17217391304348},{"$f":"IF(AN8>E8,E8,AN8)","v":13.533913043478263},{"$f":"T8*$G$13","v":25.867826086956519},{"$f":"IF(AO8>G8,G8,AO8)","v":13.095652173913042},{"$f":"U8*$G$13","v":25.142608695652175},{"$f":"IF(AP8>I8,I8,AP8)","v":12.8504347826087},{"$f":"V8*$G$13","v":24.417391304347824},{"$f":"IF(AQ8>K8,K8,AQ8)","v":12.605217391304349},{"$f":"W8*$G$13","v":22.873043478260872},{"$f":"IF(AR8>M8,M8,AR8)","v":12.093913043478262},{"$f":"X8*$G$13","v":21.255652173913045},{"$f":"IF(AS8>O8,O8,AS8)","v":11.561739130434782},null,1.183913043478261,1.1321739130434783,1.0778260869565217,1.047608695652174,1.017391304347826,0.95304347826086966,0.88565217391304352,0.49136981270657365,0.49807987711213519,0.50625252117789432,0.51110188835858072,0.51623931623931629,0.5287408759124087,0.54393716249386348,0.83499999999999996,0.83499999999999996,0.83499999999999996,0.83499999999999996,0.83499999999999996,0.83499999999999996,0.83499999999999996,{"$f":"Y8*C8+($A$4-80)*AF8*$A$8/1000","v":13.961739130434784},{"$f":"Z8*E8+($A$4-80)*AG8*$A$8/1000","v":13.533913043478263},{"$f":"AA8*G8+($A$4-80)*AH8*$A$8/1000","v":13.095652173913042},{"$f":"AB8*I8+($A$4-80)*AI8*$A$8/1000","v":12.8504347826087},{"$f":"AC8*K8+($A$4-80)*AJ8*$A$8/1000","v":12.605217391304349},{"$f":"AD8*M8+($A$4-80)*AK8*$A$8/1000","v":12.093913043478262},{"$f":"AE8*O8+($A$4-80)*AL8*$A$8/1000","v":11.561739130434782}]
[null,67,26.055652173913039,17.300869565217386,24.918260869565216,{"$f":"IF(AN9>E9,E9,AN9)","v":16.873043478260872},{"$f":"T9*$G$13","v":23.676521739130436},{"$f":"IF(AO9>G9,G9,AO9)","v":16.403478260869566},23.003478260869567,{"$f":"IF(AP9>I9,I9,AP9)","v":16.153043478260869},22.330434782608695,{"$f":"IF(AQ9>K9,K9,AQ9)","v":15.902608695652175},20.911304347826086,{"$f":"IF(AR9>M9,M9,AR9)","v":15.38086956521739},19.419130434782609,{"$f":"IF(AS9>O9,O9,AS9)","v":14.838260869565218},null,1.0856521739130434,1.0382608695652173,0.98652173913043484,0.95847826086956533,0.93043478260869561,0.8713043478260869,0.80913043478260871,0.66399679615538643,0.67713567839195987,0.69281621859850151,0.70220004536175995,0.71214953271028048,0.73552894211576847,0.76410531972058038,0.83499999999999996,0.83499999999999996,0.83499999999999996,0.83499999999999996,0.83499999999999996,0.83499999999999996,0.83499999999999996,{"$f":"Y9*C9+($A$4-80)*AF9*$A$8/1000","v":17.300869565217386},{"$f":"Z9*E9+($A$4-80)*AG9*$A$8/1000","v":16.873043478260872},{"$f":"AA9*G9+($A$4-80)*AH9*$A$8/1000","v":16.403478260869566},{"$f":"AB9*I9+($A$4-80)*AI9*$A$8/1000","v":16.153043478260869},{"$f":"AC9*K9+($A$4-80)*AJ9*$A$8/1000","v":15.902608695652175},{"$f":"AD9*M9+($A$4-80)*AK9*$A$8/1000","v":15.38086956521739},{"$f":"AE9*O9+($A$4-80)*AL9*$A$8/1000","v":14.838260869565218}]
[null,62,23.989565217391302,20.598260869565216,22.956521739130437,20.139130434782611,{"$f":"T10*$G$13","v":21.829565217391306},19.627826086956521,21.276521739130438,20.175652173913047,20.723478260869562,20.723478260869562,19.627826086956521,19.627826086956521,18.459130434782612,18.459130434782612,null,0.99956521739130433,0.95652173913043481,0.90956521739130447,0.88652173913043486,0.86347826086956514,0.8178260869565217,0.76913043478260879,0.85863418877772946,0.87727272727272732,0.89913957934990429,0.94825895046591469,1,1,1,0.83499999999999996,0.83499999999999996,0.83499999999999996,0.83499999999999996,0.83499999999999996,0.83499999999999996,0.83499999999999996,20.598260869565216,{"$f":"Z10*E10+($A$4-80)*AG10*$A$8/1000","v":20.139130434782611},{"$f":"AA10*G10+($A$4-80)*AH10*$A$8/1000","v":19.627826086956521},20.175652173913047,20.723478260869562,19.627826086956521,18.459130434782612]
[null,57,23.52,23.52,22.664347826086953,22.664347826086953,{"$f":"T11*$G$13","v":21.704347826086956},21.704347826086956,21.198260869565217,21.198260869565217,20.692173913043476,20.692173913043476,19.596521739130434,19.596521739130434,18.427826086956522,18.427826086956522,null,0.98,0.94434782608695644,0.90434782608695652,0.88326086956521732,0.86217391304347823,0.8165217391304348,0.76782608695652177,1,1,1,1,1,1,1,0.83499999999999996,0.83499999999999996,0.83499999999999996,0.83499999999999996,0.83499999999999996,0.83499999999999996,0.83499999999999996,23.52,{"$f":"Z11*E11+($A$4-80)*AG11*$A$8/1000","v":22.664347826086953},{"$f":"AA11*G11+($A$4-80)*AH11*$A$8/1000","v":21.704347826086956},{"$f":"AB11*I11+($A$4-80)*AI11*$A$8/1000","v":21.198260869565217},20.692173913043476,19.596521739130434,18.427826086956522]
[800,72,28.820869565217393,14.660869565217393,27.52695652173913,14.222608695652175,{"$f":"T12*$G$13","v":26.160000000000004},13.773913043478261,25.419130434782609,13.528695652173914,24.678260869565214,13.283478260869565,23.092173913043478,12.761739130434782,21.422608695652173,12.229565217391304,null,1.2008695652173913,1.1469565217391304,1.0900000000000001,1.0591304347826087,1.0282608695652173,0.96217391304347821,0.89260869565217393,0.50868935553946415,0.51667930250189542,0.52652572796170716,0.53222495894909694,0.5382663847780127,0.55264347040216899,0.57087189478811495,0.83499999999999996,0.83499999999999996,0.83499999999999996,0.83499999999999996,0.83499999999999996,0.83499999999999996,0.83499999999999996,{"$f":"Y12*C12+($A$4-80)*AF12*$A$12/1000","v":14.660869565217393},{"$f":"Z12*E12+($A$4-80)*AG12*$A$12/1000","v":14.222608695652175},{"$f":"AA12*G12+($A$4-80)*AH12*$A$12/1000","v":13.773913043478261},{"$f":"AB12*I12+($A$4-80)*AI12*$A$12/1000","v":13.528695652173914},{"$f":"AC12*K12+($A$4-80)*AJ12*$A$12/1000","v":13.283478260869565},{"$f":"AD12*M12+($A$4-80)*AK12*$A$12/1000","v":12.761739130434782},{"$f":"AE12*O12+($A$4-80)*AL12*$A$12/1000","v":12.229565217391304}]
[null,67,26.452173913043477,18.427826086956518,25.273043478260867,17.989565217391302,24,17.52,23.30086956521739,17.264347826086958,22.601739130434783,17.008695652173913,21.151304347826084,16.476521739130433,19.617391304347827,15.923478260869564,null,1.1021739130434782,1.0530434782608695,1,0.97086956521739121,0.94173913043478263,0.88130434782608691,0.81739130434782614,0.69664694280078887,0.7118084227910817,0.73,0.74093148231079276,0.75253924284395202,0.77898371978293046,0.81170212765957439,0.83499999999999996,0.83499999999999996,0.83499999999999996,0.83499999999999996,0.83499999999999996,0.83499999999999996,0.83499999999999996,{"$f":"Y13*C13+($A$4-80)*AF13*$A$12/1000","v":18.427826086956518},{"$f":"Z13*E13+($A$4-80)*AG13*$A$12/1000","v":17.989565217391302},{"$f":"AA13*G13+($A$4-80)*AH13*$A$12/1000","v":17.52},{"$f":"AB13*I13+($A$4-80)*AI13*$A$12/1000","v":17.264347826086958},{"$f":"AC13*K13+($A$4-80)*AJ13*$A$12/1000","v":17.008695652173913},{"$f":"AD13*M13+($A$4-80)*AK13*$A$12/1000","v":16.476521739130433},{"$f":"AE13*O13+($A$4-80)*AL13*$A$12/1000","v":15.923478260869564}]
[null,62,24.511304347826083,22.090434782608696,23.52,23.52,{"$f":"T14*$G$13","v":22.518260869565218},22.518260869565218,21.970434782608695,21.970434782608695,21.422608695652173,21.422608695652173,20.264347826086958,20.264347826086958,19.022608695652174,19.022608695652174,null,1.0213043478260868,0.98,0.93826086956521737,0.9154347826086956,0.89260869565217393,0.84434782608695658,0.79260869565217396,0.90123456790123468,1,1,1,1,1,1,0.83499999999999996,0.83499999999999996,0.83499999999999996,0.83499999999999996,0.83499999999999996,0.83499999999999996,0.83499999999999996,22.090434782608696,{"$f":"Z14*E14+($A$4-80)*AG14*$A$12/1000","v":23.52},{"$f":"AA14*G14+($A$4-80)*AH14*$A$12/1000","v":22.518260869565218},21.970434782608695,21.422608695652173,20.264347826086958,19.022608695652174]
[null,57,24.396521739130431,24.396521739130431,23.499130434782607,23.499130434782607,22.486956521739131,22.486956521739131,21.944347826086958,21.944347826086958,21.401739130434784,21.401739130434784,20.243478260869562,20.243478260869562,19.001739130434782,19.001739130434782,null,1.0165217391304346,0.97913043478260864,0.93695652173913047,0.91434782608695653,0.8917391304347827,0.84347826086956512,0.79173913043478261,1,1,1,1,1,1,1,0.83499999999999996,0.83499999999999996,0.83499999999999996,0.83499999999999996,0.83499999999999996,0.83499999999999996,0.83499999999999996,24.396521739130431,{"$f":"Z15*E15+($A$4-80)*AG15*$A$12/1000","v":23.499130434782607},{"$f":"AA15*G15+($A$4-80)*AH15*$A$12/1000","v":22.486956521739131},21.944347826086958,21.401739130434784,20.243478260869562,19.001739130434782]
[900,72,29.102608695652176,15.307826086956521,27.766956521739132,14.869565217391306,26.368695652173912,14.420869565217391,25.617391304347827,14.175652173913045,24.866086956521734,13.930434782608694,23.227826086956526,13.398260869565219,21.52695652173913,12.855652173913045,null,1.212608695652174,1.1569565217391304,1.0986956521739131,1.067391304347826,1.036086956521739,0.96782608695652184,0.89695652173913043,0.52599498027967007,0.53551296505073287,0.54689354966363279,0.55336048879837074,0.56021821233738989,0.5768194070080862,0.59718856034900636,0.83499999999999996,0.83499999999999996,0.83499999999999996,0.83499999999999996,0.83499999999999996,0.83499999999999996,0.83499999999999996,{"$f":"Y16*C16+($A$4-80)*AF16*$A$16/1000","v":15.307826086956521},{"$f":"Z16*E16+($A$4-80)*AG16*$A$16/1000","v":14.869565217391306},{"$f":"AA16*G16+($A$4-80)*AH16*$A$16/1000","v":14.420869565217391},{"$f":"AB16*I16+($A$4-80)*AI16*$A$16/1000","v":14.175652173913045},{"$f":"AC16*K16+($A$4-80)*AJ16*$A$16/1000","v":13.930434782608694},{"$f":"AD16*M16+($A$4-80)*AK16*$A$16/1000","v":13.398260869565219},{"$f":"AE16*O16+($A$4-80)*AL16*$A$16/1000","v":12.855652173913045}]
[null,67,26.744347826086951,19.502608695652171,25.523478260869567,19.064347826086959,24.229565217391304,18.584347826086955,23.52,18.328695652173913,22.810434782608695,18.073043478260871,21.318260869565215,17.52,19.77391304347826,16.935652173913041,null,1.1143478260869564,1.0634782608695652,1.0095652173913043,0.98,0.95043478260869563,0.88826086956521733,0.82391304347826089,0.72922356613343742,0.74693376941946032,0.76701119724375533,0.77928127772848266,0.79231473010064046,0.82183064121390115,0.85646437994722957,0.83499999999999996,0.83499999999999996,0.83499999999999996,0.83499999999999996,0.83499999999999996,0.83499999999999996,0.83499999999999996,{"$f":"Y17*C17+($A$4-80)*AF17*$A$16/1000","v":19.502608695652171},{"$f":"Z17*E17+($A$4-80)*AG17*$A$16/1000","v":19.064347826086959},{"$f":"AA17*G17+($A$4-80)*AH17*$A$16/1000","v":18.584347826086955},{"$f":"AB17*I17+($A$4-80)*AI17*$A$16/1000","v":18.328695652173913},{"$f":"AC17*K17+($A$4-80)*AJ17*$A$16/1000","v":18.073043478260871},{"$f":"AD17*M17+($A$4-80)*AK17*$A$16/1000","v":17.52},{"$f":"AE17*O17+($A$4-80)*AL17*$A$16/1000","v":16.935652173913041}]
[null,62,25.147826086956528,25.147826086956528,24.198260869565221,24.198260869565221,23.144347826086957,23.144347826086957,22.570434782608693,22.570434782608693,21.996521739130433,21.996521739130433,20.765217391304347,20.765217391304347,19.471304347826088,19.471304347826088,null,1.0478260869565219,1.0082608695652175,0.96434782608695646,0.94043478260869562,0.91652173913043467,0.86521739130434772,0.81130434782608696,1,1,1,1,1,1,1,0.83499999999999996,0.83499999999999996,0.83499999999999996,0.83499999999999996,0.83499999999999996,0.83499999999999996,0.83499999999999996,25.147826086956528,{"$f":"Z18*E18+($A$4-80)*AG18*$A$16/1000","v":24.198260869565221},{"$f":"AA18*G18+($A$4-80)*AH18*$A$16/1000","v":23.144347826086957},22.570434782608693,21.996521739130433,20.765217391304347,19.471304347826088]
[null,57,25.116521739130437,25.116521739130437,24.166956521739131,24.166956521739131,23.11304347826087,23.11304347826087,22.53913043478261,22.53913043478261,21.96521739130435,21.96521739130435,20.744347826086955,20.744347826086955,19.450434782608696,19.450434782608696,null,1.0465217391304349,1.0069565217391305,0.96304347826086956,0.93913043478260871,0.91521739130434787,0.86434782608695648,0.81043478260869573,1,1,1,1,1,1,1,0.83499999999999996,0.83499999999999996,0.83499999999999996,0.83499999999999996,0.83499999999999996,0.83499999999999996,0.83499999999999996,25.116521739130437,{"$f":"Z19*E19+($A$4-80)*AG19*$A$16/1000","v":24.166956521739131},{"$f":"AA19*G19+($A$4-80)*AH19*$A$16/1000","v":23.11304347826087},22.53913043478261,21.96521739130435,20.744347826086955,19.450434782608696]

{"sheet":"CA13NA_30","index":5,"n_rows":19,"n_cols":45,"rows_kept":19,"cut":false,"hidden":true,"merged":[[2,0,2,1],[2,2,2,15],[3,2,3,3],[3,4,3,5],[3,6,3,7],[3,8,3,9],[3,10,3,11],[3,12,3,13],[3,14,3,15],[5,2,6,2],[5,3,6,3],[5,4,6,4],[5,5,6,5],[5,6,6,6],[5,7,6,7],[5,8,6,8],[4,0,6,0],[4,1,6,1],[4,2,4,3],[4,4,4,5],[4,6,4,7],[4,8,4,9],[5,9,6,9],[5,10,6,10],[5,11,6,11],[5,12,6,12],[5,13,6,13],[5,14,6,14],[5,15,6,15],[4,10,4,11],[4,12,4,13],[4,14,4,15],[7,0,10,0],[11,0,14,0],[15,0,18,0],[22,4,22,15],[23,4,23,5],[23,6,23,7],[23,8,23,9],[23,10,23,11],[23,12,23,13],[23,14,23,15],[25,12,26,12],[25,13,26,13],[25,14,26,14],[25,15,26,15],[27,0,30,0],[31,0,34,0],[24,12,24,13],[24,14,24,15],[25,4,26,4],[25,5,26,5],[25,6,26,6],[25,7,26,7],[25,8,26,8],[25,9,26,9],[25,10,26,10],[25,11,26,11],[24,0,26,0],[24,1,26,1],[24,4,24,5],[24,6,24,7],[24,8,24,9],[24,10,24,11],[35,0,38,0],[41,0,42,1],[41,4,41,15],[42,4,42,5],[42,6,42,7],[42,8,42,9],[42,10,42,11],[42,12,42,13],[42,14,42,15],[44,12,45,12],[44,13,45,13],[44,14,45,14],[44,15,45,15],[46,0,49,0],[50,0,53,0],[43,12,43,13],[43,14,43,15],[44,4,45,4],[44,5,45,5],[44,6,45,6],[44,7,45,7],[44,8,45,8],[44,9,45,9],[44,10,45,10],[44,11,45,11],[43,0,45,0],[43,1,45,1],[43,4,43,5],[43,6,43,7],[43,8,43,9],[43,10,43,11],[54,0,57,0],[60,0,61,1],[60,4,60,15],[61,4,61,5],[61,6,61,7],[61,8,61,9],[61,10,61,11],[61,12,61,13],[61,14,61,15],[63,12,64,12],[63,13,64,13],[63,14,64,14],[63,15,64,15],[65,0,68,0],[69,0,72,0],[62,12,62,13],[62,14,62,15],[63,4,64,4],[63,5,64,5],[63,6,64,6],[63,7,64,7],[63,8,64,8],[63,9,64,9],[63,10,64,10],[63,11,64,11],[62,0,64,0],[62,1,64,1],[62,4,62,5],[62,6,62,7],[62,8,62,9],[62,10,62,11],[73,0,76,0],[79,0,80,1],[79,4,79,15],[80,4,80,5],[80,6,80,7],[80,8,80,9],[80,10,80,11],[80,12,80,13],[80,14,80,15],[82,12,83,12],[82,13,83,13],[82,14,83,14],[82,15,83,15],[84,0,87,0],[88,0,91,0],[81,12,81,13],[81,14,81,15],[82,4,83,4],[82,5,83,5],[82,6,83,6],[82,7,83,7],[82,8,83,8],[82,9,83,9],[82,10,83,10],[82,11,83,11],[81,0,83,0],[81,1,83,1],[81,4,81,5],[81,6,81,7],[81,8,81,9],[81,10,81,11],[92,0,95,0],[98,0,99,1],[98,4,98,15],[99,4,99,5],[99,6,99,7],[99,8,99,9],[99,10,99,11],[99,12,99,13],[99,14,99,15],[101,12,102,12],[101,13,102,13],[101,14,102,14],[101,15,102,15],[103,0,106,0],[107,0,110,0],[100,12,100,13],[100,14,100,15],[101,4,102,4],[101,5,102,5],[101,6,102,6],[101,7,102,7],[101,8,102,8],[101,9,102,9],[101,10,102,10],[101,11,102,11],[100,0,102,0],[100,1,102,1],[100,4,100,5],[100,6,100,7],[100,8,100,9],[100,10,100,11],[111,0,114,0],[117,0,118,1],[117,4,117,15],[118,4,118,5],[118,6,118,7],[118,8,118,9],[118,10,118,11],[118,12,118,13],[118,14,118,15],[130,0,133,0],[120,12,121,12],[120,13,121,13],[120,14,121,14],[120,15,121,15],[122,0,125,0],[126,0,129,0],[119,12,119,13],[119,14,119,15],[120,4,121,4],[120,5,121,5],[120,6,121,6],[120,7,121,7],[120,8,121,8],[120,9,121,9],[120,10,121,10],[120,11,121,11],[119,0,121,0],[119,1,121,1],[119,4,119,5],[119,6,119,7],[119,8,119,9],[119,10,119,11]]}
[]
["CA13NA_30"]
["Evaporator Air \n",null,"Condenser  Entering Air Temperature ˚F"]
[80,"°F DB",75,null,85,null,95,null,100,null,105,null,115,null,125]
["CFM","EWB†\n˚F","Capacity Mbtuh",null,"Capacity Mbtuh",null,"Capacity Mbtuh",null,"Capacity Mbtuh",null,"Capacity Mbtuh",null,"Capacity Mbtuh",null,"Capacity Mbtuh"]
[null,null,"Total","Sens.","Total","Sens.","Total","Sens.","Total","Sens.","Total","Sens.","Total","Sens.","Total","Sens."]
[null,null,null,null,null,null,null,null,null,null,null,null,null,null,null,null,null,"Total Factors",null,null,null,null,null,null,"Sens. %",null,null,null,null,null,null,"IDB Adj",null,null,null,null,null,null,"Sens Calc"]
[875,72,{"$f":"R8*$G$13","v":32.44},{"$f":"IF(AM8>C8,C8,AM8)","v":15.85},{"$f":"S8*$G$13","v":31.109999999999996},{"$f":"IF(AN8>E8,E8,AN8)","v":15.409999999999998},{"$f":"T8*$G$13","v":29.62},{"$f":"IF(AO8>G8,G8,AO8)","v":14.91},{"$f":"U8*$G$13","v":28.824999999999999},{"$f":"IF(AP8>I8,I8,AP8)","v":14.644999999999996},{"$f":"V8*$G$13","v":28.03},{"$f":"IF(AQ8>K8,K8,AQ8)","v":14.38},{"$f":"W8*$G$13","v":26.3},{"$f":"IF(AR8>M8,M8,AR8)","v":13.82},{"$f":"X8*$G$13","v":24.43},{"$f":"IF(AS8>O8,O8,AS8)","v":13.22},null,1.1839416058394161,1.1354014598540145,1.0810218978102191,1.0520072992700731,1.0229927007299271,0.95985401459854025,0.89160583941605842,0.48859432799013564,0.49533911925425911,0.50337609723160026,0.5080659150043364,0.51302176239743136,0.52547528517110265,0.5411379451494065,0.83499999999999996,0.83499999999999996,0.83499999999999996,0.83499999999999996,0.83499999999999996,0.83499999999999996,0.83499999999999996,{"$f":"Y8*C8+($A$4-80)*AF8*$A$8/1000","v":15.85},{"$f":"Z8*E8+($A$4-80)*AG8*$A$8/1000","v":15.409999999999998},{"$f":"AA8*G8+($A$4-80)*AH8*$A$8/1000","v":14.91},{"$f":"AB8*I8+($A$4-80)*AI8*$A$8/1000","v":14.644999999999996},{"$f":"AC8*K8+($A$4-80)*AJ8*$A$8/1000","v":14.38},{"$f":"AD8*M8+($A$4-80)*AK8*$A$8/1000","v":13.82},{"$f":"AE8*O8+($A$4-80)*AL8*$A$8/1000","v":13.22}]
[null,67,29.71,19.71,28.42,{"$f":"IF(AN9>E9,E9,AN9)","v":19.23},{"$f":"T9*$G$13","v":27.05},{"$f":"IF(AO9>G9,G9,AO9)","v":18.72},26.310000000000002,{"$f":"IF(AP9>I9,I9,AP9)","v":18.454999999999998},25.57,{"$f":"IF(AQ9>K9,K9,AQ9)","v":18.190000000000001},23.96,{"$f":"IF(AR9>M9,M9,AR9)","v":17.600000000000001},22.21,{"$f":"IF(AS9>O9,O9,AS9)","v":16.98},null,1.0843065693430658,1.0372262773722629,0.98722627737226287,0.96021897810218992,0.93321167883211686,0.87445255474452566,0.81058394160583946,0.66341299225849881,0.67663617171006329,0.69205175600739366,0.7014443177499049,0.711380524051623,0.73455759599332227,0.76452048626744706,0.83499999999999996,0.83499999999999996,0.83499999999999996,0.83499999999999996,0.83499999999999996,0.83499999999999996,0.83499999999999996,{"$f":"Y9*C9+($A$4-80)*AF9*$A$8/1000","v":19.71},{"$f":"Z9*E9+($A$4-80)*AG9*$A$8/1000","v":19.23},{"$f":"AA9*G9+($A$4-80)*AH9*$A$8/1000","v":18.72},{"$f":"AB9*I9+($A$4-80)*AI9*$A$8/1000","v":18.454999999999998},{"$f":"AC9*K9+($A$4-80)*AJ9*$A$8/1000","v":18.190000000000001},{"$f":"AD9*M9+($A$4-80)*AK9*$A$8/1000","v":17.600000000000001},{"$f":"AE9*O9+($A$4-80)*AL9*$A$8/1000","v":16.98}]
[null,62,27.34,23.5,26.18,22.98,{"$f":"T10*$G$13","v":24.98},24.83,24.4,24.324999999999999,23.82,23.82,22.57,22.57,21.19,21.19,null,0.99781021897810218,0.95547445255474461,0.91167883211678835,0.89051094890510951,0.86934306569343067,0.82372262773722638,0.77335766423357677,0.85954645208485736,0.87776928953399547,0.99399519615692544,0.99692622950819676,1,1,1,0.83499999999999996,0.83499999999999996,0.83499999999999996,0.83499999999999996,0.83499999999999996,0.83499999999999996,0.83499999999999996,23.5,{"$f":"Z10*E10+($A$4-80)*AG10*$A$8/1000","v":22.98},{"$f":"AA10*G10+($A$4-80)*AH10*$A$8/1000","v":24.83},24.324999999999999,23.82,22.57,21.19]
[null,57,26.95,26.95,25.98,25.98,{"$f":"T11*$G$13","v":24.93},24.93,24.36,24.36,23.79,23.79,22.54,22.54,21.16,21.16,null,0.98357664233576647,0.94817518248175192,0.90985401459854021,0.88905109489051093,0.86824817518248176,0.82262773722627736,0.77226277372262775,1,1,1,1,1,1,1,0.83499999999999996,0.83499999999999996,0.83499999999999996,0.83499999999999996,0.83499999999999996,0.83499999999999996,0.83499999999999996,26.95,{"$f":"Z11*E11+($A$4-80)*AG11*$A$8/1000","v":25.98},{"$f":"AA11*G11+($A$4-80)*AH11*$A$8/1000","v":24.93},{"$f":"AB11*I11+($A$4-80)*AI11*$A$8/1000","v":24.36},23.79,22.54,21.16]
[1000,72,32.880000000000003,16.64,31.52,16.190000000000001,{"$f":"T12*$G$13","v":29.97},15.689999999999998,29.15,15.425000000000001,28.329999999999995,15.159999999999998,26.55,14.59,24.63,13.98,null,1.2000000000000002,1.1503649635036497,1.0937956204379562,1.0638686131386861,1.033941605839416,0.96897810218978109,0.89890510948905111,0.50608272506082719,0.51364213197969544,0.52352352352352349,0.52915951972555753,0.53512177903282743,0.54952919020715629,0.56760048721071865,0.83499999999999996,0.83499999999999996,0.83499999999999996,0.83499999999999996,0.83499999999999996,0.83499999999999996,0.83499999999999996,{"$f":"Y12*C12+($A$4-80)*AF12*$A$12/1000","v":16.64},{"$f":"Z12*E12+($A$4-80)*AG12*$A$12/1000","v":16.190000000000001},{"$f":"AA12*G12+($A$4-80)*AH12*$A$12/1000","v":15.689999999999998},{"$f":"AB12*I12+($A$4-80)*AI12*$A$12/1000","v":15.425000000000001},{"$f":"AC12*K12+($A$4-80)*AJ12*$A$12/1000","v":15.159999999999998},{"$f":"AD12*M12+($A$4-80)*AK12*$A$12/1000","v":14.59},{"$f":"AE12*O12+($A$4-80)*AL12*$A$12/1000","v":13.98}]
[null,67,30.129999999999995,20.99,28.82,20.52,27.4,20,26.634999999999998,19.725000000000001,25.87,19.45,24.23,18.86,22.45,18.22,null,1.0996350364963503,1.0518248175182483,1,0.97208029197080292,0.94416058394160596,0.88430656934306573,0.81934306569343063,0.69664785927646866,0.71200555170020818,0.72992700729927007,0.74056692322132545,0.7518361035948975,0.77837391663227395,0.81158129175946547,0.83499999999999996,0.83499999999999996,0.83499999999999996,0.83499999999999996,0.83499999999999996,0.83499999999999996,0.83499999999999996,{"$f":"Y13*C13+($A$4-80)*AF13*$A$12/1000","v":20.99},{"$f":"Z13*E13+($A$4-80)*AG13*$A$12/1000","v":20.52},{"$f":"AA13*G13+($A$4-80)*AH13*$A$12/1000","v":20},{"$f":"AB13*I13+($A$4-80)*AI13*$A$12/1000","v":19.725000000000001},{"$f":"AC13*K13+($A$4-80)*AJ13*$A$12/1000","v":19.45},{"$f":"AD13*M13+($A$4-80)*AK13*$A$12/1000","v":18.86},{"$f":"AE13*O13+($A$4-80)*AL13*$A$12/1000","v":18.22}]
[null,62,27.99,27.87,26.94,26.94,{"$f":"T14*$G$13","v":25.83},25.83,25.225000000000001,25.225000000000001,24.62,24.62,23.3,23.3,21.85,21.85,null,1.0215328467153284,0.98321167883211691,0.94270072992700726,0.92062043795620452,0.89854014598540155,0.85036496350364965,0.79744525547445266,0.99571275455519836,1,1,1,1,1,1,0.83499999999999996,0.83499999999999996,0.83499999999999996,0.83499999999999996,0.83499999999999996,0.83499999999999996,0.83499999999999996,27.87,{"$f":"Z14*E14+($A$4-80)*AG14*$A$12/1000","v":26.94},{"$f":"AA14*G14+($A$4-80)*AH14*$A$12/1000","v":25.83},25.225000000000001,24.62,23.3,21.85]
[null,57,27.95,27.95,26.91,26.91,25.8,25.8,25.195,25.195,24.59,24.59,23.27,23.27,21.82,21.82,null,1.0200729927007299,0.98211678832116789,0.94160583941605847,0.9195255474452555,0.89744525547445264,0.84927007299270074,0.79635036496350375,1,1,1,1,1,1,1,0.83499999999999996,0.83499999999999996,0.83499999999999996,0.83499999999999996,0.83499999999999996,0.83499999999999996,0.83499999999999996,27.95,{"$f":"Z15*E15+($A$4-80)*AG15*$A$12/1000","v":26.91},{"$f":"AA15*G15+($A$4-80)*AH15*$A$12/1000","v":25.8},25.195,24.59,23.27,21.82]
[1125,72,33.18,17.39,31.780000000000005,16.930000000000003,30.21,16.43,29.37,16.16,28.529999999999998,15.89,26.7,15.32,24.74,14.699999999999998,null,1.210948905109489,1.1598540145985403,1.1025547445255475,1.0718978102189782,1.0412408759124088,0.97445255474452552,0.90291970802919708,0.52411091018685962,0.53272498426683446,0.54385964912280704,0.55022131426625809,0.55695758850332988,0.57378277153558055,0.59417946645109132,0.83499999999999996,0.83499999999999996,0.83499999999999996,0.83499999999999996,0.83499999999999996,0.83499999999999996,0.83499999999999996,{"$f":"Y16*C16+($A$4-80)*AF16*$A$16/1000","v":17.39},{"$f":"Z16*E16+($A$4-80)*AG16*$A$16/1000","v":16.930000000000003},{"$f":"AA16*G16+($A$4-80)*AH16*$A$16/1000","v":16.43},{"$f":"AB16*I16+($A$4-80)*AI16*$A$16/1000","v":16.16},{"$f":"AC16*K16+($A$4-80)*AJ16*$A$16/1000","v":15.89},{"$f":"AD16*M16+($A$4-80)*AK16*$A$16/1000","v":15.32},{"$f":"AE16*O16+($A$4-80)*AL16*$A$16/1000","v":14.699999999999998}]
[null,67,30.44,22.22,29.11,21.74,27.65,21.21,26.875,20.93,26.1,20.65,24.43,20.04,22.64,19.37,null,1.1109489051094892,1.0624087591240876,1.0091240875912408,0.9808394160583942,0.95255474452554756,0.89160583941605842,0.82627737226277376,0.72996057818659654,0.74682239780144277,0.7670886075949368,0.77879069767441855,0.79118773946360144,0.82030290626279168,0.85556537102473496,0.83499999999999996,0.83499999999999996,0.83499999999999996,0.83499999999999996,0.83499999999999996,0.83499999999999996,0.83499999999999996,{"$f":"Y17*C17+($A$4-80)*AF17*$A$16/1000","v":22.22},{"$f":"Z17*E17+($A$4-80)*AG17*$A$16/1000","v":21.74},{"$f":"AA17*G17+($A$4-80)*AH17*$A$16/1000","v":21.21},{"$f":"AB17*I17+($A$4-80)*AI17*$A$16/1000","v":20.93},{"$f":"AC17*K17+($A$4-80)*AJ17*$A$16/1000","v":20.65},{"$f":"AD17*M17+($A$4-80)*AK17*$A$16/1000","v":20.04},{"$f":"AE17*O17+($A$4-80)*AL17*$A$16/1000","v":19.37}]
[null,62,28.790000000000003,28.790000000000003,27.7,27.7,26.53,26.53,25.895000000000003,25.895000000000003,25.26,25.26,23.88,23.88,22.37,22.37,null,1.0507299270072994,1.0109489051094891,0.96824817518248185,0.94507299270073009,0.92189781021897821,0.87153284671532849,0.81642335766423368,1,1,1,1,1,1,1,0.83499999999999996,0.83499999999999996,0.83499999999999996,0.83499999999999996,0.83499999999999996,0.83499999999999996,0.83499999999999996,28.790000000000003,{"$f":"Z18*E18+($A$4-80)*AG18*$A$16/1000","v":27.7},{"$f":"AA18*G18+($A$4-80)*AH18*$A$16/1000","v":26.53},25.895000000000003,25.26,23.88,22.37]
[null,57,28.76,28.76,27.669999999999998,27.669999999999998,26.5,26.5,25.869999999999997,25.869999999999997,25.24,25.24,23.85,23.85,22.34,22.34,null,1.0496350364963505,1.0098540145985402,0.96715328467153294,0.94416058394160585,0.92116788321167886,0.87043795620437969,0.81532846715328466,1,1,1,1,1,1,1,0.83499999999999996,0.83499999999999996,0.83499999999999996,0.83499999999999996,0.83499999999999996,0.83499999999999996,0.83499999999999996,28.76,{"$f":"Z19*E19+($A$4-80)*AG19*$A$16/1000","v":27.669999999999998},{"$f":"AA19*G19+($A$4-80)*AH19*$A$16/1000","v":26.5},25.869999999999997,25.24,23.85,22.34]

{"sheet":"CA13NA_36","index":6,"n_rows":19,"n_cols":45,"rows_kept":19,"cut":false,"hidden":true,"merged":[[2,0,2,1],[2,2,2,15],[3,2,3,3],[3,4,3,5],[3,6,3,7],[3,8,3,9],[3,10,3,11],[3,12,3,13],[3,14,3,15],[5,2,6,2],[5,3,6,3],[5,4,6,4],[5,5,6,5],[5,6,6,6],[5,7,6,7],[5,8,6,8],[4,0,6,0],[4,1,6,1],[4,2,4,3],[4,4,4,5],[4,6,4,7],[4,8,4,9],[5,9,6,9],[5,10,6,10],[5,11,6,11],[5,12,6,12],[5,13,6,13],[5,14,6,14],[5,15,6,15],[4,10,4,11],[4,12,4,13],[4,14,4,15],[7,0,10,0],[11,0,14,0],[15,0,18,0],[22,4,22,15],[23,4,23,5],[23,6,23,7],[23,8,23,9],[23,10,23,11],[23,12,23,13],[23,14,23,15],[25,12,26,12],[25,13,26,13],[25,14,26,14],[25,15,26,15],[27,0,30,0],[31,0,34,0],[24,12,24,13],[24,14,24,15],[25,4,26,4],[25,5,26,5],[25,6,26,6],[25,7,26,7],[25,8,26,8],[25,9,26,9],[25,10,26,10],[25,11,26,11],[24,0,26,0],[24,1,26,1],[24,4,24,5],[24,6,24,7],[24,8,24,9],[24,10,24,11],[35,0,38,0],[41,0,42,1],[41,4,41,15],[42,4,42,5],[42,6,42,7],[42,8,42,9],[42,10,42,11],[42,12,42,13],[42,14,42,15],[44,12,45,12],[44,13,45,13],[44,14,45,14],[44,15,45,15],[46,0,49,0],[50,0,53,0],[43,12,43,13],[43,14,43,15],[44,4,45,4],[44,5,45,5],[44,6,45,6],[44,7,45,7],[44,8,45,8],[44,9,45,9],[44,10,45,10],[44,11,45,11],[43,0,45,0],[43,1,45,1],[43,4,43,5],[43,6,43,7],[43,8,43,9],[43,10,43,11],[54,0,57,0],[60,0,61,1],[60,4,60,15],[61,4,61,5],[61,6,61,7],[61,8,61,9],[61,10,61,11],[61,12,61,13],[61,14,61,15],[63,12,64,12],[63,13,64,13],[63,14,64,14],[63,15,64,15],[65,0,68,0],[69,0,72,0],[62,12,62,13],[62,14,62,15],[63,4,64,4],[63,5,64,5],[63,6,64,6],[63,7,64,7],[63,8,64,8],[63,9,64,9],[63,10,64,10],[63,11,64,11],[62,0,64,0],[62,1,64,1],[62,4,62,5],[62,6,62,7],[62,8,62,9],[62,10,62,11],[73,0,76,0],[79,0,80,1],[79,4,79,15],[80,4,80,5],[80,6,80,7],[80,8,80,9],[80,10,80,11],[80,12,80,13],[80,14,80,15],[82,12,83,12],[82,13,83,13],[82,14,83,14],[82,15,83,15],[84,0,87,0],[88,0,91,0],[81,12,81,13],[81,14,81,15],[82,4,83,4],[82,5,83,5],[82,6,83,6],[82,7,83,7],[82,8,83,8],[82,9,83,9],[82,10,83,10],[82,11,83,11],[81,0,83,0],[81,1,83,1],[81,4,81,5],[81,6,81,7],[81,8,81,9],[81,10,81,11],[92,0,95,0],[98,0,99,1],[98,4,98,15],[99,4,99,5],[99,6,99,7],[99,8,99,9],[99,10,99,11],[99,12,99,13],[99,14,99,15],[101,12,102,12],[101,13,102,13],[101,14,102,14],[101,15,102,15],[103,0,106,0],[107,0,110,0],[100,12,100,13],[100,14,100,15],[101,4,102,4],[101,5,102,5],[101,6,102,6],[101,7,102,7],[101,8,102,8],[101,9,102,9],[101,10,102,10],[101,11,102,11],[100,0,102,0],[100,1,102,1],[100,4,100,5],[100,6,100,7],[100,8,100,9],[100,10,100,11],[111,0,114,0],[117,0,118,1],[117,4,117,15],[118,4,118,5],[118,6,118,7],[118,8,118,9],[118,10,118,11],[118,12,118,13],[118,14,118,15],[130,0,133,0],[120,12,121,12],[120,13,121,13],[120,14,121,14],[120,15,121,15],[122,0,125,0],[126,0,129,0],[119,12,119,13],[119,14,119,15],[120,4,121,4],[120,5,121,5],[120,6,121,6],[120,7,121,7],[120,8,121,8],[120,9,121,9],[120,10,121,10],[120,11,121,11],[119,0,121,0],[119,1,121,1],[119,4,119,5],[119,6,119,7],[119,8,119,9],[119,10,119,11]]}
[]
["CA13NA_36"]
["Evaporator Air \n",null,"Condenser  Entering Air Temperature ˚F"]
[80,"°F DB",75,null,85,null,95,null,100,null,105,null,115,null,125]
["CFM","EWB†\n˚F","Capacity Mbtuh",null,"Capacity Mbtuh",null,"Capacity Mbtuh",null,"Capacity Mbtuh",null,"Capacity Mbtuh",null,"Capacity Mbtuh",null,"Capacity Mbtuh"]
[null,null,"Total","Sens.","Total","Sens.","Total","Sens.","Total","Sens.","Total","Sens.","Total","Sens.","Total","Sens."]
[null,null,null,null,null,null,null,null,null,null,null,null,null,null,null,null,null,"Total Factors",null,null,null,null,null,null,"Sens. %",null,null,null,null,null,null,"IDB Adj",null,null,null,null,null,null,"Sens Calc"]
[1050,72,{"$f":"R8*$G$13","v":40.43},{"$f":"IF(AM8>C8,C8,AM8)","v":20.39},{"$f":"S8*$G$13","v":38.69},{"$f":"IF(AN8>E8,E8,AN8)","v":19.78},{"$f":"T8*$G$13","v":36.78},{"$f":"IF(AO8>G8,G8,AO8)","v":19.11},{"$f":"U8*$G$13","v":35.72},{"$f":"IF(AP8>I8,I8,AP8)","v":18.744999999999997},{"$f":"V8*$G$13","v":34.659999999999997},{"$f":"IF(AQ8>K8,K8,AQ8)","v":18.38},{"$f":"W8*$G$13","v":32.299999999999997},{"$f":"IF(AR8>M8,M8,AR8)","v":17.57},{"$f":"X8*$G$13","v":29.68},{"$f":"IF(AS8>O8,O8,AS8)","v":16.690000000000001},null,1.1891176470588236,1.1379411764705882,1.081764705882353,1.0505882352941176,1.0194117647058822,0.95,0.87294117647058822,0.5043284689586941,0.5112432153011115,0.5195758564437194,0.52477603583426646,0.53029428736295448,0.54396284829721364,0.56233153638814026,0.83499999999999996,0.83499999999999996,0.83499999999999996,0.83499999999999996,0.83499999999999996,0.83499999999999996,0.83499999999999996,{"$f":"Y8*C8+($A$4-80)*AF8*$A$8/1000","v":20.39},{"$f":"Z8*E8+($A$4-80)*AG8*$A$8/1000","v":19.78},{"$f":"AA8*G8+($A$4-80)*AH8*$A$8/1000","v":19.11},{"$f":"AB8*I8+($A$4-80)*AI8*$A$8/1000","v":18.744999999999997},{"$f":"AC8*K8+($A$4-80)*AJ8*$A$8/1000","v":18.38},{"$f":"AD8*M8+($A$4-80)*AK8*$A$8/1000","v":17.57},{"$f":"AE8*O8+($A$4-80)*AL8*$A$8/1000","v":16.690000000000001}]
[null,67,36.96,25.250000000000004,35.340000000000003,{"$f":"IF(AN9>E9,E9,AN9)","v":24.61},{"$f":"T9*$G$13","v":33.57},{"$f":"IF(AO9>G9,G9,AO9)","v":23.93},32.590000000000003,{"$f":"IF(AP9>I9,I9,AP9)","v":23.560000000000002},31.61,{"$f":"IF(AQ9>K9,K9,AQ9)","v":23.19},29.49,{"$f":"IF(AR9>M9,M9,AR9)","v":22.39},27.07,{"$f":"IF(AS9>O9,O9,AS9)","v":21.48},null,1.0870588235294119,1.0394117647058825,0.98735294117647054,0.95852941176470596,0.92970588235294116,0.86735294117647055,0.79617647058823526,0.68317099567099571,0.69637804187889074,0.71283884420613641,0.72292114145443387,0.73362859854476437,0.75924042048151918,0.79349833764314737,0.83499999999999996,0.83499999999999996,0.83499999999999996,0.83499999999999996,0.83499999999999996,0.83499999999999996,0.83499999999999996,{"$f":"Y9*C9+($A$4-80)*AF9*$A$8/1000","v":25.250000000000004},{"$f":"Z9*E9+($A$4-80)*AG9*$A$8/1000","v":24.61},{"$f":"AA9*G9+($A$4-80)*AH9*$A$8/1000","v":23.93},{"$f":"AB9*I9+($A$4-80)*AI9*$A$8/1000","v":23.560000000000002},{"$f":"AC9*K9+($A$4-80)*AJ9*$A$8/1000","v":23.19},{"$f":"AD9*M9+($A$4-80)*AK9*$A$8/1000","v":22.39},{"$f":"AE9*O9+($A$4-80)*AL9*$A$8/1000","v":21.48}]
[null,62,33.94,30.03,32.49,29.36,{"$f":"T10*$G$13","v":30.97},28.62,30.184999999999995,29.009999999999994,29.4,29.4,27.75,27.75,25.84,25.84,null,0.998235294117647,0.95558823529411774,0.91088235294117648,0.88779411764705873,0.8647058823529411,0.81617647058823528,0.76,0.88479670005892763,0.90366266543551854,0.92412011624152413,0.96107338081828719,1,1,1,0.83499999999999996,0.83499999999999996,0.83499999999999996,0.83499999999999996,0.83499999999999996,0.83499999999999996,0.83499999999999996,30.03,{"$f":"Z10*E10+($A$4-80)*AG10*$A$8/1000","v":29.36},{"$f":"AA10*G10+($A$4-80)*AH10*$A$8/1000","v":28.62},29.009999999999994,29.4,27.75,25.84]
[null,57,33.340000000000003,33.340000000000003,32.14,32.14,{"$f":"T11*$G$13","v":30.83},30.83,30.094999999999999,30.094999999999999,29.36,29.36,27.72,27.72,25.81,25.81,null,0.98058823529411776,0.94529411764705884,0.90676470588235292,0.8851470588235294,0.86352941176470588,0.81529411764705884,0.75911764705882345,1,1,1,1,1,1,1,0.83499999999999996,0.83499999999999996,0.83499999999999996,0.83499999999999996,0.83499999999999996,0.83499999999999996,0.83499999999999996,33.340000000000003,{"$f":"Z11*E11+($A$4-80)*AG11*$A$8/1000","v":32.14},{"$f":"AA11*G11+($A$4-80)*AH11*$A$8/1000","v":30.83},{"$f":"AB11*I11+($A$4-80)*AI11*$A$8/1000","v":30.094999999999999},29.36,27.72,25.81]
[1200,72,40.97999999999999,21.359999999999996,39.200000000000003,20.74,{"$f":"T12*$G$13","v":37.21},20.059999999999999,36.115000000000002,19.689999999999998,35.020000000000003,19.32,32.590000000000003,18.5,29.89,17.61,null,1.2052941176470586,1.1529411764705884,1.0944117647058824,1.0622058823529412,1.03,0.95852941176470596,0.87911764705882356,0.52122986822840411,0.52908163265306118,0.53910239183015318,0.54520282431122791,0.5516847515705311,0.56765879104019634,0.58916025426564067,0.83499999999999996,0.83499999999999996,0.83499999999999996,0.83499999999999996,0.83499999999999996,0.83499999999999996,0.83499999999999996,{"$f":"Y12*C12+($A$4-80)*AF12*$A$12/1000","v":21.359999999999996},{"$f":"Z12*E12+($A$4-80)*AG12*$A$12/1000","v":20.74},{"$f":"AA12*G12+($A$4-80)*AH12*$A$12/1000","v":20.059999999999999},{"$f":"AB12*I12+($A$4-80)*AI12*$A$12/1000","v":19.689999999999998},{"$f":"AC12*K12+($A$4-80)*AJ12*$A$12/1000","v":19.32},{"$f":"AD12*M12+($A$4-80)*AK12*$A$12/1000","v":18.5},{"$f":"AE12*O12+($A$4-80)*AL12*$A$12/1000","v":17.61}]
[null,67,37.5,26.820000000000004,35.82,26.18,34,25.5,32.99,25.119999999999997,31.98,24.74,29.79,23.93,27.32,23,null,1.1029411764705883,1.0535294117647058,1,0.97029411764705886,0.94058823529411761,0.87617647058823522,0.80352941176470594,0.71520000000000006,0.73087660524846454,0.75,0.76144286147317353,0.77360850531582237,0.80328969452836518,0.84187408491947291,0.83499999999999996,0.83499999999999996,0.83499999999999996,0.83499999999999996,0.83499999999999996,0.83499999999999996,0.83499999999999996,{"$f":"Y13*C13+($A$4-80)*AF13*$A$12/1000","v":26.820000000000004},{"$f":"Z13*E13+($A$4-80)*AG13*$A$12/1000","v":26.18},{"$f":"AA13*G13+($A$4-80)*AH13*$A$12/1000","v":25.5},{"$f":"AB13*I13+($A$4-80)*AI13*$A$12/1000","v":25.119999999999997},{"$f":"AC13*K13+($A$4-80)*AJ13*$A$12/1000","v":24.74},{"$f":"AD13*M13+($A$4-80)*AK13*$A$12/1000","v":23.93},{"$f":"AE13*O13+($A$4-80)*AL13*$A$12/1000","v":23}]
[null,62,34.69,32.119999999999997,33.33,33.33,{"$f":"T14*$G$13","v":31.94},31.94,31.130000000000003,31.130000000000003,30.32,30.32,28.63,28.63,26.6,26.6,null,1.0202941176470588,0.98029411764705876,0.93941176470588239,0.9155882352941177,0.8917647058823529,0.84205882352941175,0.78235294117647058,0.92591524935139813,1,1,1,1,1,1,0.83499999999999996,0.83499999999999996,0.83499999999999996,0.83499999999999996,0.83499999999999996,0.83499999999999996,0.83499999999999996,32.119999999999997,{"$f":"Z14*E14+($A$4-80)*AG14*$A$12/1000","v":33.33},{"$f":"AA14*G14+($A$4-80)*AH14*$A$12/1000","v":31.94},31.130000000000003,30.32,28.63,26.6]
[null,57,34.58,34.58,33.28,33.28,31.9,31.9,31.094999999999999,31.094999999999999,30.29,30.29,28.6,28.6,26.57,26.57,null,1.0170588235294118,0.97882352941176476,0.93823529411764706,0.91455882352941176,0.89088235294117646,0.8411764705882353,0.78147058823529414,1,1,1,1,1,1,1,0.83499999999999996,0.83499999999999996,0.83499999999999996,0.83499999999999996,0.83499999999999996,0.83499999999999996,0.83499999999999996,34.58,{"$f":"Z15*E15+($A$4-80)*AG15*$A$12/1000","v":33.28},{"$f":"AA15*G15+($A$4-80)*AH15*$A$12/1000","v":31.9},31.094999999999999,30.29,28.6,26.57]
[1350,72,41.370000000000005,22.260000000000005,39.549999999999997,21.64,37.51,20.95,36.39,20.58,35.270000000000003,20.21,32.76,19.38,30.01,18.47,null,1.216764705882353,1.1632352941176469,1.1032352941176471,1.0702941176470588,1.0373529411764706,0.96352941176470586,0.88264705882352945,0.53807106598984777,0.54715549936788876,0.55851772860570514,0.56553998351195378,0.57300822228522819,0.59157509157509158,0.61546151282905692,0.83499999999999996,0.83499999999999996,0.83499999999999996,0.83499999999999996,0.83499999999999996,0.83499999999999996,0.83499999999999996,{"$f":"Y16*C16+($A$4-80)*AF16*$A$16/1000","v":22.260000000000005},{"$f":"Z16*E16+($A$4-80)*AG16*$A$16/1000","v":21.64},{"$f":"AA16*G16+($A$4-80)*AH16*$A$16/1000","v":20.95},{"$f":"AB16*I16+($A$4-80)*AI16*$A$16/1000","v":20.58},{"$f":"AC16*K16+($A$4-80)*AJ16*$A$16/1000","v":20.21},{"$f":"AD16*M16+($A$4-80)*AK16*$A$16/1000","v":19.38},{"$f":"AE16*O16+($A$4-80)*AL16*$A$16/1000","v":18.47}]
[null,67,37.9,28.32,36.17,27.68,34.31,26.98,33.284999999999997,26.594999999999999,32.26,26.21,30.01,25.37,27.52,24.4,null,1.1147058823529412,1.0638235294117648,1.0091176470588237,0.97897058823529404,0.94882352941176462,0.88264705882352945,0.80941176470588239,0.74722955145118741,0.7652750898534697,0.78635966190614981,0.79900856241550255,0.81246125232486055,0.84538487170943022,0.8866279069767441,0.83499999999999996,0.83499999999999996,0.83499999999999996,0.83499999999999996,0.83499999999999996,0.83499999999999996,0.83499999999999996,{"$f":"Y17*C17+($A$4-80)*AF17*$A$16/1000","v":28.32},{"$f":"Z17*E17+($A$4-80)*AG17*$A$16/1000","v":27.68},{"$f":"AA17*G17+($A$4-80)*AH17*$A$16/1000","v":26.98},{"$f":"AB17*I17+($A$4-80)*AI17*$A$16/1000","v":26.594999999999999},{"$f":"AC17*K17+($A$4-80)*AJ17*$A$16/1000","v":26.21},{"$f":"AD17*M17+($A$4-80)*AK17*$A$16/1000","v":25.37},{"$f":"AE17*O17+($A$4-80)*AL17*$A$16/1000","v":24.4}]
[null,62,35.630000000000003,35.630000000000003,34.28,34.28,32.799999999999997,32.799999999999997,31.96,31.96,31.12,31.12,29.31,29.31,27.190000000000005,27.190000000000005,null,1.0479411764705884,1.0082352941176471,0.96470588235294108,0.94000000000000006,0.91529411764705881,0.86205882352941177,0.79970588235294127,1,1,1,1,1,1,1,0.83499999999999996,0.83499999999999996,0.83499999999999996,0.83499999999999996,0.83499999999999996,0.83499999999999996,0.83499999999999996,35.630000000000003,{"$f":"Z18*E18+($A$4-80)*AG18*$A$16/1000","v":34.28},{"$f":"AA18*G18+($A$4-80)*AH18*$A$16/1000","v":32.799999999999997},31.96,31.12,29.31,27.190000000000005]
[null,57,35.590000000000003,35.590000000000003,34.24,34.24,32.76,32.76,31.924999999999997,31.924999999999997,31.09,31.09,29.28,29.28,27.17,27.17,null,1.046764705882353,1.0070588235294118,0.96352941176470586,0.938970588235294,0.91441176470588237,0.86117647058823532,0.7991176470588236,1,1,1,1,1,1,1,0.83499999999999996,0.83499999999999996,0.83499999999999996,0.83499999999999996,0.83499999999999996,0.83499999999999996,0.83499999999999996,35.590000000000003,{"$f":"Z19*E19+($A$4-80)*AG19*$A$16/1000","v":34.24},{"$f":"AA19*G19+($A$4-80)*AH19*$A$16/1000","v":32.76},31.924999999999997,31.09,29.28,27.17]

{"sheet":"CA13NA_42","index":7,"n_rows":19,"n_cols":45,"rows_kept":19,"cut":false,"hidden":true,"merged":[[2,0,2,1],[2,2,2,15],[3,2,3,3],[3,4,3,5],[3,6,3,7],[3,8,3,9],[3,10,3,11],[3,12,3,13],[3,14,3,15],[5,2,6,2],[5,3,6,3],[5,4,6,4],[5,5,6,5],[5,6,6,6],[5,7,6,7],[5,8,6,8],[4,0,6,0],[4,1,6,1],[4,2,4,3],[4,4,4,5],[4,6,4,7],[4,8,4,9],[5,9,6,9],[5,10,6,10],[5,11,6,11],[5,12,6,12],[5,13,6,13],[5,14,6,14],[5,15,6,15],[4,10,4,11],[4,12,4,13],[4,14,4,15],[7,0,10,0],[11,0,14,0],[15,0,18,0],[22,4,22,15],[23,4,23,5],[23,6,23,7],[23,8,23,9],[23,10,23,11],[23,12,23,13],[23,14,23,15],[25,12,26,12],[25,13,26,13],[25,14,26,14],[25,15,26,15],[27,0,30,0],[31,0,34,0],[24,12,24,13],[24,14,24,15],[25,4,26,4],[25,5,26,5],[25,6,26,6],[25,7,26,7],[25,8,26,8],[25,9,26,9],[25,10,26,10],[25,11,26,11],[24,0,26,0],[24,1,26,1],[24,4,24,5],[24,6,24,7],[24,8,24,9],[24,10,24,11],[35,0,38,0],[41,0,42,1],[41,4,41,15],[42,4,42,5],[42,6,42,7],[42,8,42,9],[42,10,42,11],[42,12,42,13],[42,14,42,15],[44,12,45,12],[44,13,45,13],[44,14,45,14],[44,15,45,15],[46,0,49,0],[50,0,53,0],[43,12,43,13],[43,14,43,15],[44,4,45,4],[44,5,45,5],[44,6,45,6],[44,7,45,7],[44,8,45,8],[44,9,45,9],[44,10,45,10],[44,11,45,11],[43,0,45,0],[43,1,45,1],[43,4,43,5],[43,6,43,7],[43,8,43,9],[43,10,43,11],[54,0,57,0],[60,0,61,1],[60,4,60,15],[61,4,61,5],[61,6,61,7],[61,8,61,9],[61,10,61,11],[61,12,61,13],[61,14,61,15],[63,12,64,12],[63,13,64,13],[63,14,64,14],[63,15,64,15],[65,0,68,0],[69,0,72,0],[62,12,62,13],[62,14,62,15],[63,4,64,4],[63,5,64,5],[63,6,64,6],[63,7,64,7],[63,8,64,8],[63,9,64,9],[63,10,64,10],[63,11,64,11],[62,0,64,0],[62,1,64,1],[62,4,62,5],[62,6,62,7],[62,8,62,9],[62,10,62,11],[73,0,76,0],[79,0,80,1],[79,4,79,15],[80,4,80,5],[80,6,80,7],[80,8,80,9],[80,10,80,11],[80,12,80,13],[80,14,80,15],[82,12,83,12],[82,13,83,13],[82,14,83,14],[82,15,83,15],[84,0,87,0],[88,0,91,0],[81,12,81,13],[81,14,81,15],[82,4,83,4],[82,5,83,5],[82,6,83,6],[82,7,83,7],[82,8,83,8],[82,9,83,9],[82,10,83,10],[82,11,83,11],[81,0,83,0],[81,1,83,1],[81,4,81,5],[81,6,81,7],[81,8,81,9],[81,10,81,11],[92,0,95,0],[98,0,99,1],[98,4,98,15],[99,4,99,5],[99,6,99,7],[99,8,99,9],[99,10,99,11],[99,12,99,13],[99,14,99,15],[101,12,102,12],[101,13,102,13],[101,14,102,14],[101,15,102,15],[103,0,106,0],[107,0,110,0],[100,12,100,13],[100,14,100,15],[101,4,102,4],[101,5,102,5],[101,6,102,6],[101,7,102,7],[101,8,102,8],[101,9,102,9],[101,10,102,10],[101,11,102,11],[100,0,102,0],[100,1,102,1],[100,4,100,5],[100,6,100,7],[100,8,100,9],[100,10,100,11],[111,0,114,0],[117,0,118,1],[117,4,117,15],[118,4,118,5],[118,6,118,7],[118,8,118,9],[118,10,118,11],[118,12,118,13],[118,14,118,15],[130,0,133,0],[120,12,121,12],[120,13,121,13],[120,14,121,14],[120,15,121,15],[122,0,125,0],[126,0,129,0],[119,12,119,13],[119,14,119,15],[120,4,121,4],[120,5,121,5],[120,6,121,6],[120,7,121,7],[120,8,121,8],[120,9,121,9],[120,10,121,10],[120,11,121,11],[119,0,121,0],[119,1,121,1],[119,4,119,5],[119,6,119,7],[119,8,119,9],[119,10,119,11]]}
[]
["CA13NA_42"]
["Evaporator Air \n",null,"Condenser  Entering Air Temperature ˚F"]
[80,"°F DB",75,null,85,null,95,null,100,null,105,null,115,null,125]
["CFM","EWB†\n˚F","Capacity Mbtuh",null,"Capacity Mbtuh",null,"Capacity Mbtuh",null,"Capacity Mbtuh",null,"Capacity Mbtuh",null,"Capacity Mbtuh",null,"Capacity Mbtuh"]
[null,null,"Total","Sens.","Total","Sens.","Total","Sens.","Total","Sens.","Total","Sens.","Total","Sens.","Total","Sens."]
[null,null,null,null,null,null,null,null,null,null,null,null,null,null,null,null,null,"Total Factors",null,null,null,null,null,null,"Sens. %",null,null,null,null,null,null,"IDB Adj",null,null,null,null,null,null,"Sens Calc"]
[1225,72,{"$f":"R8*$G$13","v":49.15},{"$f":"IF(AM8>C8,C8,AM8)","v":24.36},{"$f":"S8*$G$13","v":46.87},{"$f":"IF(AN8>E8,E8,AN8)","v":23.54},{"$f":"T8*$G$13","v":44.48},{"$f":"IF(AO8>G8,G8,AO8)","v":22.7},{"$f":"U8*$G$13","v":43.2},{"$f":"IF(AP8>I8,I8,AP8)","v":22.254999999999999},{"$f":"V8*$G$13","v":41.92},{"$f":"IF(AQ8>K8,K8,AQ8)","v":21.810000000000002},{"$f":"W8*$G$13","v":39.19},{"$f":"IF(AR8>M8,M8,AR8)","v":20.87},{"$f":"X8*$G$13","v":36.25},{"$f":"IF(AS8>O8,O8,AS8)","v":19.87},null,1.198780487804878,1.143170731707317,1.0848780487804877,1.0536585365853659,1.0224390243902439,0.95585365853658533,0.88414634146341464,0.49562563580874874,0.5022402389588223,0.51034172661870503,0.515162037037037,0.52027671755725191,0.53253380964531771,0.54813793103448283,0.83499999999999996,0.83499999999999996,0.83499999999999996,0.83499999999999996,0.83499999999999996,0.83499999999999996,0.83499999999999996,{"$f":"Y8*C8+($A$4-80)*AF8*$A$8/1000","v":24.36},{"$f":"Z8*E8+($A$4-80)*AG8*$A$8/1000","v":23.54},{"$f":"AA8*G8+($A$4-80)*AH8*$A$8/1000","v":22.7},{"$f":"AB8*I8+($A$4-80)*AI8*$A$8/1000","v":22.254999999999999},{"$f":"AC8*K8+($A$4-80)*AJ8*$A$8/1000","v":21.810000000000002},{"$f":"AD8*M8+($A$4-80)*AK8*$A$8/1000","v":20.87},{"$f":"AE8*O8+($A$4-80)*AL8*$A$8/1000","v":19.87}]
[null,67,44.680000000000007,29.830000000000002,42.6,{"$f":"IF(AN9>E9,E9,AN9)","v":29.01},{"$f":"T9*$G$13","v":40.43},{"$f":"IF(AO9>G9,G9,AO9)","v":28.159999999999997},39.260000000000005,{"$f":"IF(AP9>I9,I9,AP9)","v":27.715},38.090000000000003,{"$f":"IF(AQ9>K9,K9,AQ9)","v":27.27},35.61,{"$f":"IF(AR9>M9,M9,AR9)","v":26.33},32.950000000000003,{"$f":"IF(AS9>O9,O9,AS9)","v":25.33},null,1.0897560975609757,1.0390243902439025,0.98609756097560974,0.95756097560975617,0.92902439024390249,0.86853658536585365,0.8036585365853659,0.6676365264100268,0.68098591549295773,0.69651249072470933,0.70593479368313794,0.71593594119191384,0.73939904521201905,0.768740515933232,0.83499999999999996,0.83499999999999996,0.83499999999999996,0.83499999999999996,0.83499999999999996,0.83499999999999996,0.83499999999999996,{"$f":"Y9*C9+($A$4-80)*AF9*$A$8/1000","v":29.830000000000002},{"$f":"Z9*E9+($A$4-80)*AG9*$A$8/1000","v":29.01},{"$f":"AA9*G9+($A$4-80)*AH9*$A$8/1000","v":28.159999999999997},{"$f":"AB9*I9+($A$4-80)*AI9*$A$8/1000","v":27.715},{"$f":"AC9*K9+($A$4-80)*AJ9*$A$8/1000","v":27.27},{"$f":"AD9*M9+($A$4-80)*AK9*$A$8/1000","v":26.33},{"$f":"AE9*O9+($A$4-80)*AL9*$A$8/1000","v":25.33}]
[null,62,40.75,35.25,38.92,34.42,{"$f":"T10*$G$13","v":37.03},33.54,36.04,34.134999999999998,35.049999999999997,34.729999999999997,33.15,33.15,31.12,31.12,null,0.99390243902439024,0.9492682926829269,0.9031707317073171,0.87902439024390244,0.85487804878048779,0.8085365853658536,0.75902439024390245,0.86503067484662577,0.88437821171634123,0.90575209289765046,0.94714206437291892,0.99087018544935801,1,1,0.83499999999999996,0.83499999999999996,0.83499999999999996,0.83499999999999996,0.83499999999999996,0.83499999999999996,0.83499999999999996,35.25,{"$f":"Z10*E10+($A$4-80)*AG10*$A$8/1000","v":34.42},{"$f":"AA10*G10+($A$4-80)*AH10*$A$8/1000","v":33.54},34.134999999999998,34.729999999999997,33.15,31.12]
[null,57,39.729999999999997,39.729999999999997,38.25,38.25,{"$f":"T11*$G$13","v":36.67},36.67,35.814999999999998,35.814999999999998,34.96,34.96,33.11,33.11,31.080000000000002,31.080000000000002,null,0.96902439024390241,0.93292682926829273,0.89439024390243904,0.87353658536585366,0.85268292682926827,0.80756097560975604,0.75804878048780489,1,1,1,1,1,1,1,0.83499999999999996,0.83499999999999996,0.83499999999999996,0.83499999999999996,0.83499999999999996,0.83499999999999996,0.83499999999999996,39.729999999999997,{"$f":"Z11*E11+($A$4-80)*AG11*$A$8/1000","v":38.25},{"$f":"AA11*G11+($A$4-80)*AH11*$A$8/1000","v":36.67},{"$f":"AB11*I11+($A$4-80)*AI11*$A$8/1000","v":35.814999999999998},34.96,33.11,31.080000000000002]
[1400,72,49.96,25.48,47.58,24.650000000000002,{"$f":"T12*$G$13","v":45.09},23.79,43.765000000000001,23.334999999999997,42.44,22.88,39.6,21.92,36.58,20.91,null,1.2185365853658536,1.1604878048780487,1.0997560975609757,1.0674390243902439,1.0351219512195122,0.96585365853658545,0.89219512195121942,0.51000800640512411,0.51807482135350991,0.5276114437791084,0.53318862104421338,0.5391140433553252,0.55353535353535355,0.57162383816293061,0.83499999999999996,0.83499999999999996,0.83499999999999996,0.83499999999999996,0.83499999999999996,0.83499999999999996,0.83499999999999996,{"$f":"Y12*C12+($A$4-80)*AF12*$A$12/1000","v":25.48},{"$f":"Z12*E12+($A$4-80)*AG12*$A$12/1000","v":24.650000000000002},{"$f":"AA12*G12+($A$4-80)*AH12*$A$12/1000","v":23.79},{"$f":"AB12*I12+($A$4-80)*AI12*$A$12/1000","v":23.334999999999997},{"$f":"AC12*K12+($A$4-80)*AJ12*$A$12/1000","v":22.88},{"$f":"AD12*M12+($A$4-80)*AK12*$A$12/1000","v":21.92},{"$f":"AE12*O12+($A$4-80)*AL12*$A$12/1000","v":20.91}]
[null,67,45.44,31.63,43.28,30.8,41,29.93,39.799999999999997,29.48,38.6,29.03,36.04,28.08,33.31,27.06,null,1.1082926829268291,1.055609756097561,1,0.97073170731707314,0.9414634146341464,0.87902439024390244,0.81243902439024396,0.69608274647887325,0.71164510166358597,0.73,0.74070351758793973,0.75207253886010361,0.77913429522752498,0.8123686580606424,0.83499999999999996,0.83499999999999996,0.83499999999999996,0.83499999999999996,0.83499999999999996,0.83499999999999996,0.83499999999999996,{"$f":"Y13*C13+($A$4-80)*AF13*$A$12/1000","v":31.63},{"$f":"Z13*E13+($A$4-80)*AG13*$A$12/1000","v":30.8},{"$f":"AA13*G13+($A$4-80)*AH13*$A$12/1000","v":29.93},{"$f":"AB13*I13+($A$4-80)*AI13*$A$12/1000","v":29.48},{"$f":"AC13*K13+($A$4-80)*AJ13*$A$12/1000","v":29.03},{"$f":"AD13*M13+($A$4-80)*AK13*$A$12/1000","v":28.08},{"$f":"AE13*O13+($A$4-80)*AL13*$A$12/1000","v":27.06}]
[null,62,41.71,37.71,39.869999999999997,36.799999999999997,{"$f":"T14*$G$13","v":38.08},38.08,37.17,37.17,36.26,36.26,34.270000000000003,34.270000000000003,32.1,32.1,null,1.0173170731707317,0.97243902439024388,0.92878048780487799,0.90658536585365856,0.88439024390243892,0.83585365853658544,0.78292682926829271,0.90409973627427476,0.92299974918485073,1,1,1,1,1,0.83499999999999996,0.83499999999999996,0.83499999999999996,0.83499999999999996,0.83499999999999996,0.83499999999999996,0.83499999999999996,37.71,{"$f":"Z14*E14+($A$4-80)*AG14*$A$12/1000","v":36.799999999999997},{"$f":"AA14*G14+($A$4-80)*AH14*$A$12/1000","v":38.08},37.17,36.26,34.270000000000003,32.1]
[null,57,41.33,41.33,39.74,39.74,38.04,38.04,37.125,37.125,36.21,36.21,34.229999999999997,34.229999999999997,32.06,32.06,null,1.0080487804878049,0.96926829268292691,0.92780487804878042,0.90548780487804881,0.88317073170731708,0.83487804878048777,0.78195121951219515,1,1,1,1,1,1,1,0.83499999999999996,0.83499999999999996,0.83499999999999996,0.83499999999999996,0.83499999999999996,0.83499999999999996,0.83499999999999996,41.33,{"$f":"Z15*E15+($A$4-80)*AG15*$A$12/1000","v":39.74},{"$f":"AA15*G15+($A$4-80)*AH15*$A$12/1000","v":38.04},37.125,36.21,34.229999999999997,32.06]
[1575,72,50.589999999999996,26.559999999999992,48.13000000000001,25.720000000000002,45.56,24.84,44.184999999999995,24.38,42.81,23.920000000000005,39.9,22.95,36.799999999999997,21.92,null,1.2339024390243902,1.1739024390243904,1.1112195121951221,1.0776829268292683,1.0441463414634147,0.97317073170731705,0.89756097560975601,0.52500494168808054,0.53438603781425298,0.54521510096575942,0.55177096299649209,0.55874795608502692,0.57518796992481203,0.59565217391304359,0.83499999999999996,0.83499999999999996,0.83499999999999996,0.83499999999999996,0.83499999999999996,0.83499999999999996,0.83499999999999996,{"$f":"Y16*C16+($A$4-80)*AF16*$A$16/1000","v":26.559999999999992},{"$f":"Z16*E16+($A$4-80)*AG16*$A$16/1000","v":25.720000000000002},{"$f":"AA16*G16+($A$4-80)*AH16*$A$16/1000","v":24.84},{"$f":"AB16*I16+($A$4-80)*AI16*$A$16/1000","v":24.38},{"$f":"AC16*K16+($A$4-80)*AJ16*$A$16/1000","v":23.920000000000005},{"$f":"AD16*M16+($A$4-80)*AK16*$A$16/1000","v":22.95},{"$f":"AE16*O16+($A$4-80)*AL16*$A$16/1000","v":21.92}]
[null,67,46.039999999999992,33.380000000000003,43.79999999999999,32.54,41.47,31.67,40.234999999999999,31.21,39,30.75,36.380000000000003,29.77,33.590000000000003,28.71,null,1.1229268292682926,1.0682926829268291,1.0114634146341464,0.98134146341463413,0.95121951219512191,0.88731707317073172,0.81926829268292689,0.72502172024326683,0.74292237442922382,0.76368459127079824,0.77569280477196478,0.78846153846153844,0.81830676195711927,0.85471866626972304,0.83499999999999996,0.83499999999999996,0.83499999999999996,0.83499999999999996,0.83499999999999996,0.83499999999999996,0.83499999999999996,{"$f":"Y17*C17+($A$4-80)*AF17*$A$16/1000","v":33.380000000000003},{"$f":"Z17*E17+($A$4-80)*AG17*$A$16/1000","v":32.54},{"$f":"AA17*G17+($A$4-80)*AH17*$A$16/1000","v":31.67},{"$f":"AB17*I17+($A$4-80)*AI17*$A$16/1000","v":31.21},{"$f":"AC17*K17+($A$4-80)*AJ17*$A$16/1000","v":30.75},{"$f":"AD17*M17+($A$4-80)*AK17*$A$16/1000","v":29.77},{"$f":"AE17*O17+($A$4-80)*AL17*$A$16/1000","v":28.71}]
[null,62,42.64,42.64,41,41,39.200000000000003,39.200000000000003,38.230000000000004,38.230000000000004,37.26,37.26,35.17,35.17,32.869999999999997,32.869999999999997,null,1.04,1,0.95609756097560983,0.93243902439024395,0.90878048780487797,0.85780487804878058,0.80170731707317067,1,1,1,1,1,1,1,0.83499999999999996,0.83499999999999996,0.83499999999999996,0.83499999999999996,0.83499999999999996,0.83499999999999996,0.83499999999999996,42.64,{"$f":"Z18*E18+($A$4-80)*AG18*$A$16/1000","v":41},{"$f":"AA18*G18+($A$4-80)*AH18*$A$16/1000","v":39.200000000000003},38.230000000000004,37.26,35.17,32.869999999999997]
[null,57,42.64,42.64,40.950000000000003,40.950000000000003,39.15,39.15,38.185000000000002,38.185000000000002,37.22,37.22,35.130000000000003,35.130000000000003,32.840000000000003,32.840000000000003,null,1.04,0.99878048780487816,0.95487804878048776,0.9313414634146342,0.90780487804878041,0.85682926829268302,0.80097560975609761,1,1,1,1,1,1,1,0.83499999999999996,0.83499999999999996,0.83499999999999996,0.83499999999999996,0.83499999999999996,0.83499999999999996,0.83499999999999996,42.64,{"$f":"Z19*E19+($A$4-80)*AG19*$A$16/1000","v":40.950000000000003},{"$f":"AA19*G19+($A$4-80)*AH19*$A$16/1000","v":39.15},38.185000000000002,37.22,35.130000000000003,32.840000000000003]

{"sheet":"CA13NA_48","index":8,"n_rows":19,"n_cols":45,"rows_kept":19,"cut":false,"hidden":true,"merged":[[2,0,2,1],[2,2,2,15],[3,2,3,3],[3,4,3,5],[3,6,3,7],[3,8,3,9],[3,10,3,11],[3,12,3,13],[3,14,3,15],[5,2,6,2],[5,3,6,3],[5,4,6,4],[5,5,6,5],[5,6,6,6],[5,7,6,7],[5,8,6,8],[4,0,6,0],[4,1,6,1],[4,2,4,3],[4,4,4,5],[4,6,4,7],[4,8,4,9],[5,9,6,9],[5,10,6,10],[5,11,6,11],[5,12,6,12],[5,13,6,13],[5,14,6,14],[5,15,6,15],[4,10,4,11],[4,12,4,13],[4,14,4,15],[7,0,10,0],[11,0,14,0],[15,0,18,0],[22,4,22,15],[23,4,23,5],[23,6,23,7],[23,8,23,9],[23,10,23,11],[23,12,23,13],[23,14,23,15],[25,12,26,12],[25,13,26,13],[25,14,26,14],[25,15,26,15],[27,0,30,0],[31,0,34,0],[24,12,24,13],[24,14,24,15],[25,4,26,4],[25,5,26,5],[25,6,26,6],[25,7,26,7],[25,8,26,8],[25,9,26,9],[25,10,26,10],[25,11,26,11],[24,0,26,0],[24,1,26,1],[24,4,24,5],[24,6,24,7],[24,8,24,9],[24,10,24,11],[35,0,38,0],[41,0,42,1],[41,4,41,15],[42,4,42,5],[42,6,42,7],[42,8,42,9],[42,10,42,11],[42,12,42,13],[42,14,42,15],[44,12,45,12],[44,13,45,13],[44,14,45,14],[44,15,45,15],[46,0,49,0],[50,0,53,0],[43,12,43,13],[43,14,43,15],[44,4,45,4],[44,5,45,5],[44,6,45,6],[44,7,45,7],[44,8,45,8],[44,9,45,9],[44,10,45,10],[44,11,45,11],[43,0,45,0],[43,1,45,1],[43,4,43,5],[43,6,43,7],[43,8,43,9],[43,10,43,11],[54,0,57,0],[60,0,61,1],[60,4,60,15],[61,4,61,5],[61,6,61,7],[61,8,61,9],[61,10,61,11],[61,12,61,13],[61,14,61,15],[63,12,64,12],[63,13,64,13],[63,14,64,14],[63,15,64,15],[65,0,68,0],[69,0,72,0],[62,12,62,13],[62,14,62,15],[63,4,64,4],[63,5,64,5],[63,6,64,6],[63,7,64,7],[63,8,64,8],[63,9,64,9],[63,10,64,10],[63,11,64,11],[62,0,64,0],[62,1,64,1],[62,4,62,5],[62,6,62,7],[62,8,62,9],[62,10,62,11],[73,0,76,0],[79,0,80,1],[79,4,79,15],[80,4,80,5],[80,6,80,7],[80,8,80,9],[80,10,80,11],[80,12,80,13],[80,14,80,15],[82,12,83,12],[82,13,83,13],[82,14,83,14],[82,15,83,15],[84,0,87,0],[88,0,91,0],[81,12,81,13],[81,14,81,15],[82,4,83,4],[82,5,83,5],[82,6,83,6],[82,7,83,7],[82,8,83,8],[82,9,83,9],[82,10,83,10],[82,11,83,11],[81,0,83,0],[81,1,83,1],[81,4,81,5],[81,6,81,7],[81,8,81,9],[81,10,81,11],[92,0,95,0],[98,0,99,1],[98,4,98,15],[99,4,99,5],[99,6,99,7],[99,8,99,9],[99,10,99,11],[99,12,99,13],[99,14,99,15],[101,12,102,12],[101,13,102,13],[101,14,102,14],[101,15,102,15],[103,0,106,0],[107,0,110,0],[100,12,100,13],[100,14,100,15],[101,4,102,4],[101,5,102,5],[101,6,102,6],[101,7,102,7],[101,8,102,8],[101,9,102,9],[101,10,102,10],[101,11,102,11],[100,0,102,0],[100,1,102,1],[100,4,100,5],[100,6,100,7],[100,8,100,9],[100,10,100,11],[111,0,114,0],[117,0,118,1],[117,4,117,15],[118,4,118,5],[118,6,118,7],[118,8,118,9],[118,10,118,11],[118,12,118,13],[118,14,118,15],[130,0,133,0],[120,12,121,12],[120,13,121,13],[120,14,121,14],[120,15,121,15],[122,0,125,0],[126,0,129,0],[119,12,119,13],[119,14,119,15],[120,4,121,4],[120,5,121,5],[120,6,121,6],[120,7,121,7],[120,8,121,8],[120,9,121,9],[120,10,121,10],[120,11,121,11],[119,0,121,0],[119,1,121,1],[119,4,119,5],[119,6,119,7],[119,8,119,9],[119,10,119,11]]}
[]
["CA13NA_48"]
["Evaporator Air \n",null,"Condenser  Entering Air Temperature ˚F"]
[80,"°F DB",75,null,85,null,95,null,100,null,105,null,115,null,125]
["CFM","EWB†\n˚F","Capacity Mbtuh",null,"Capacity Mbtuh",null,"Capacity Mbtuh",null,"Capacity Mbtuh",null,"Capacity Mbtuh",null,"Capacity Mbtuh",null,"Capacity Mbtuh"]
[null,null,"Total","Sens.","Total","Sens.","Total","Sens.","Total","Sens.","Total","Sens.","Total","Sens.","Total","Sens."]
[null,null,null,null,null,null,null,null,null,null,null,null,null,null,null,null,null,"Total Factors",null,null,null,null,null,null,"Sens. %",null,null,null,null,null,null,"IDB Adj",null,null,null,null,null,null,"Sens Calc"]
[1400,72,{"$f":"R8*$G$13","v":54.82},{"$f":"IF(AM8>C8,C8,AM8)","v":26.67},{"$f":"S8*$G$13","v":52.39},{"$f":"IF(AN8>E8,E8,AN8)","v":25.83},{"$f":"T8*$G$13","v":49.8},{"$f":"IF(AO8>G8,G8,AO8)","v":24.95},{"$f":"U8*$G$13","v":48.45},{"$f":"IF(AP8>I8,I8,AP8)","v":24.490000000000002},{"$f":"V8*$G$13","v":47.1},{"$f":"IF(AQ8>K8,K8,AQ8)","v":24.03},{"$f":"W8*$G$13","v":44.24},{"$f":"IF(AR8>M8,M8,AR8)","v":23.08},{"$f":"X8*$G$13","v":41.29},{"$f":"IF(AS8>O8,O8,AS8)","v":22.110000000000003},null,1.1917391304347826,1.1389130434782608,1.0826086956521739,1.0532608695652175,1.0239130434782608,0.96173913043478265,0.89760869565217394,0.48650127690623862,0.49303302156900169,0.50100401606425704,0.50546955624355006,0.51019108280254777,0.52169981916817354,0.53548074594332773,0.83499999999999996,0.83499999999999996,0.83499999999999996,0.83499999999999996,0.83499999999999996,0.83499999999999996,0.83499999999999996,{"$f":"Y8*C8+($A$4-80)*AF8*$A$8/1000","v":26.67},{"$f":"Z8*E8+($A$4-80)*AG8*$A$8/1000","v":25.83},{"$f":"AA8*G8+($A$4-80)*AH8*$A$8/1000","v":24.95},{"$f":"AB8*I8+($A$4-80)*AI8*$A$8/1000","v":24.490000000000002},{"$f":"AC8*K8+($A$4-80)*AJ8*$A$8/1000","v":24.03},{"$f":"AD8*M8+($A$4-80)*AK8*$A$8/1000","v":23.08},{"$f":"AE8*O8+($A$4-80)*AL8*$A$8/1000","v":22.110000000000003}]
[null,67,49.99,32.85,47.75,{"$f":"IF(AN9>E9,E9,AN9)","v":31.99},{"$f":"T9*$G$13","v":45.36},{"$f":"IF(AO9>G9,G9,AO9)","v":31.09},44.11,{"$f":"IF(AP9>I9,I9,AP9)","v":30.625000000000004},42.86,{"$f":"IF(AQ9>K9,K9,AQ9)","v":30.16},40.229999999999997,{"$f":"IF(AR9>M9,M9,AR9)","v":29.2},37.5,{"$f":"IF(AS9>O9,O9,AS9)","v":28.209999999999997},null,1.0867391304347827,1.0380434782608696,0.98608695652173917,0.9589130434782609,0.93173913043478263,0.87456521739130433,0.81521739130434778,0.657131426285257,0.66994764397905759,0.68540564373897706,0.69428700974835644,0.703686420905273,0.72582649763857821,0.75226666666666664,0.83499999999999996,0.83499999999999996,0.83499999999999996,0.83499999999999996,0.83499999999999996,0.83499999999999996,0.83499999999999996,{"$f":"Y9*C9+($A$4-80)*AF9*$A$8/1000","v":32.85},{"$f":"Z9*E9+($A$4-80)*AG9*$A$8/1000","v":31.99},{"$f":"AA9*G9+($A$4-80)*AH9*$A$8/1000","v":31.09},{"$f":"AB9*I9+($A$4-80)*AI9*$A$8/1000","v":30.625000000000004},{"$f":"AC9*K9+($A$4-80)*AJ9*$A$8/1000","v":30.16},{"$f":"AD9*M9+($A$4-80)*AK9*$A$8/1000","v":29.2},{"$f":"AE9*O9+($A$4-80)*AL9*$A$8/1000","v":28.209999999999997}]
[null,62,45.74,38.94,43.74,38.049999999999997,{"$f":"T10*$G$13","v":41.63},37.08,40.549999999999997,38.274999999999999,39.47,39.47,37.49,37.49,35.39,35.39,null,0.9943478260869566,0.9508695652173913,0.90500000000000003,0.88152173913043474,0.85804347826086957,0.81500000000000006,0.76934782608695651,0.8513336248360297,0.8699131229995426,0.8907038193610376,0.94389642416769426,1,1,1,0.83499999999999996,0.83499999999999996,0.83499999999999996,0.83499999999999996,0.83499999999999996,0.83499999999999996,0.83499999999999996,38.94,{"$f":"Z10*E10+($A$4-80)*AG10*$A$8/1000","v":38.049999999999997},{"$f":"AA10*G10+($A$4-80)*AH10*$A$8/1000","v":37.08},38.274999999999999,39.47,37.49,35.39]
[null,57,44.72,44.72,43.08,43.08,{"$f":"T11*$G$13","v":41.31},41.31,40.375,40.375,39.44,39.44,37.44,37.44,35.35,35.35,null,0.97217391304347822,0.93652173913043479,0.89804347826086961,0.87771739130434778,0.85739130434782607,0.81391304347826077,0.76847826086956528,1,1,1,1,1,1,1,0.83499999999999996,0.83499999999999996,0.83499999999999996,0.83499999999999996,0.83499999999999996,0.83499999999999996,0.83499999999999996,44.72,{"$f":"Z11*E11+($A$4-80)*AG11*$A$8/1000","v":43.08},{"$f":"AA11*G11+($A$4-80)*AH11*$A$8/1000","v":41.31},{"$f":"AB11*I11+($A$4-80)*AI11*$A$8/1000","v":40.375},39.44,37.44,35.35]
[1600,72,55.69,27.949999999999996,53.16,27.1,{"$f":"T12*$G$13","v":50.48},26.2,49.074999999999996,25.734999999999996,47.67,25.270000000000003,44.73,24.310000000000002,41.67,23.32,null,1.2106521739130434,1.1556521739130434,1.0973913043478261,1.0668478260869565,1.0363043478260869,0.97239130434782606,0.90586956521739137,0.50188543724187462,0.50978179082016561,0.51901743264659272,0.52440142638818132,0.5301027900146843,0.54348312094790974,0.55963522918166542,0.83499999999999996,0.83499999999999996,0.83499999999999996,0.83499999999999996,0.83499999999999996,0.83499999999999996,0.83499999999999996,{"$f":"Y12*C12+($A$4-80)*AF12*$A$12/1000","v":27.949999999999996},{"$f":"Z12*E12+($A$4-80)*AG12*$A$12/1000","v":27.1},{"$f":"AA12*G12+($A$4-80)*AH12*$A$12/1000","v":26.2},{"$f":"AB12*I12+($A$4-80)*AI12*$A$12/1000","v":25.734999999999996},{"$f":"AC12*K12+($A$4-80)*AJ12*$A$12/1000","v":25.270000000000003},{"$f":"AD12*M12+($A$4-80)*AK12*$A$12/1000","v":24.310000000000002},{"$f":"AE12*O12+($A$4-80)*AL12*$A$12/1000","v":23.32}]
[null,67,50.79999999999999,34.899999999999991,48.46,34.03,46,33.119999999999997,44.704999999999998,32.65,43.41,32.18,40.71,31.199999999999996,37.92,30.18,null,1.1043478260869564,1.0534782608695652,1,0.97184782608695652,0.94369565217391294,0.88500000000000001,0.82434782608695656,0.68700787401574803,0.70222864217911685,0.72,0.73034336204004024,0.74130384703985264,0.76639646278555629,0.795886075949367,0.83499999999999996,0.83499999999999996,0.83499999999999996,0.83499999999999996,0.83499999999999996,0.83499999999999996,0.83499999999999996,{"$f":"Y13*C13+($A$4-80)*AF13*$A$12/1000","v":34.899999999999991},{"$f":"Z13*E13+($A$4-80)*AG13*$A$12/1000","v":34.03},{"$f":"AA13*G13+($A$4-80)*AH13*$A$12/1000","v":33.119999999999997},{"$f":"AB13*I13+($A$4-80)*AI13*$A$12/1000","v":32.65},{"$f":"AC13*K13+($A$4-80)*AJ13*$A$12/1000","v":32.18},{"$f":"AD13*M13+($A$4-80)*AK13*$A$12/1000","v":31.199999999999996},{"$f":"AE13*O13+($A$4-80)*AL13*$A$12/1000","v":30.18}]
[null,62,46.75,41.65,44.68,44.68,{"$f":"T14*$G$13","v":42.84},42.84,41.844999999999999,41.844999999999999,40.85,40.85,38.72,38.72,36.5,36.5,null,1.0163043478260869,0.97130434782608699,0.93130434782608706,0.90967391304347822,0.8880434782608696,0.84173913043478255,0.79347826086956519,0.89090909090909087,1,1,1,1,1,1,0.83499999999999996,0.83499999999999996,0.83499999999999996,0.83499999999999996,0.83499999999999996,0.83499999999999996,0.83499999999999996,41.65,{"$f":"Z14*E14+($A$4-80)*AG14*$A$12/1000","v":44.68},{"$f":"AA14*G14+($A$4-80)*AH14*$A$12/1000","v":42.84},41.844999999999999,40.85,38.72,36.5]
[null,57,46.42,46.42,44.66,44.66,42.79,42.79,41.795000000000002,41.795000000000002,40.799999999999997,40.799999999999997,38.68,38.68,36.46,36.46,null,1.0091304347826087,0.97086956521739121,0.93021739130434777,0.90858695652173915,0.88695652173913042,0.84086956521739131,0.79260869565217396,1,1,1,1,1,1,1,0.83499999999999996,0.83499999999999996,0.83499999999999996,0.83499999999999996,0.83499999999999996,0.83499999999999996,0.83499999999999996,46.42,{"$f":"Z15*E15+($A$4-80)*AG15*$A$12/1000","v":44.66},{"$f":"AA15*G15+($A$4-80)*AH15*$A$12/1000","v":42.79},41.795000000000002,40.799999999999997,38.68,36.46]
[1800,72,56.330000000000005,29.150000000000002,53.72,28.29,50.95,27.38,49.51,26.909999999999993,48.069999999999993,26.439999999999998,45.05,25.47,41.91,24.47,null,1.2245652173913044,1.1678260869565218,1.107608695652174,1.076304347826087,1.0449999999999999,0.97934782608695647,0.9110869565217391,0.51748624178945501,0.52661950856291884,0.53738959764474969,0.54352656029085022,0.55003120449344711,0.56537180910099893,0.58387019804342644,0.83499999999999996,0.83499999999999996,0.83499999999999996,0.83499999999999996,0.83499999999999996,0.83499999999999996,0.83499999999999996,{"$f":"Y16*C16+($A$4-80)*AF16*$A$16/1000","v":29.150000000000002},{"$f":"Z16*E16+($A$4-80)*AG16*$A$16/1000","v":28.29},{"$f":"AA16*G16+($A$4-80)*AH16*$A$16/1000","v":27.38},{"$f":"AB16*I16+($A$4-80)*AI16*$A$16/1000","v":26.909999999999993},{"$f":"AC16*K16+($A$4-80)*AJ16*$A$16/1000","v":26.439999999999998},{"$f":"AD16*M16+($A$4-80)*AK16*$A$16/1000","v":25.47},{"$f":"AE16*O16+($A$4-80)*AL16*$A$16/1000","v":24.47}]
[null,67,51.39,36.840000000000003,49,35.97,46.46,35.049999999999997,45.14,34.57,43.82,34.090000000000003,41.07,33.08,38.21,32.020000000000003,null,1.1171739130434784,1.0652173913043479,1.01,0.981304347826087,0.95260869565217388,0.89282608695652177,0.83065217391304347,0.71687098657326331,0.73408163265306126,0.75441239776151525,0.76583961010190515,0.77795527156549527,0.80545410275139995,0.83800052342318776,0.83499999999999996,0.83499999999999996,0.83499999999999996,0.83499999999999996,0.83499999999999996,0.83499999999999996,0.83499999999999996,{"$f":"Y17*C17+($A$4-80)*AF17*$A$16/1000","v":36.840000000000003},{"$f":"Z17*E17+($A$4-80)*AG17*$A$16/1000","v":35.97},{"$f":"AA17*G17+($A$4-80)*AH17*$A$16/1000","v":35.049999999999997},{"$f":"AB17*I17+($A$4-80)*AI17*$A$16/1000","v":34.57},{"$f":"AC17*K17+($A$4-80)*AJ17*$A$16/1000","v":34.090000000000003},{"$f":"AD17*M17+($A$4-80)*AK17*$A$16/1000","v":33.08},{"$f":"AE17*O17+($A$4-80)*AL17*$A$16/1000","v":32.020000000000003}]
[null,62,47.87,47.87,46.01,46.01,44.03,44.03,42.980000000000004,42.980000000000004,41.93,41.93,39.71,39.71,37.39,37.39,null,1.0406521739130434,1.0002173913043477,0.95717391304347832,0.93434782608695666,0.91152173913043477,0.86326086956521741,0.8128260869565217,1,1,1,1,1,1,1,0.83499999999999996,0.83499999999999996,0.83499999999999996,0.83499999999999996,0.83499999999999996,0.83499999999999996,0.83499999999999996,47.87,{"$f":"Z18*E18+($A$4-80)*AG18*$A$16/1000","v":46.01},{"$f":"AA18*G18+($A$4-80)*AH18*$A$16/1000","v":44.03},42.980000000000004,41.93,39.71,37.39]
[null,57,47.81,47.81,45.95,45.95,43.98,43.98,42.935000000000002,42.935000000000002,41.89,41.89,39.67,39.67,37.35,37.35,null,1.0393478260869566,0.99891304347826093,0.95608695652173903,0.93336956521739134,0.91065217391304354,0.86239130434782607,0.81195652173913047,1,1,1,1,1,1,1,0.83499999999999996,0.83499999999999996,0.83499999999999996,0.83499999999999996,0.83499999999999996,0.83499999999999996,0.83499999999999996,47.81,{"$f":"Z19*E19+($A$4-80)*AG19*$A$16/1000","v":45.95},{"$f":"AA19*G19+($A$4-80)*AH19*$A$16/1000","v":43.98},42.935000000000002,41.89,39.67,37.35]

{"sheet":"CA13NA_60","index":9,"n_rows":19,"n_cols":45,"rows_kept":19,"cut":false,"hidden":true,"merged":[[2,0,2,1],[2,2,2,15],[3,2,3,3],[3,4,3,5],[3,6,3,7],[3,8,3,9],[3,10,3,11],[3,12,3,13],[3,14,3,15],[5,2,6,2],[5,3,6,3],[5,4,6,4],[5,5,6,5],[5,6,6,6],[5,7,6,7],[5,8,6,8],[4,0,6,0],[4,1,6,1],[4,2,4,3],[4,4,4,5],[4,6,4,7],[4,8,4,9],[5,9,6,9],[5,10,6,10],[5,11,6,11],[5,12,6,12],[5,13,6,13],[5,14,6,14],[5,15,6,15],[4,10,4,11],[4,12,4,13],[4,14,4,15],[7,0,10,0],[11,0,14,0],[15,0,18,0],[22,4,22,15],[23,4,23,5],[23,6,23,7],[23,8,23,9],[23,10,23,11],[23,12,23,13],[23,14,23,15],[25,12,26,12],[25,13,26,13],[25,14,26,14],[25,15,26,15],[27,0,30,0],[31,0,34,0],[24,12,24,13],[24,14,24,15],[25,4,26,4],[25,5,26,5],[25,6,26,6],[25,7,26,7],[25,8,26,8],[25,9,26,9],[25,10,26,10],[25,11,26,11],[24,0,26,0],[24,1,26,1],[24,4,24,5],[24,6,24,7],[24,8,24,9],[24,10,24,11],[35,0,38,0],[41,0,42,1],[41,4,41,15],[42,4,42,5],[42,6,42,7],[42,8,42,9],[42,10,42,11],[42,12,42,13],[42,14,42,15],[44,12,45,12],[44,13,45,13],[44,14,45,14],[44,15,45,15],[46,0,49,0],[50,0,53,0],[43,12,43,13],[43,14,43,15],[44,4,45,4],[44,5,45,5],[44,6,45,6],[44,7,45,7],[44,8,45,8],[44,9,45,9],[44,10,45,10],[44,11,45,11],[43,0,45,0],[43,1,45,1],[43,4,43,5],[43,6,43,7],[43,8,43,9],[43,10,43,11],[54,0,57,0],[60,0,61,1],[60,4,60,15],[61,4,61,5],[61,6,61,7],[61,8,61,9],[61,10,61,11],[61,12,61,13],[61,14,61,15],[63,12,64,12],[63,13,64,13],[63,14,64,14],[63,15,64,15],[65,0,68,0],[69,0,72,0],[62,12,62,13],[62,14,62,15],[63,4,64,4],[63,5,64,5],[63,6,64,6],[63,7,64,7],[63,8,64,8],[63,9,64,9],[63,10,64,10],[63,11,64,11],[62,0,64,0],[62,1,64,1],[62,4,62,5],[62,6,62,7],[62,8,62,9],[62,10,62,11],[73,0,76,0],[79,0,80,1],[79,4,79,15],[80,4,80,5],[80,6,80,7],[80,8,80,9],[80,10,80,11],[80,12,80,13],[80,14,80,15],[82,12,83,12],[82,13,83,13],[82,14,83,14],[82,15,83,15],[84,0,87,0],[88,0,91,0],[81,12,81,13],[81,14,81,15],[82,4,83,4],[82,5,83,5],[82,6,83,6],[82,7,83,7],[82,8,83,8],[82,9,83,9],[82,10,83,10],[82,11,83,11],[81,0,83,0],[81,1,83,1],[81,4,81,5],[81,6,81,7],[81,8,81,9],[81,10,81,11],[92,0,95,0],[98,0,99,1],[98,4,98,15],[99,4,99,5],[99,6,99,7],[99,8,99,9],[99,10,99,11],[99,12,99,13],[99,14,99,15],[101,12,102,12],[101,13,102,13],[101,14,102,14],[101,15,102,15],[103,0,106,0],[107,0,110,0],[100,12,100,13],[100,14,100,15],[101,4,102,4],[101,5,102,5],[101,6,102,6],[101,7,102,7],[101,8,102,8],[101,9,102,9],[101,10,102,10],[101,11,102,11],[100,0,102,0],[100,1,102,1],[100,4,100,5],[100,6,100,7],[100,8,100,9],[100,10,100,11],[111,0,114,0],[117,0,118,1],[117,4,117,15],[118,4,118,5],[118,6,118,7],[118,8,118,9],[118,10,118,11],[118,12,118,13],[118,14,118,15],[130,0,133,0],[120,12,121,12],[120,13,121,13],[120,14,121,14],[120,15,121,15],[122,0,125,0],[126,0,129,0],[119,12,119,13],[119,14,119,15],[120,4,121,4],[120,5,121,5],[120,6,121,6],[120,7,121,7],[120,8,121,8],[120,9,121,9],[120,10,121,10],[120,11,121,11],[119,0,121,0],[119,1,121,1],[119,4,119,5],[119,6,119,7],[119,8,119,9],[119,10,119,11]]}
[]
["CA13NA_60"]
["Evaporator Air \n",null,"Condenser  Entering Air Temperature ˚F"]
[80,"°F DB",75,null,85,null,95,null,100,null,105,null,115,null,125]
["CFM","EWB†\n˚F","Capacity Mbtuh",null,"Capacity Mbtuh",null,"Capacity Mbtuh",null,"Capacity Mbtuh",null,"Capacity Mbtuh",null,"Capacity Mbtuh",null,"Capacity Mbtuh"]
[null,null,"Total","Sens.","Total","Sens.","Total","Sens.","Total","Sens.","Total","Sens.","Total","Sens.","Total","Sens."]
[null,null,null,null,null,null,null,null,null,null,null,null,null,null,null,null,null,"Total Factors",null,null,null,null,null,null,"Sens. %",null,null,null,null,null,null,"IDB Adj",null,null,null,null,null,null,"Sens Calc"]
[1750,72,{"$f":"R8*$G$13","v":68.760000000000005},{"$f":"IF(AM8>C8,C8,AM8)","v":33.979999999999997},{"$f":"S8*$G$13","v":65.62},{"$f":"IF(AN8>E8,E8,AN8)","v":32.869999999999997},{"$f":"T8*$G$13","v":62.079999999999991},{"$f":"IF(AO8>G8,G8,AO8)","v":31.64},{"$f":"U8*$G$13","v":60.14},{"$f":"IF(AP8>I8,I8,AP8)","v":30.974999999999998},{"$f":"V8*$G$13","v":58.2},{"$f":"IF(AQ8>K8,K8,AQ8)","v":30.31},{"$f":"W8*$G$13","v":53.89},{"$f":"IF(AR8>M8,M8,AR8)","v":28.86},{"$f":"X8*$G$13","v":49.22},{"$f":"IF(AS8>O8,O8,AS8)","v":27.299999999999997},null,1.1958260869565218,1.141217391304348,1.0796521739130434,1.0459130434782609,1.0121739130434784,0.93721739130434789,0.85599999999999998,0.49418266433973235,0.50091435537945739,0.50966494845360832,0.5150482208180911,0.52079037800687278,0.53553534978660233,0.55465258025193009,0.83499999999999996,0.83499999999999996,0.83499999999999996,0.83499999999999996,0.83499999999999996,0.83499999999999996,0.83499999999999996,{"$f":"Y8*C8+($A$4-80)*AF8*$A$8/1000","v":33.979999999999997},{"$f":"Z8*E8+($A$4-80)*AG8*$A$8/1000","v":32.869999999999997},{"$f":"AA8*G8+($A$4-80)*AH8*$A$8/1000","v":31.64},{"$f":"AB8*I8+($A$4-80)*AI8*$A$8/1000","v":30.974999999999998},{"$f":"AC8*K8+($A$4-80)*AJ8*$A$8/1000","v":30.31},{"$f":"AD8*M8+($A$4-80)*AK8*$A$8/1000","v":28.86},{"$f":"AE8*O8+($A$4-80)*AL8*$A$8/1000","v":27.299999999999997}]
[null,67,62.81,41.88,59.96,{"$f":"IF(AN9>E9,E9,AN9)","v":40.78},{"$f":"T9*$G$13","v":56.78},{"$f":"IF(AO9>G9,G9,AO9)","v":39.56},55.015000000000001,{"$f":"IF(AP9>I9,I9,AP9)","v":38.894999999999996},53.25,{"$f":"IF(AQ9>K9,K9,AQ9)","v":38.229999999999997},49.32,{"$f":"IF(AR9>M9,M9,AR9)","v":36.76},45.03,{"$f":"IF(AS9>O9,O9,AS9)","v":35.17},null,1.0923478260869566,1.0427826086956522,0.98747826086956525,0.95678260869565224,0.92608695652173911,0.85773913043478256,0.78313043478260869,0.66677280687788565,0.68012008005336888,0.69672419866150059,0.70698900299918199,0.71793427230046947,0.74533657745336568,0.78103486564512548,0.83499999999999996,0.83499999999999996,0.83499999999999996,0.83499999999999996,0.83499999999999996,0.83499999999999996,0.83499999999999996,{"$f":"Y9*C9+($A$4-80)*AF9*$A$8/1000","v":41.88},{"$f":"Z9*E9+($A$4-80)*AG9*$A$8/1000","v":40.78},{"$f":"AA9*G9+($A$4-80)*AH9*$A$8/1000","v":39.56},{"$f":"AB9*I9+($A$4-80)*AI9*$A$8/1000","v":38.894999999999996},{"$f":"AC9*K9+($A$4-80)*AJ9*$A$8/1000","v":38.229999999999997},{"$f":"AD9*M9+($A$4-80)*AK9*$A$8/1000","v":36.76},{"$f":"AE9*O9+($A$4-80)*AL9*$A$8/1000","v":35.17}]
[null,62,57.61,49.71,55.07,48.57,{"$f":"T10*$G$13","v":52.29},47.29,50.795000000000002,48.295000000000002,49.3,49.3,46.32,46.32,42.95,42.95,null,1.0019130434782608,0.95773913043478265,0.90939130434782611,0.88339130434782609,0.85739130434782607,0.80556521739130438,0.74695652173913052,0.86287102933518489,0.88196840384964592,0.90437942245171166,0.95078255733832073,1,1,1,0.83499999999999996,0.83499999999999996,0.83499999999999996,0.83499999999999996,0.83499999999999996,0.83499999999999996,0.83499999999999996,49.71,{"$f":"Z10*E10+($A$4-80)*AG10*$A$8/1000","v":48.57},{"$f":"AA10*G10+($A$4-80)*AH10*$A$8/1000","v":47.29},48.295000000000002,49.3,46.32,42.95]
[null,57,56.3,56.3,54.21,54.21,{"$f":"T11*$G$13","v":51.89},51.89,50.575000000000003,50.575000000000003,49.26,49.26,46.26,46.26,42.9,42.9,null,0.97913043478260864,0.94278260869565222,0.9024347826086957,0.87956521739130444,0.85669565217391297,0.80452173913043479,0.74608695652173906,1,1,1,1,1,1,1,0.83499999999999996,0.83499999999999996,0.83499999999999996,0.83499999999999996,0.83499999999999996,0.83499999999999996,0.83499999999999996,56.3,{"$f":"Z11*E11+($A$4-80)*AG11*$A$8/1000","v":54.21},{"$f":"AA11*G11+($A$4-80)*AH11*$A$8/1000","v":51.89},{"$f":"AB11*I11+($A$4-80)*AI11*$A$8/1000","v":50.575000000000003},49.26,46.26,42.9]
[2000,72,69.75,35.590000000000003,66.44,34.450000000000003,{"$f":"T12*$G$13","v":62.8},33.21,60.78,32.53,58.76,31.849999999999998,54.33,30.379999999999995,49.5,28.799999999999997,null,1.2130434782608697,1.1554782608695653,1.0921739130434782,1.0570434782608695,1.0219130434782608,0.94486956521739129,0.86086956521739133,0.51025089605734775,0.51851294400963277,0.52882165605095544,0.53520895031260285,0.54203539823008851,0.55917540953432721,0.58181818181818179,0.83499999999999996,0.83499999999999996,0.83499999999999996,0.83499999999999996,0.83499999999999996,0.83499999999999996,0.83499999999999996,{"$f":"Y12*C12+($A$4-80)*AF12*$A$12/1000","v":35.590000000000003},{"$f":"Z12*E12+($A$4-80)*AG12*$A$12/1000","v":34.450000000000003},{"$f":"AA12*G12+($A$4-80)*AH12*$A$12/1000","v":33.21},{"$f":"AB12*I12+($A$4-80)*AI12*$A$12/1000","v":32.53},{"$f":"AC12*K12+($A$4-80)*AJ12*$A$12/1000","v":31.849999999999998},{"$f":"AD12*M12+($A$4-80)*AK12*$A$12/1000","v":30.379999999999995},{"$f":"AE12*O12+($A$4-80)*AL12*$A$12/1000","v":28.799999999999997}]
[null,67,63.77,44.5,60.77,43.37,57.5,42.15,55.66,41.465000000000003,53.82,40.78,49.77,39.28,45.37,37.64,null,1.1090434782608696,1.0568695652173914,1,0.96799999999999997,0.93600000000000005,0.86556521739130443,0.78904347826086951,0.69782029167320048,0.71367451044923469,0.73304347826086957,0.74496945742005038,0.75771088814567078,0.78923046011653608,0.82962309896407327,0.83499999999999996,0.83499999999999996,0.83499999999999996,0.83499999999999996,0.83499999999999996,0.83499999999999996,0.83499999999999996,{"$f":"Y13*C13+($A$4-80)*AF13*$A$12/1000","v":44.5},{"$f":"Z13*E13+($A$4-80)*AG13*$A$12/1000","v":43.37},{"$f":"AA13*G13+($A$4-80)*AH13*$A$12/1000","v":42.15},{"$f":"AB13*I13+($A$4-80)*AI13*$A$12/1000","v":41.465000000000003},{"$f":"AC13*K13+($A$4-80)*AJ13*$A$12/1000","v":40.78},{"$f":"AD13*M13+($A$4-80)*AK13*$A$12/1000","v":39.28},{"$f":"AE13*O13+($A$4-80)*AL13*$A$12/1000","v":37.64}]
[null,62,58.820000000000007,53.20000000000001,56.16,56.15,{"$f":"T14*$G$13","v":53.71},53.71,52.3,52.3,50.89,50.89,47.69,47.69,44.11,44.11,null,1.0229565217391305,0.97669565217391296,0.93408695652173912,0.90956521739130425,0.8850434782608696,0.82939130434782604,0.76713043478260867,0.90445426725603539,0.99982193732193736,1,1,1,1,1,0.83499999999999996,0.83499999999999996,0.83499999999999996,0.83499999999999996,0.83499999999999996,0.83499999999999996,0.83499999999999996,53.20000000000001,{"$f":"Z14*E14+($A$4-80)*AG14*$A$12/1000","v":56.15},{"$f":"AA14*G14+($A$4-80)*AH14*$A$12/1000","v":53.71},52.3,50.89,47.69,44.11]
[null,57,58.389999999999993,58.389999999999993,56.14,56.14,53.65,53.65,52.239999999999995,52.239999999999995,50.83,50.83,47.63,47.63,44.06,44.06,null,1.0154782608695652,0.97634782608695658,0.93304347826086953,0.90852173913043466,0.88400000000000001,0.82834782608695656,0.76626086956521744,1,1,1,1,1,1,1,0.83499999999999996,0.83499999999999996,0.83499999999999996,0.83499999999999996,0.83499999999999996,0.83499999999999996,0.83499999999999996,58.389999999999993,{"$f":"Z15*E15+($A$4-80)*AG15*$A$12/1000","v":56.14},{"$f":"AA15*G15+($A$4-80)*AH15*$A$12/1000","v":53.65},52.239999999999995,50.83,47.63,44.06]
[2250,72,70.47,37.11,67.03,35.94,63.27,34.69,61.195,34,59.12,33.31,54.56,31.819999999999997,49.64,30.23,null,1.2255652173913043,1.1657391304347826,1.1003478260869566,1.0642608695652174,1.0281739130434782,0.9488695652173913,0.863304347826087,0.52660706683695191,0.53617783082201997,0.54828512723249556,0.55560094778985214,0.56343031123139387,0.58321114369501459,0.60898468976631748,0.83499999999999996,0.83499999999999996,0.83499999999999996,0.83499999999999996,0.83499999999999996,0.83499999999999996,0.83499999999999996,{"$f":"Y16*C16+($A$4-80)*AF16*$A$16/1000","v":37.11},{"$f":"Z16*E16+($A$4-80)*AG16*$A$16/1000","v":35.94},{"$f":"AA16*G16+($A$4-80)*AH16*$A$16/1000","v":34.69},{"$f":"AB16*I16+($A$4-80)*AI16*$A$16/1000","v":34},{"$f":"AC16*K16+($A$4-80)*AJ16*$A$16/1000","v":33.31},{"$f":"AD16*M16+($A$4-80)*AK16*$A$16/1000","v":31.819999999999997},{"$f":"AE16*O16+($A$4-80)*AL16*$A$16/1000","v":30.23}]
[null,67,64.44,47,61.36,45.85,57.98,44.6,56.09,43.894999999999996,54.2,43.19,50.07,41.65,45.61,39.92,null,1.1206956521739131,1.0671304347826087,1.0083478260869565,0.97547826086956524,0.94260869565217398,0.87078260869565216,0.79321739130434776,0.72936064556176294,0.74722946544980451,0.76923076923076927,0.78258156534141543,0.79686346863468627,0.83183543039744356,0.87524665643499233,0.83499999999999996,0.83499999999999996,0.83499999999999996,0.83499999999999996,0.83499999999999996,0.83499999999999996,0.83499999999999996,{"$f":"Y17*C17+($A$4-80)*AF17*$A$16/1000","v":47},{"$f":"Z17*E17+($A$4-80)*AG17*$A$16/1000","v":45.85},{"$f":"AA17*G17+($A$4-80)*AH17*$A$16/1000","v":44.6},{"$f":"AB17*I17+($A$4-80)*AI17*$A$16/1000","v":43.894999999999996},{"$f":"AC17*K17+($A$4-80)*AJ17*$A$16/1000","v":43.19},{"$f":"AD17*M17+($A$4-80)*AK17*$A$16/1000","v":41.65},{"$f":"AE17*O17+($A$4-80)*AL17*$A$16/1000","v":39.92}]
[null,62,60.149999999999991,60.149999999999991,57.760000000000005,57.760000000000005,55.12,55.12,53.625,53.625,52.13,52.13,48.74,48.74,45,45,null,1.046086956521739,1.0045217391304349,0.95860869565217388,0.93260869565217386,0.90660869565217395,0.84765217391304348,0.78260869565217395,1,1,1,1,1,1,1,0.83499999999999996,0.83499999999999996,0.83499999999999996,0.83499999999999996,0.83499999999999996,0.83499999999999996,0.83499999999999996,60.149999999999991,{"$f":"Z18*E18+($A$4-80)*AG18*$A$16/1000","v":57.760000000000005},{"$f":"AA18*G18+($A$4-80)*AH18*$A$16/1000","v":55.12},53.625,52.13,48.74,45]
[null,57,60.080000000000005,60.080000000000005,57.690000000000005,57.690000000000005,55.05,55.05,53.56,53.56,52.07,52.07,48.69,48.69,44.95,44.95,null,1.0448695652173914,1.003304347826087,0.95739130434782604,0.93147826086956531,0.90556521739130436,0.84678260869565214,0.7817391304347826,1,1,1,1,1,1,1,0.83499999999999996,0.83499999999999996,0.83499999999999996,0.83499999999999996,0.83499999999999996,0.83499999999999996,0.83499999999999996,60.080000000000005,{"$f":"Z19*E19+($A$4-80)*AG19*$A$16/1000","v":57.690000000000005},{"$f":"AA19*G19+($A$4-80)*AH19*$A$16/1000","v":55.05},53.56,52.07,48.69,44.95]

{"sheet":"CA15NA_18","index":10,"n_rows":19,"n_cols":45,"rows_kept":19,"cut":false,"hidden":true,"merged":[[130,0,133,0],[120,12,121,12],[120,13,121,13],[120,14,121,14],[120,15,121,15],[122,0,125,0],[126,0,129,0],[119,12,119,13],[119,14,119,15],[120,4,121,4],[120,5,121,5],[120,6,121,6],[120,7,121,7],[120,8,121,8],[120,9,121,9],[120,10,121,10],[120,11,121,11],[119,0,121,0],[119,1,121,1],[119,4,119,5],[119,6,119,7],[119,8,119,9],[119,10,119,11],[111,0,114,0],[117,0,118,1],[117,4,117,15],[118,4,118,5],[118,6,118,7],[118,8,118,9],[118,10,118,11],[118,12,118,13],[118,14,118,15],[101,12,102,12],[101,13,102,13],[101,14,102,14],[101,15,102,15],[103,0,106,0],[107,0,110,0],[100,12,100,13],[100,14,100,15],[101,4,102,4],[101,5,102,5],[101,6,102,6],[101,7,102,7],[101,8,102,8],[101,9,102,9],[101,10,102,10],[101,11,102,11],[100,0,102,0],[100,1,102,1],[100,4,100,5],[100,6,100,7],[100,8,100,9],[100,10,100,11],[92,0,95,0],[98,0,99,1],[98,4,98,15],[99,4,99,5],[99,6,99,7],[99,8,99,9],[99,10,99,11],[99,12,99,13],[99,14,99,15],[82,12,83,12],[82,13,83,13],[82,14,83,14],[82,15,83,15],[84,0,87,0],[88,0,91,0],[81,12,81,13],[81,14,81,15],[82,4,83,4],[82,5,83,5],[82,6,83,6],[82,7,83,7],[82,8,83,8],[82,9,83,9],[82,10,83,10],[82,11,83,11],[81,0,83,0],[81,1,83,1],[81,4,81,5],[81,6,81,7],[81,8,81,9],[81,10,81,11],[73,0,76,0],[79,0,80,1],[79,4,79,15],[80,4,80,5],[80,6,80,7],[80,8,80,9],[80,10,80,11],[80,12,80,13],[80,14,80,15],[63,12,64,12],[63,13,64,13],[63,14,64,14],[63,15,64,15],[65,0,68,0],[69,0,72,0],[62,12,62,13],[62,14,62,15],[63,4,64,4],[63,5,64,5],[63,6,64,6],[63,7,64,7],[63,8,64,8],[63,9,64,9],[63,10,64,10],[63,11,64,11],[62,0,64,0],[62,1,64,1],[62,4,62,5],[62,6,62,7],[62,8,62,9],[62,10,62,11],[54,0,57,0],[60,0,61,1],[60,4,60,15],[61,4,61,5],[61,6,61,7],[61,8,61,9],[61,10,61,11],[61,12,61,13],[61,14,61,15],[44,12,45,12],[44,13,45,13],[44,14,45,14],[44,15,45,15],[46,0,49,0],[50,0,53,0],[43,12,43,13],[43,14,43,15],[44,4,45,4],[44,5,45,5],[44,6,45,6],[44,7,45,7],[44,8,45,8],[44,9,45,9],[44,10,45,10],[44,11,45,11],[43,0,45,0],[43,1,45,1],[43,4,43,5],[43,6,43,7],[43,8,43,9],[43,10,43,11],[35,0,38,0],[41,0,42,1],[41,4,41,15],[42,4,42,5],[42,6,42,7],[42,8,42,9],[42,10,42,11],[42,12,42,13],[42,14,42,15],[25,12,26,12],[25,13,26,13],[25,14,26,14],[25,15,26,15],[27,0,30,0],[31,0,34,0],[24,12,24,13],[24,14,24,15],[25,4,26,4],[25,5,26,5],[25,6,26,6],[25,7,26,7],[25,8,26,8],[25,9,26,9],[25,10,26,10],[25,11,26,11],[24,0,26,0],[24,1,26,1],[24,4,24,5],[24,6,24,7],[24,8,24,9],[24,10,24,11],[7,0,10,0],[11,0,14,0],[15,0,18,0],[22,4,22,15],[23,4,23,5],[23,6,23,7],[23,8,23,9],[23,10,23,11],[23,12,23,13],[23,14,23,15],[5,10,6,10],[5,11,6,11],[5,12,6,12],[5,13,6,13],[5,14,6,14],[5,15,6,15],[4,10,4,11],[4,12,4,13],[4,14,4,15],[5,2,6,2],[5,3,6,3],[5,4,6,4],[5,5,6,5],[5,6,6,6],[5,7,6,7],[5,8,6,8],[4,0,6,0],[4,1,6,1],[4,2,4,3],[4,4,4,5],[4,6,4,7],[4,8,4,9],[5,9,6,9],[2,0,2,1],[2,2,2,15],[3,2,3,3],[3,4,3,5],[3,6,3,7],[3,8,3,9],[3,10,3,11],[3,12,3,13],[3,14,3,15]]}
[]
["CA15NA_18"]
["Evaporator Air \n",null,"Condenser  Entering Air Temperature ˚F"]
[80,"°F DB",75,null,85,null,95,null,100,null,105,null,115,null,125]
["CFM","EWB†\n˚F","Capacity Mbtuh",null,"Capacity Mbtuh",null,"Capacity Mbtuh",null,"Capacity Mbtuh",null,"Capacity Mbtuh",null,"Capacity Mbtuh",null,"Capacity Mbtuh"]
[null,null,"Total","Sens.","Total","Sens.","Total","Sens.","Total","Sens.","Total","Sens.","Total","Sens.","Total","Sens."]
[null,null,null,null,null,null,null,null,null,null,null,null,null,null,null,null,null,"Total Factors",null,null,null,null,null,null,"Sens. %",null,null,null,null,null,null,"IDB Adj",null,null,null,null,null,null,"Sens Calc"]
[525,72,{"$f":"R8*$G$13","v":67.554285714285712},{"$f":"IF(AM8>C8,C8,AM8)","v":36.011428571428574},{"$f":"S8*$G$13","v":64.958571428571432},{"$f":"IF(AN8>E8,E8,AN8)","v":35.058571428571433},{"$f":"T8*$G$13","v":62.198571428571427},{"$f":"IF(AO8>G8,G8,AO8)","v":34.00714285714286},{"$f":"U8*$G$13","v":60.637857142857136},{"$f":"IF(AP8>I8,I8,AP8)","v":33.432142857142857},{"$f":"V8*$G$13","v":59.077142857142853},{"$f":"IF(AQ8>K8,K8,AQ8)","v":32.857142857142854},{"$f":"W8*$G$13","v":55.561428571428571},{"$f":"IF(AR8>M8,M8,AR8)","v":31.608571428571427},{"$f":"X8*$G$13","v":51.585714285714282},{"$f":"IF(AS8>O8,O8,AS8)","v":30.162857142857138},null,1.1748571428571428,1.1297142857142857,1.0817142857142856,1.0545714285714285,1.0274285714285714,0.9662857142857143,0.89714285714285713,0.5330739299610896,0.53970662620131515,0.54675118858954042,0.55134109997290714,0.55617352614015569,0.56889414547604966,0.58471337579617833,0.83499999999999996,0.83499999999999996,0.83499999999999996,0.83499999999999996,0.83499999999999996,0.83499999999999996,0.83499999999999996,{"$f":"Y8*C8+($A$4-80)*AF8*$A$8/1000","v":36.011428571428574},{"$f":"Z8*E8+($A$4-80)*AG8*$A$8/1000","v":35.058571428571433},{"$f":"AA8*G8+($A$4-80)*AH8*$A$8/1000","v":34.00714285714286},{"$f":"AB8*I8+($A$4-80)*AI8*$A$8/1000","v":33.432142857142857},{"$f":"AC8*K8+($A$4-80)*AJ8*$A$8/1000","v":32.857142857142854},{"$f":"AD8*M8+($A$4-80)*AK8*$A$8/1000","v":31.608571428571427},{"$f":"AE8*O8+($A$4-80)*AL8*$A$8/1000","v":30.162857142857138}]
[null,67,61.771428571428572,44.521428571428572,59.241428571428571,{"$f":"IF(AN9>E9,E9,AN9)","v":43.47},{"$f":"T9*$G$13","v":56.514285714285705},{"$f":"IF(AO9>G9,G9,AO9)","v":42.35285714285714},55.019285714285708,{"$f":"IF(AP9>I9,I9,AP9)","v":41.745000000000005},53.52428571428571,{"$f":"IF(AQ9>K9,K9,AQ9)","v":41.137142857142855},50.14,{"$f":"IF(AR9>M9,M9,AR9)","v":39.79},46.361428571428569,{"$f":"IF(AS9>O9,O9,AS9)","v":38.311428571428571},null,1.0742857142857143,1.0302857142857142,0.98285714285714276,0.95685714285714274,0.93085714285714283,0.872,0.80628571428571427,0.7207446808510638,0.73377703826955076,0.74941860465116283,0.75873395043296521,0.76856967464702275,0.79357798165137616,0.82636428065201983,0.83499999999999996,0.83499999999999996,0.83499999999999996,0.83499999999999996,0.83499999999999996,0.83499999999999996,0.83499999999999996,{"$f":"Y9*C9+($A$4-80)*AF9*$A$8/1000","v":44.521428571428572},{"$f":"Z9*E9+($A$4-80)*AG9*$A$8/1000","v":43.47},{"$f":"AA9*G9+($A$4-80)*AH9*$A$8/1000","v":42.35285714285714},{"$f":"AB9*I9+($A$4-80)*AI9*$A$8/1000","v":41.745000000000005},{"$f":"AC9*K9+($A$4-80)*AJ9*$A$8/1000","v":41.137142857142855},{"$f":"AD9*M9+($A$4-80)*AK9*$A$8/1000","v":39.79},{"$f":"AE9*O9+($A$4-80)*AL9*$A$8/1000","v":38.311428571428571}]
[null,62,56.547142857142859,52.900000000000006,54.082857142857144,51.782857142857139,{"$f":"T10*$G$13","v":51.487142857142857},50.6,50.205714285714294,49.762142857142855,48.924285714285716,48.924285714285716,46.361428571428569,46.361428571428569,43.47,43.47,null,0.98342857142857143,0.94057142857142861,0.89542857142857146,0.87314285714285722,0.85085714285714287,0.80628571428571427,0.75600000000000001,0.93550261475886121,0.95747266099635475,0.98276962348436503,0.99116492146596846,1,1,1,0.83499999999999996,0.83499999999999996,0.83499999999999996,0.83499999999999996,0.83499999999999996,0.83499999999999996,0.83499999999999996,52.900000000000006,{"$f":"Z10*E10+($A$4-80)*AG10*$A$8/1000","v":51.782857142857139},{"$f":"AA10*G10+($A$4-80)*AH10*$A$8/1000","v":50.6},49.762142857142855,48.924285714285716,46.361428571428569,43.47]
[null,57,55.265714285714289,55.265714285714289,53.261428571428574,53.261428571428574,{"$f":"T11*$G$13","v":51.158571428571427},51.158571428571427,49.992142857142859,49.992142857142859,48.825714285714284,48.825714285714284,46.262857142857143,46.262857142857143,43.371428571428567,43.371428571428567,null,0.96114285714285719,0.92628571428571438,0.88971428571428568,0.86942857142857144,0.84914285714285709,0.8045714285714286,0.75428571428571423,1,1,1,1,1,1,1,0.83499999999999996,0.83499999999999996,0.83499999999999996,0.83499999999999996,0.83499999999999996,0.83499999999999996,0.83499999999999996,55.265714285714289,{"$f":"Z11*E11+($A$4-80)*AG11*$A$8/1000","v":53.261428571428574},{"$f":"AA11*G11+($A$4-80)*AH11*$A$8/1000","v":51.158571428571427},{"$f":"AB11*I11+($A$4-80)*AI11*$A$8/1000","v":49.992142857142859},48.825714285714284,46.262857142857143,43.371428571428567]
[600,72,68.704285714285717,37.982857142857142,66.042857142857144,37.029999999999994,{"$f":"T12*$G$13","v":63.184285714285721},35.978571428571428,61.574285714285722,35.403571428571425,59.964285714285715,34.828571428571429,56.382857142857141,33.58,52.275714285714287,32.134285714285717,null,1.1948571428571428,1.1485714285714286,1.098857142857143,1.070857142857143,1.0428571428571429,0.98057142857142854,0.90914285714285714,0.55284552845528456,0.56069651741293525,0.56942277691107634,0.57497331910352178,0.58082191780821912,0.59557109557109555,0.61470773098680076,0.83499999999999996,0.83499999999999996,0.83499999999999996,0.83499999999999996,0.83499999999999996,0.83499999999999996,0.83499999999999996,{"$f":"Y12*C12+($A$4-80)*AF12*$A$12/1000","v":37.982857142857142},{"$f":"Z12*E12+($A$4-80)*AG12*$A$12/1000","v":37.029999999999994},{"$f":"AA12*G12+($A$4-80)*AH12*$A$12/1000","v":35.978571428571428},{"$f":"AB12*I12+($A$4-80)*AI12*$A$12/1000","v":35.403571428571425},{"$f":"AC12*K12+($A$4-80)*AJ12*$A$12/1000","v":34.828571428571429},{"$f":"AD12*M12+($A$4-80)*AK12*$A$12/1000","v":33.58},{"$f":"AE12*O12+($A$4-80)*AL12*$A$12/1000","v":32.134285714285717}]
[null,67,62.888571428571424,47.708571428571425,60.292857142857152,46.690000000000005,57.5,45.572857142857139,55.955714285714286,44.948571428571427,54.411428571428566,44.324285714285715,50.96142857142857,42.977142857142859,47.084285714285713,41.465714285714277,null,1.0937142857142856,1.0485714285714287,1,0.9731428571428572,0.94628571428571417,0.88628571428571423,0.81885714285714284,0.75862068965517238,0.77438692098092643,0.79257142857142848,0.80328831473869633,0.81461352657004837,0.84332688588007743,0.88066992323796223,0.83499999999999996,0.83499999999999996,0.83499999999999996,0.83499999999999996,0.83499999999999996,0.83499999999999996,0.83499999999999996,{"$f":"Y13*C13+($A$4-80)*AF13*$A$12/1000","v":47.708571428571425},{"$f":"Z13*E13+($A$4-80)*AG13*$A$12/1000","v":46.690000000000005},{"$f":"AA13*G13+($A$4-80)*AH13*$A$12/1000","v":45.572857142857139},{"$f":"AB13*I13+($A$4-80)*AI13*$A$12/1000","v":44.948571428571427},{"$f":"AC13*K13+($A$4-80)*AJ13*$A$12/1000","v":44.324285714285715},{"$f":"AD13*M13+($A$4-80)*AK13*$A$12/1000","v":42.977142857142859},{"$f":"AE13*O13+($A$4-80)*AL13*$A$12/1000","v":41.465714285714277}]
[null,62,57.861428571428569,57.302857142857142,55.660000000000004,55.660000000000004,{"$f":"T14*$G$13","v":53.458571428571432},53.458571428571432,52.24285714285714,52.24285714285714,51.027142857142856,51.027142857142856,48.3,48.3,45.244285714285709,45.244285714285709,null,1.0062857142857142,0.96800000000000008,0.92971428571428572,0.90857142857142847,0.88742857142857134,0.84,0.78685714285714281,0.99034639409426473,1,1,1,1,1,1,0.83499999999999996,0.83499999999999996,0.83499999999999996,0.83499999999999996,0.83499999999999996,0.83499999999999996,0.83499999999999996,57.302857142857142,{"$f":"Z14*E14+($A$4-80)*AG14*$A$12/1000","v":55.660000000000004},{"$f":"AA14*G14+($A$4-80)*AH14*$A$12/1000","v":53.458571428571432},52.24285714285714,51.027142857142856,48.3,45.244285714285709]
[null,57,57.631428571428565,57.631428571428565,55.561428571428571,55.561428571428571,53.36,53.36,52.144285714285708,52.144285714285708,50.928571428571423,50.928571428571423,48.234285714285711,48.234285714285711,45.178571428571431,45.178571428571431,null,1.0022857142857142,0.9662857142857143,0.92799999999999994,0.90685714285714281,0.88571428571428568,0.83885714285714286,0.7857142857142857,1,1,1,1,1,1,1,0.83499999999999996,0.83499999999999996,0.83499999999999996,0.83499999999999996,0.83499999999999996,0.83499999999999996,0.83499999999999996,57.631428571428565,{"$f":"Z15*E15+($A$4-80)*AG15*$A$12/1000","v":55.561428571428571},{"$f":"AA15*G15+($A$4-80)*AH15*$A$12/1000","v":53.36},52.144285714285708,50.928571428571423,48.234285714285711,45.178571428571431]
[675,72,69.525714285714287,39.921428571428571,66.798571428571421,38.96857142857143,63.874285714285719,37.917142857142856,62.231428571428573,37.342142857142854,60.588571428571434,36.767142857142851,56.908571428571435,35.485714285714288,52.735714285714288,34.072857142857139,null,1.2091428571428571,1.1617142857142857,1.110857142857143,1.0822857142857143,1.0537142857142858,0.98971428571428577,0.91714285714285715,0.57419659735349715,0.58337432365961639,0.59362139917695467,0.60005279831045399,0.60683297180043372,0.62355658198614317,0.6461059190031152,0.83499999999999996,0.83499999999999996,0.83499999999999996,0.83499999999999996,0.83499999999999996,0.83499999999999996,0.83499999999999996,{"$f":"Y16*C16+($A$4-80)*AF16*$A$16/1000","v":39.921428571428571},{"$f":"Z16*E16+($A$4-80)*AG16*$A$16/1000","v":38.96857142857143},{"$f":"AA16*G16+($A$4-80)*AH16*$A$16/1000","v":37.917142857142856},{"$f":"AB16*I16+($A$4-80)*AI16*$A$16/1000","v":37.342142857142854},{"$f":"AC16*K16+($A$4-80)*AJ16*$A$16/1000","v":36.767142857142851},{"$f":"AD16*M16+($A$4-80)*AK16*$A$16/1000","v":35.485714285714288},{"$f":"AE16*O16+($A$4-80)*AL16*$A$16/1000","v":34.072857142857139}]
[null,67,63.710000000000008,50.862857142857152,61.048571428571421,49.811428571428571,58.222857142857137,48.661428571428573,56.662142857142854,48.053571428571431,55.101428571428571,47.445714285714281,51.552857142857142,46.098571428571425,47.61,44.554285714285719,null,1.1080000000000001,1.0617142857142856,1.0125714285714285,0.98542857142857132,0.9582857142857143,0.89657142857142857,0.82799999999999996,0.79834966477565761,0.81593110871905283,0.83577878103837477,0.84807190489997109,0.86106141920095403,0.89420012746972588,0.93581780538302284,0.83499999999999996,0.83499999999999996,0.83499999999999996,0.83499999999999996,0.83499999999999996,0.83499999999999996,0.83499999999999996,{"$f":"Y17*C17+($A$4-80)*AF17*$A$16/1000","v":50.862857142857152},{"$f":"Z17*E17+($A$4-80)*AG17*$A$16/1000","v":49.811428571428571},{"$f":"AA17*G17+($A$4-80)*AH17*$A$16/1000","v":48.661428571428573},{"$f":"AB17*I17+($A$4-80)*AI17*$A$16/1000","v":48.053571428571431},{"$f":"AC17*K17+($A$4-80)*AJ17*$A$16/1000","v":47.445714285714281},{"$f":"AD17*M17+($A$4-80)*AK17*$A$16/1000","v":46.098571428571425},{"$f":"AE17*O17+($A$4-80)*AL17*$A$16/1000","v":44.554285714285719}]
[null,62,59.701428571428579,59.701428571428579,57.565714285714286,57.565714285714286,55.265714285714289,55.265714285714289,54.000714285714295,54.000714285714295,52.735714285714288,52.735714285714288,49.91,49.91,46.722857142857144,46.722857142857144,null,1.0382857142857145,1.0011428571428571,0.96114285714285719,0.93914285714285728,0.91714285714285715,0.86799999999999999,0.81257142857142861,1,1,1,1,1,1,1,0.83499999999999996,0.83499999999999996,0.83499999999999996,0.83499999999999996,0.83499999999999996,0.83499999999999996,0.83499999999999996,59.701428571428579,{"$f":"Z18*E18+($A$4-80)*AG18*$A$16/1000","v":57.565714285714286},{"$f":"AA18*G18+($A$4-80)*AH18*$A$16/1000","v":55.265714285714289},54.000714285714295,52.735714285714288,49.91,46.722857142857144]
[null,57,59.602857142857147,59.602857142857147,57.467142857142854,57.467142857142854,55.167142857142856,55.167142857142856,53.918571428571425,53.918571428571425,52.67,52.67,49.844285714285718,49.844285714285718,46.657142857142858,46.657142857142858,null,1.0365714285714287,0.99942857142857133,0.95942857142857141,0.93771428571428572,0.91600000000000004,0.86685714285714288,0.81142857142857139,1,1,1,1,1,1,1,0.83499999999999996,0.83499999999999996,0.83499999999999996,0.83499999999999996,0.83499999999999996,0.83499999999999996,0.83499999999999996,59.602857142857147,{"$f":"Z19*E19+($A$4-80)*AG19*$A$16/1000","v":57.467142857142854},{"$f":"AA19*G19+($A$4-80)*AH19*$A$16/1000","v":55.167142857142856},53.918571428571425,52.67,49.844285714285718,46.657142857142858]

{"sheet":"CA15NA_24","index":11,"n_rows":19,"n_cols":45,"rows_kept":19,"cut":false,"hidden":true,"merged":[[130,0,133,0],[120,12,121,12],[120,13,121,13],[120,14,121,14],[120,15,121,15],[122,0,125,0],[126,0,129,0],[119,12,119,13],[119,14,119,15],[120,4,121,4],[120,5,121,5],[120,6,121,6],[120,7,121,7],[120,8,121,8],[120,9,121,9],[120,10,121,10],[120,11,121,11],[119,0,121,0],[119,1,121,1],[119,4,119,5],[119,6,119,7],[119,8,119,9],[119,10,119,11],[111,0,114,0],[117,0,118,1],[117,4,117,15],[118,4,118,5],[118,6,118,7],[118,8,118,9],[118,10,118,11],[118,12,118,13],[118,14,118,15],[101,12,102,12],[101,13,102,13],[101,14,102,14],[101,15,102,15],[103,0,106,0],[107,0,110,0],[100,12,100,13],[100,14,100,15],[101,4,102,4],[101,5,102,5],[101,6,102,6],[101,7,102,7],[101,8,102,8],[101,9,102,9],[101,10,102,10],[101,11,102,11],[100,0,102,0],[100,1,102,1],[100,4,100,5],[100,6,100,7],[100,8,100,9],[100,10,100,11],[92,0,95,0],[98,0,99,1],[98,4,98,15],[99,4,99,5],[99,6,99,7],[99,8,99,9],[99,10,99,11],[99,12,99,13],[99,14,99,15],[82,12,83,12],[82,13,83,13],[82,14,83,14],[82,15,83,15],[84,0,87,0],[88,0,91,0],[81,12,81,13],[81,14,81,15],[82,4,83,4],[82,5,83,5],[82,6,83,6],[82,7,83,7],[82,8,83,8],[82,9,83,9],[82,10,83,10],[82,11,83,11],[81,0,83,0],[81,1,83,1],[81,4,81,5],[81,6,81,7],[81,8,81,9],[81,10,81,11],[73,0,76,0],[79,0,80,1],[79,4,79,15],[80,4,80,5],[80,6,80,7],[80,8,80,9],[80,10,80,11],[80,12,80,13],[80,14,80,15],[63,12,64,12],[63,13,64,13],[63,14,64,14],[63,15,64,15],[65,0,68,0],[69,0,72,0],[62,12,62,13],[62,14,62,15],[63,4,64,4],[63,5,64,5],[63,6,64,6],[63,7,64,7],[63,8,64,8],[63,9,64,9],[63,10,64,10],[63,11,64,11],[62,0,64,0],[62,1,64,1],[62,4,62,5],[62,6,62,7],[62,8,62,9],[62,10,62,11],[54,0,57,0],[60,0,61,1],[60,4,60,15],[61,4,61,5],[61,6,61,7],[61,8,61,9],[61,10,61,11],[61,12,61,13],[61,14,61,15],[44,12,45,12],[44,13,45,13],[44,14,45,14],[44,15,45,15],[46,0,49,0],[50,0,53,0],[43,12,43,13],[43,14,43,15],[44,4,45,4],[44,5,45,5],[44,6,45,6],[44,7,45,7],[44,8,45,8],[44,9,45,9],[44,10,45,10],[44,11,45,11],[43,0,45,0],[43,1,45,1],[43,4,43,5],[43,6,43,7],[43,8,43,9],[43,10,43,11],[35,0,38,0],[41,0,42,1],[41,4,41,15],[42,4,42,5],[42,6,42,7],[42,8,42,9],[42,10,42,11],[42,12,42,13],[42,14,42,15],[25,12,26,12],[25,13,26,13],[25,14,26,14],[25,15,26,15],[27,0,30,0],[31,0,34,0],[24,12,24,13],[24,14,24,15],[25,4,26,4],[25,5,26,5],[25,6,26,6],[25,7,26,7],[25,8,26,8],[25,9,26,9],[25,10,26,10],[25,11,26,11],[24,0,26,0],[24,1,26,1],[24,4,24,5],[24,6,24,7],[24,8,24,9],[24,10,24,11],[7,0,10,0],[11,0,14,0],[15,0,18,0],[22,4,22,15],[23,4,23,5],[23,6,23,7],[23,8,23,9],[23,10,23,11],[23,12,23,13],[23,14,23,15],[5,10,6,10],[5,11,6,11],[5,12,6,12],[5,13,6,13],[5,14,6,14],[5,15,6,15],[4,10,4,11],[4,12,4,13],[4,14,4,15],[5,2,6,2],[5,3,6,3],[5,4,6,4],[5,5,6,5],[5,6,6,6],[5,7,6,7],[5,8,6,8],[4,0,6,0],[4,1,6,1],[4,2,4,3],[4,4,4,5],[4,6,4,7],[4,8,4,9],[5,9,6,9],[2,0,2,1],[2,2,2,15],[3,2,3,3],[3,4,3,5],[3,6,3,7],[3,8,3,9],[3,10,3,11],[3,12,3,13],[3,14,3,15]]}
[]
["CA15NA_24"]
["Evaporator Air \n",null,"Condenser  Entering Air Temperature ˚F"]
[80,"°F DB",75,null,85,null,95,null,100,null,105,null,115,null,125]
["CFM","EWB†\n˚F","Capacity Mbtuh",null,"Capacity Mbtuh",null,"Capacity Mbtuh",null,"Capacity Mbtuh",null,"Capacity Mbtuh",null,"Capacity Mbtuh",null,"Capacity Mbtuh"]
[null,null,"Total","Sens.","Total","Sens.","Total","Sens.","Total","Sens.","Total","Sens.","Total","Sens.","Total","Sens."]
[null,null,null,null,null,null,null,null,null,null,null,null,null,null,null,null,null,"Total Factors",null,null,null,null,null,null,"Sens. %",null,null,null,null,null,null,"IDB Adj",null,null,null,null,null,null,"Sens Calc"]
[700,72,{"$f":"R8*$G$13","v":67.810832991382838},{"$f":"IF(AM8>C8,C8,AM8)","v":36.194091095609352},{"$f":"S8*$G$13","v":65.026672137874428},{"$f":"IF(AN8>E8,E8,AN8)","v":35.155929421419778},{"$f":"T8*$G$13","v":62.124538366844476},{"$f":"IF(AO8>G8,G8,AO8)","v":34.070578580221586},{"$f":"U8*$G$13","v":60.555498563807951},{"$f":"IF(AP8>I8,I8,AP8)","v":33.492511284366024},{"$f":"V8*$G$13","v":58.986458760771434},{"$f":"IF(AQ8>K8,K8,AQ8)","v":32.914443988510456},{"$f":"W8*$G$13","v":55.588838736150997},{"$f":"IF(AR8>M8,M8,AR8)","v":31.68752564628641},{"$f":"X8*$G$13","v":51.742921624948707},{"$f":"IF(AS8>O8,O8,AS8)","v":30.319039803036517},null,1.179318834632745,1.130898645876077,1.0804267542059909,1.0531391054575296,1.0258514567090684,0.96676241280262609,0.89987689782519487,0.53375086986778009,0.54063860667634256,0.54842385112039505,0.55308786284823697,0.55799999999999994,0.57003395585738537,0.58595531235750109,0.83499999999999996,0.83499999999999996,0.83499999999999996,0.83499999999999996,0.83499999999999996,0.83499999999999996,0.83499999999999996,{"$f":"Y8*C8+($A$4-80)*AF8*$A$8/1000","v":36.194091095609352},{"$f":"Z8*E8+($A$4-80)*AG8*$A$8/1000","v":35.155929421419778},{"$f":"AA8*G8+($A$4-80)*AH8*$A$8/1000","v":34.070578580221586},{"$f":"AB8*I8+($A$4-80)*AI8*$A$8/1000","v":33.492511284366024},{"$f":"AC8*K8+($A$4-80)*AJ8*$A$8/1000","v":32.914443988510456},{"$f":"AD8*M8+($A$4-80)*AK8*$A$8/1000","v":31.68752564628641},{"$f":"AE8*O8+($A$4-80)*AL8*$A$8/1000","v":30.319039803036517}]
[null,67,61.935781698810004,44.758924907673354,59.363972096840378,{"$f":"IF(AN9>E9,E9,AN9)","v":43.673574066475183},{"$f":"T9*$G$13","v":56.627000410340578},{"$f":"IF(AO9>G9,G9,AO9)","v":42.564628641772664},55.187730816577755,{"$f":"IF(AP9>I9,I9,AP9)","v":41.962966762412798},53.748461222814939,{"$f":"IF(AQ9>K9,K9,AQ9)","v":41.361304883052938},50.539597866228974,{"$f":"IF(AR9>M9,M9,AR9)","v":40.087197373820267},46.953221173574057,{"$f":"IF(AS9>O9,O9,AS9)","v":38.671522363561756},null,1.0771440295445218,1.0324169060320065,0.9848173984407057,0.95978662289700445,0.9347558473533033,0.87894952810832994,0.81657775954041845,0.72266666666666657,0.73569157392686813,0.75166666666666659,0.76036767849508335,0.76953467954345922,0.79318394024276362,0.82361809045226142,0.83499999999999996,0.83499999999999996,0.83499999999999996,0.83499999999999996,0.83499999999999996,0.83499999999999996,0.83499999999999996,{"$f":"Y9*C9+($A$4-80)*AF9*$A$8/1000","v":44.758924907673354},{"$f":"Z9*E9+($A$4-80)*AG9*$A$8/1000","v":43.673574066475183},{"$f":"AA9*G9+($A$4-80)*AH9*$A$8/1000","v":42.564628641772664},{"$f":"AB9*I9+($A$4-80)*AI9*$A$8/1000","v":41.962966762412798},{"$f":"AC9*K9+($A$4-80)*AJ9*$A$8/1000","v":41.361304883052938},{"$f":"AD9*M9+($A$4-80)*AK9*$A$8/1000","v":40.087197373820267},{"$f":"AE9*O9+($A$4-80)*AL9*$A$8/1000","v":38.671522363561756}]
[null,62,56.532622076323349,53.040623717685683,54.173163725892493,51.931678292983179,{"$f":"T10*$G$13","v":51.672137874435776},50.751949117767751,50.39803036520312,49.9379359868691,49.123922855970449,49.123922855970449,46.693680755026669,46.693680755026669,44.0274928190398,44.0274928190398,null,0.98317603610997129,0.94214197784160858,0.89864587607714397,0.87648748461222814,0.8543290931473122,0.8120640131308986,0.76569552728764867,0.93823038397328884,0.95862369337979092,0.98219178082191794,0.9908707865168539,1,1,1,0.83499999999999996,0.83499999999999996,0.83499999999999996,0.83499999999999996,0.83499999999999996,0.83499999999999996,0.83499999999999996,53.040623717685683,{"$f":"Z10*E10+($A$4-80)*AG10*$A$8/1000","v":51.931678292983179},{"$f":"AA10*G10+($A$4-80)*AH10*$A$8/1000","v":50.751949117767751},49.9379359868691,49.123922855970449,46.693680755026669,44.0274928190398]
[null,57,55.093352482560526,55.093352482560526,53.205785802215836,53.205785802215836,{"$f":"T11*$G$13","v":51.200246204349604},51.200246204349604,50.126692654903557,50.126692654903557,49.053139105457525,49.053139105457525,46.622897004513746,46.622897004513746,43.95670906852687,43.95670906852687,null,0.95814526056627003,0.92531801395157975,0.89043906442347143,0.87176856791136625,0.8530980713992613,0.81083299138284781,0.76446450553959777,1,1,1,1,1,1,1,0.83499999999999996,0.83499999999999996,0.83499999999999996,0.83499999999999996,0.83499999999999996,0.83499999999999996,0.83499999999999996,55.093352482560526,{"$f":"Z11*E11+($A$4-80)*AG11*$A$8/1000","v":53.205785802215836},{"$f":"AA11*G11+($A$4-80)*AH11*$A$8/1000","v":51.200246204349604},{"$f":"AB11*I11+($A$4-80)*AI11*$A$8/1000","v":50.126692654903557},49.053139105457525,46.622897004513746,43.95670906852687]
[800,72,68.943372999589656,38.176036109971278,66.064833812064009,37.137874435781697,{"$f":"T12*$G$13","v":63.021132540008203},36.028929011079192,61.393106278210915,35.450861715223631,59.765080016413613,34.87279441936807,56.273081657775961,33.645876077144031,52.285597045547803,32.253795650389826,null,1.1990151826015591,1.1489536315141566,1.0960196963479687,1.0677061961427985,1.0393926959376281,0.97866228970045144,0.9093147312269183,0.5537303216974675,0.56214285714285717,0.57169599400973414,0.57744043043812443,0.583497828661666,0.59790356394129973,0.61687725631768953,0.83499999999999996,0.83499999999999996,0.83499999999999996,0.83499999999999996,0.83499999999999996,0.83499999999999996,0.83499999999999996,{"$f":"Y12*C12+($A$4-80)*AF12*$A$12/1000","v":38.176036109971278},{"$f":"Z12*E12+($A$4-80)*AG12*$A$12/1000","v":37.137874435781697},{"$f":"AA12*G12+($A$4-80)*AH12*$A$12/1000","v":36.028929011079192},{"$f":"AB12*I12+($A$4-80)*AI12*$A$12/1000","v":35.450861715223631},{"$f":"AC12*K12+($A$4-80)*AJ12*$A$12/1000","v":34.87279441936807},{"$f":"AD12*M12+($A$4-80)*AK12*$A$12/1000","v":33.645876077144031},{"$f":"AE12*O12+($A$4-80)*AL12*$A$12/1000","v":32.253795650389826}]
[null,67,62.997537956503891,47.920599097250708,60.331350020517029,46.835248256052523,57.5,45.702708247845706,55.989946655724253,45.101046368485846,54.4798933114485,44.499384489125966,51.223840787853916,43.201682396388996,47.543085761181779,41.76241280262618,null,1.0956093557652851,1.0492408699220352,1,0.97373820270824785,0.94747640541649569,0.89084940500615506,0.82683627410750915,0.76067415730337073,0.77630035197497071,0.79482970865818625,0.80552043826380115,0.81680381117366818,0.84339014279134028,0.87841191066997526,0.83499999999999996,0.83499999999999996,0.83499999999999996,0.83499999999999996,0.83499999999999996,0.83499999999999996,0.83499999999999996,{"$f":"Y13*C13+($A$4-80)*AF13*$A$12/1000","v":47.920599097250708},{"$f":"Z13*E13+($A$4-80)*AG13*$A$12/1000","v":46.835248256052523},{"$f":"AA13*G13+($A$4-80)*AH13*$A$12/1000","v":45.702708247845706},{"$f":"AB13*I13+($A$4-80)*AI13*$A$12/1000","v":45.101046368485846},{"$f":"AC13*K13+($A$4-80)*AJ13*$A$12/1000","v":44.499384489125966},{"$f":"AD13*M13+($A$4-80)*AK13*$A$12/1000","v":43.201682396388996},{"$f":"AE13*O13+($A$4-80)*AL13*$A$12/1000","v":41.76241280262618}]
[null,62,57.783135002051694,57.26405416495691,55.541649569142379,55.541649569142379,{"$f":"T14*$G$13","v":53.3945424702503},53.3945424702503,52.238407878539185,52.238407878539185,51.082273286828062,51.082273286828062,48.510463684858429,48.510463684858429,45.631924497332783,45.631924497332783,null,1.0049240869922034,0.96594173163725883,0.9286007386130487,0.90849405006155104,0.88838736151005326,0.84366023799753787,0.79359868691013535,0.99101674152715402,1,1,1,1,1,1,0.83499999999999996,0.83499999999999996,0.83499999999999996,0.83499999999999996,0.83499999999999996,0.83499999999999996,0.83499999999999996,57.26405416495691,{"$f":"Z14*E14+($A$4-80)*AG14*$A$12/1000","v":55.541649569142379},{"$f":"AA14*G14+($A$4-80)*AH14*$A$12/1000","v":53.3945424702503},52.238407878539185,51.082273286828062,48.510463684858429,45.631924497332783]
[null,57,57.476405416495687,57.476405416495687,55.44727123512515,55.44727123512515,53.323758719737377,53.323758719737377,52.167624128026262,52.167624128026262,51.011489536315139,51.011489536315139,48.439679934345506,48.439679934345506,45.584735330324165,45.584735330324165,null,0.99958965941731626,0.96430036930652441,0.92736971686499792,0.90726302831350014,0.88715633976200248,0.84242921624948708,0.79277800574476809,1,1,1,1,1,1,1,0.83499999999999996,0.83499999999999996,0.83499999999999996,0.83499999999999996,0.83499999999999996,0.83499999999999996,0.83499999999999996,57.476405416495687,{"$f":"Z15*E15+($A$4-80)*AG15*$A$12/1000","v":55.44727123512515},{"$f":"AA15*G15+($A$4-80)*AH15*$A$12/1000","v":53.323758719737377},52.167624128026262,51.011489536315139,48.439679934345506,45.584735330324165]
[900,72,69.769183422240459,40.134386540828885,66.772671317193272,39.072630283134998,63.658186294624542,37.963684858432501,61.982970865818622,37.385617562576932,60.307755437012716,36.807550266721378,56.697784160853509,35.533442757488714,52.639515798112427,34.141362330734509,null,1.2133771029954863,1.1612638489946656,1.1070988920804268,1.0779647107098891,1.0488305293393516,0.98604842018875671,0.91546983996717268,0.57524518092661481,0.58515901060070663,0.59636767976278726,0.60315949752569464,0.61032863849765262,0.62671660424469411,0.64858807709547295,0.83499999999999996,0.83499999999999996,0.83499999999999996,0.83499999999999996,0.83499999999999996,0.83499999999999996,0.83499999999999996,{"$f":"Y16*C16+($A$4-80)*AF16*$A$16/1000","v":40.134386540828885},{"$f":"Z16*E16+($A$4-80)*AG16*$A$16/1000","v":39.072630283134998},{"$f":"AA16*G16+($A$4-80)*AH16*$A$16/1000","v":37.963684858432501},{"$f":"AB16*I16+($A$4-80)*AI16*$A$16/1000","v":37.385617562576932},{"$f":"AC16*K16+($A$4-80)*AJ16*$A$16/1000","v":36.807550266721378},{"$f":"AD16*M16+($A$4-80)*AK16*$A$16/1000","v":35.533442757488714},{"$f":"AE16*O16+($A$4-80)*AL16*$A$16/1000","v":34.141362330734509}]
[null,67,63.799753795650382,51.011489536315139,61.039187525646277,49.92613869511694,58.113459171112019,48.746409519901519,56.568013951579815,48.144747640541652,55.022568732047603,47.543085761181779,51.695732457940089,46.221789084940497,47.944193680755028,44.735330324169063,null,1.1095609355765284,1.061551087402544,1.0106688551497742,0.98379154698399673,0.95691423881821913,0.8990562166598276,0.8338120640131309,0.79955621301775159,0.81793583301120987,0.83881445391798626,0.85109489051094889,0.86406518010291589,0.89411227749885891,0.93307086614173229,0.83499999999999996,0.83499999999999996,0.83499999999999996,0.83499999999999996,0.83499999999999996,0.83499999999999996,0.83499999999999996,{"$f":"Y17*C17+($A$4-80)*AF17*$A$16/1000","v":51.011489536315139},{"$f":"Z17*E17+($A$4-80)*AG17*$A$16/1000","v":49.92613869511694},{"$f":"AA17*G17+($A$4-80)*AH17*$A$16/1000","v":48.746409519901519},{"$f":"AB17*I17+($A$4-80)*AI17*$A$16/1000","v":48.144747640541652},{"$f":"AC17*K17+($A$4-80)*AJ17*$A$16/1000","v":47.543085761181779},{"$f":"AD17*M17+($A$4-80)*AK17*$A$16/1000","v":46.221789084940497},{"$f":"AE17*O17+($A$4-80)*AL17*$A$16/1000","v":44.735330324169063}]
[null,62,59.529134181370537,59.529134181370537,57.382027082478459,57.382027082478459,55.116947066064832,55.116947066064832,53.890028723840786,53.890028723840786,52.66311038161674,52.66311038161674,49.99692244562987,49.99692244562987,46.953221173574057,46.953221173574057,null,1.035289290110792,0.99794829708658184,0.95855560114895355,0.93721789084940499,0.91588018054985632,0.8695116947066065,0.81657775954041845,1,1,1,1,1,1,1,0.83499999999999996,0.83499999999999996,0.83499999999999996,0.83499999999999996,0.83499999999999996,0.83499999999999996,0.83499999999999996,59.529134181370537,{"$f":"Z18*E18+($A$4-80)*AG18*$A$16/1000","v":57.382027082478459},{"$f":"AA18*G18+($A$4-80)*AH18*$A$16/1000","v":55.116947066064832},53.890028723840786,52.66311038161674,49.99692244562987,46.953221173574057]
[null,57,59.434755847353301,59.434755847353301,57.287648748461223,57.287648748461223,55.046163315551901,55.046163315551901,53.831042265080008,53.831042265080008,52.615921214608129,52.615921214608129,49.926138695116947,49.926138695116947,46.882437423061141,46.882437423061141,null,1.0336479277800574,0.99630693475584731,0.95732457940090265,0.9361920393926958,0.91505949938448916,0.8682806729585556,0.81534673779236766,1,1,1,1,1,1,1,0.83499999999999996,0.83499999999999996,0.83499999999999996,0.83499999999999996,0.83499999999999996,0.83499999999999996,0.83499999999999996,59.434755847353301,{"$f":"Z19*E19+($A$4-80)*AG19*$A$16/1000","v":57.287648748461223},{"$f":"AA19*G19+($A$4-80)*AH19*$A$16/1000","v":55.046163315551901},53.831042265080008,52.615921214608129,49.926138695116947,46.882437423061141]

{"sheet":"CA15NA_30","index":12,"n_rows":19,"n_cols":45,"rows_kept":19,"cut":false,"hidden":true,"merged":[[130,0,133,0],[120,12,121,12],[120,13,121,13],[120,14,121,14],[120,15,121,15],[122,0,125,0],[126,0,129,0],[119,12,119,13],[119,14,119,15],[120,4,121,4],[120,5,121,5],[120,6,121,6],[120,7,121,7],[120,8,121,8],[120,9,121,9],[120,10,121,10],[120,11,121,11],[119,0,121,0],[119,1,121,1],[119,4,119,5],[119,6,119,7],[119,8,119,9],[119,10,119,11],[111,0,114,0],[117,0,118,1],[117,4,117,15],[118,4,118,5],[118,6,118,7],[118,8,118,9],[118,10,118,11],[118,12,118,13],[118,14,118,15],[101,12,102,12],[101,13,102,13],[101,14,102,14],[101,15,102,15],[103,0,106,0],[107,0,110,0],[100,12,100,13],[100,14,100,15],[101,4,102,4],[101,5,102,5],[101,6,102,6],[101,7,102,7],[101,8,102,8],[101,9,102,9],[101,10,102,10],[101,11,102,11],[100,0,102,0],[100,1,102,1],[100,4,100,5],[100,6,100,7],[100,8,100,9],[100,10,100,11],[92,0,95,0],[98,0,99,1],[98,4,98,15],[99,4,99,5],[99,6,99,7],[99,8,99,9],[99,10,99,11],[99,12,99,13],[99,14,99,15],[82,12,83,12],[82,13,83,13],[82,14,83,14],[82,15,83,15],[84,0,87,0],[88,0,91,0],[81,12,81,13],[81,14,81,15],[82,4,83,4],[82,5,83,5],[82,6,83,6],[82,7,83,7],[82,8,83,8],[82,9,83,9],[82,10,83,10],[82,11,83,11],[81,0,83,0],[81,1,83,1],[81,4,81,5],[81,6,81,7],[81,8,81,9],[81,10,81,11],[73,0,76,0],[79,0,80,1],[79,4,79,15],[80,4,80,5],[80,6,80,7],[80,8,80,9],[80,10,80,11],[80,12,80,13],[80,14,80,15],[63,12,64,12],[63,13,64,13],[63,14,64,14],[63,15,64,15],[65,0,68,0],[69,0,72,0],[62,12,62,13],[62,14,62,15],[63,4,64,4],[63,5,64,5],[63,6,64,6],[63,7,64,7],[63,8,64,8],[63,9,64,9],[63,10,64,10],[63,11,64,11],[62,0,64,0],[62,1,64,1],[62,4,62,5],[62,6,62,7],[62,8,62,9],[62,10,62,11],[54,0,57,0],[60,0,61,1],[60,4,60,15],[61,4,61,5],[61,6,61,7],[61,8,61,9],[61,10,61,11],[61,12,61,13],[61,14,61,15],[44,12,45,12],[44,13,45,13],[44,14,45,14],[44,15,45,15],[46,0,49,0],[50,0,53,0],[43,12,43,13],[43,14,43,15],[44,4,45,4],[44,5,45,5],[44,6,45,6],[44,7,45,7],[44,8,45,8],[44,9,45,9],[44,10,45,10],[44,11,45,11],[43,0,45,0],[43,1,45,1],[43,4,43,5],[43,6,43,7],[43,8,43,9],[43,10,43,11],[35,0,38,0],[41,0,42,1],[41,4,41,15],[42,4,42,5],[42,6,42,7],[42,8,42,9],[42,10,42,11],[42,12,42,13],[42,14,42,15],[25,12,26,12],[25,13,26,13],[25,14,26,14],[25,15,26,15],[27,0,30,0],[31,0,34,0],[24,12,24,13],[24,14,24,15],[25,4,26,4],[25,5,26,5],[25,6,26,6],[25,7,26,7],[25,8,26,8],[25,9,26,9],[25,10,26,10],[25,11,26,11],[24,0,26,0],[24,1,26,1],[24,4,24,5],[24,6,24,7],[24,8,24,9],[24,10,24,11],[7,0,10,0],[11,0,14,0],[15,0,18,0],[22,4,22,15],[23,4,23,5],[23,6,23,7],[23,8,23,9],[23,10,23,11],[23,12,23,13],[23,14,23,15],[5,10,6,10],[5,11,6,11],[5,12,6,12],[5,13,6,13],[5,14,6,14],[5,15,6,15],[4,10,4,11],[4,12,4,13],[4,14,4,15],[5,2,6,2],[5,3,6,3],[5,4,6,4],[5,5,6,5],[5,6,6,6],[5,7,6,7],[5,8,6,8],[4,0,6,0],[4,1,6,1],[4,2,4,3],[4,4,4,5],[4,6,4,7],[4,8,4,9],[5,9,6,9],[2,0,2,1],[2,2,2,15],[3,2,3,3],[3,4,3,5],[3,6,3,7],[3,8,3,9],[3,10,3,11],[3,12,3,13],[3,14,3,15]]}
[]
["CA15NA_30"]
["Evaporator Air \n",null,"Condenser  Entering Air Temperature ˚F"]
[80,"°F DB",75,null,85,null,95,null,100,null,105,null,115,null,125]
["CFM","EWB†\n˚F","Capacity Mbtuh",null,"Capacity Mbtuh",null,"Capacity Mbtuh",null,"Capacity Mbtuh",null,"Capacity Mbtuh",null,"Capacity Mbtuh",null,"Capacity Mbtuh"]
[null,null,"Total","Sens.","Total","Sens.","Total","Sens.","Total","Sens.","Total","Sens.","Total","Sens.","Total","Sens."]
[null,null,null,null,null,null,null,null,null,null,null,null,null,null,null,null,null,"Total Factors",null,null,null,null,null,null,"Sens. %",null,null,null,null,null,null,"IDB Adj",null,null,null,null,null,null,"Sens Calc"]
[875,72,{"$f":"R8*$G$13","v":68.698426573426573},{"$f":"IF(AM8>C8,C8,AM8)","v":36.06818181818182},{"$f":"S8*$G$13","v":65.60227272727272},{"$f":"IF(AN8>E8,E8,AN8)","v":34.942307692307686},{"$f":"T8*$G$13","v":62.365384615384613},{"$f":"IF(AO8>G8,G8,AO8)","v":33.75611888111888},{"$f":"U8*$G$13","v":60.666520979020973},{"$f":"IF(AP8>I8,I8,AP8)","v":33.142919580419573},{"$f":"V8*$G$13","v":58.96765734265734},{"$f":"IF(AQ8>K8,K8,AQ8)","v":32.52972027972028},{"$f":"W8*$G$13","v":55.308566433566433},{"$f":"IF(AR8>M8,M8,AR8)","v":31.24300699300699},{"$f":"X8*$G$13","v":51.40821678321678},{"$f":"IF(AS8>O8,O8,AS8)","v":29.875874125874123},null,1.1947552447552447,1.1409090909090909,1.0846153846153845,1.05506993006993,1.0255244755244755,0.96188811188811185,0.89405594405594402,0.52502194907813871,0.53263867606497084,0.54126370083816888,0.54631317315658656,0.5516535969996591,0.56488549618320605,0.58114978490418456,0.83499999999999996,0.83499999999999996,0.83499999999999996,0.83499999999999996,0.83499999999999996,0.83499999999999996,0.83499999999999996,{"$f":"Y8*C8+($A$4-80)*AF8*$A$8/1000","v":36.06818181818182},{"$f":"Z8*E8+($A$4-80)*AG8*$A$8/1000","v":34.942307692307686},{"$f":"AA8*G8+($A$4-80)*AH8*$A$8/1000","v":33.75611888111888},{"$f":"AB8*I8+($A$4-80)*AI8*$A$8/1000","v":33.142919580419573},{"$f":"AC8*K8+($A$4-80)*AJ8*$A$8/1000","v":32.52972027972028},{"$f":"AD8*M8+($A$4-80)*AK8*$A$8/1000","v":31.24300699300699},{"$f":"AE8*O8+($A$4-80)*AL8*$A$8/1000","v":29.875874125874123}]
[null,67,62.365384615384613,44.431818181818187,59.530594405594407,{"$f":"IF(AN9>E9,E9,AN9)","v":43.285839160839167},{"$f":"T9*$G$13","v":56.57517482517482},{"$f":"IF(AO9>G9,G9,AO9)","v":42.099650349650346},55.006993006993,{"$f":"IF(AP9>I9,I9,AP9)","v":41.466346153846146},53.438811188811187,{"$f":"IF(AQ9>K9,K9,AQ9)","v":40.833041958041953},50.0812937062937,{"$f":"IF(AR9>M9,M9,AR9)","v":39.526223776223773},46.502622377622373,{"$f":"IF(AS9>O9,O9,AS9)","v":38.11888111888112},null,1.0846153846153845,1.0353146853146853,0.98391608391608387,0.95664335664335653,0.92937062937062931,0.87097902097902091,0.80874125874125868,0.71244358478401038,0.72711921648091871,0.74413646055437099,0.75383771929824561,0.76410835214446948,0.78924126856684063,0.81971465629053186,0.83499999999999996,0.83499999999999996,0.83499999999999996,0.83499999999999996,0.83499999999999996,0.83499999999999996,0.83499999999999996,{"$f":"Y9*C9+($A$4-80)*AF9*$A$8/1000","v":44.431818181818187},{"$f":"Z9*E9+($A$4-80)*AG9*$A$8/1000","v":43.285839160839167},{"$f":"AA9*G9+($A$4-80)*AH9*$A$8/1000","v":42.099650349650346},{"$f":"AB9*I9+($A$4-80)*AI9*$A$8/1000","v":41.466346153846146},{"$f":"AC9*K9+($A$4-80)*AJ9*$A$8/1000","v":40.833041958041953},{"$f":"AD9*M9+($A$4-80)*AK9*$A$8/1000","v":39.526223776223773},{"$f":"AE9*O9+($A$4-80)*AL9*$A$8/1000","v":38.11888111888112}]
[null,62,56.6756993006993,52.574300699300693,54.122377622377627,51.388111888111887,{"$f":"T10*$G$13","v":51.468531468531467},50.98601398601398,50.201923076923073,49.96066433566434,48.93531468531468,48.93531468531468,46.462412587412587,46.462412587412587,43.748251748251747,43.748251748251747,null,0.98566433566433564,0.94125874125874132,0.8951048951048951,0.87307692307692297,0.85104895104895095,0.808041958041958,0.76083916083916081,0.92763391273501228,0.9494799405646358,0.99062499999999998,0.99519423307969579,1,1,1,0.83499999999999996,0.83499999999999996,0.83499999999999996,0.83499999999999996,0.83499999999999996,0.83499999999999996,0.83499999999999996,52.574300699300693,{"$f":"Z10*E10+($A$4-80)*AG10*$A$8/1000","v":51.388111888111887},{"$f":"AA10*G10+($A$4-80)*AH10*$A$8/1000","v":50.98601398601398},49.96066433566434,48.93531468531468,46.462412587412587,43.748251748251747]
[null,57,55.308566433566433,55.308566433566433,53.298076923076927,53.298076923076927,{"$f":"T11*$G$13","v":51.16695804195804},51.16695804195804,50.010926573426566,50.010926573426566,48.8548951048951,48.8548951048951,46.381993006993007,46.381993006993007,43.68793706293706,43.68793706293706,null,0.96188811188811185,0.92692307692307696,0.88986013986013979,0.86975524475524468,0.84965034965034958,0.80664335664335662,0.75979020979020973,1,1,1,1,1,1,1,0.83499999999999996,0.83499999999999996,0.83499999999999996,0.83499999999999996,0.83499999999999996,0.83499999999999996,0.83499999999999996,55.308566433566433,{"$f":"Z11*E11+($A$4-80)*AG11*$A$8/1000","v":53.298076923076927},{"$f":"AA11*G11+($A$4-80)*AH11*$A$8/1000","v":51.16695804195804},{"$f":"AB11*I11+($A$4-80)*AI11*$A$8/1000","v":50.010926573426566},48.8548951048951,46.381993006993007,43.68793706293706]
[1000,72,69.944930069930066,38.09877622377622,66.728146853146839,36.932692307692307,{"$f":"T12*$G$13","v":63.350524475524473},35.7465034965035,61.561188811188806,35.123251748251739,59.77185314685314,34.5,55.992132867132867,33.19318181818182,51.971153846153847,31.805944055944053,null,1.2164335664335664,1.1604895104895103,1.1017482517482518,1.0706293706293706,1.0395104895104894,0.97377622377622375,0.90384615384615385,0.54469675194021272,0.55347996384453158,0.5642653125991749,0.57054212932723702,0.57719475277497478,0.59281867145421907,0.61199226305609278,0.83499999999999996,0.83499999999999996,0.83499999999999996,0.83499999999999996,0.83499999999999996,0.83499999999999996,0.83499999999999996,{"$f":"Y12*C12+($A$4-80)*AF12*$A$12/1000","v":38.09877622377622},{"$f":"Z12*E12+($A$4-80)*AG12*$A$12/1000","v":36.932692307692307},{"$f":"AA12*G12+($A$4-80)*AH12*$A$12/1000","v":35.7465034965035},{"$f":"AB12*I12+($A$4-80)*AI12*$A$12/1000","v":35.123251748251739},{"$f":"AC12*K12+($A$4-80)*AJ12*$A$12/1000","v":34.5},{"$f":"AD12*M12+($A$4-80)*AK12*$A$12/1000","v":33.19318181818182},{"$f":"AE12*O12+($A$4-80)*AL12*$A$12/1000","v":31.805944055944053}]
[null,67,63.55157342657342,47.6284965034965,60.576048951048946,46.462412587412587,57.5,45.236013986013987,55.871503496503493,44.602709790209794,54.243006993006993,43.969405594405593,50.76486013986014,42.602272727272734,47.08566433566434,41.194930069930066,null,1.1052447552447551,1.0534965034965034,1,0.97167832167832158,0.94335664335664338,0.88286713286713281,0.81888111888111892,0.74944637772856693,0.7670096249585131,0.78671328671328666,0.79830874415257302,0.81060044477390658,0.83920792079207929,0.87489325362937642,0.83499999999999996,0.83499999999999996,0.83499999999999996,0.83499999999999996,0.83499999999999996,0.83499999999999996,0.83499999999999996,{"$f":"Y13*C13+($A$4-80)*AF13*$A$12/1000","v":47.6284965034965},{"$f":"Z13*E13+($A$4-80)*AG13*$A$12/1000","v":46.462412587412587},{"$f":"AA13*G13+($A$4-80)*AH13*$A$12/1000","v":45.236013986013987},{"$f":"AB13*I13+($A$4-80)*AI13*$A$12/1000","v":44.602709790209794},{"$f":"AC13*K13+($A$4-80)*AJ13*$A$12/1000","v":43.969405594405593},{"$f":"AD13*M13+($A$4-80)*AK13*$A$12/1000","v":42.602272727272734},{"$f":"AE13*O13+($A$4-80)*AL13*$A$12/1000","v":41.194930069930066}]
[null,62,58.042832167832159,57.72115384615384,55.710664335664333,55.710664335664333,{"$f":"T14*$G$13","v":53.398601398601393},53.398601398601393,52.162150349650346,52.162150349650346,50.925699300699293,50.925699300699293,48.251748251748253,48.251748251748253,45.376748251748246,45.376748251748246,null,1.0094405594405593,0.96888111888111883,0.92867132867132862,0.90716783216783214,0.88566433566433556,0.83916083916083917,0.78916083916083912,0.99445791479043988,1,1,1,1,1,1,0.83499999999999996,0.83499999999999996,0.83499999999999996,0.83499999999999996,0.83499999999999996,0.83499999999999996,0.83499999999999996,57.72115384615384,{"$f":"Z14*E14+($A$4-80)*AG14*$A$12/1000","v":55.710664335664333},{"$f":"AA14*G14+($A$4-80)*AH14*$A$12/1000","v":53.398601398601393},52.162150349650346,50.925699300699293,48.251748251748253,45.376748251748246]
[null,57,57.801573426573427,57.801573426573427,55.610139860139853,55.610139860139853,53.31818181818182,53.31818181818182,52.081730769230766,52.081730769230766,50.845279720279713,50.845279720279713,48.191433566433567,48.191433566433567,45.31643356643356,45.31643356643356,null,1.0052447552447552,0.96713286713286706,0.92727272727272725,0.90576923076923077,0.88426573426573418,0.83811188811188808,0.78811188811188804,1,1,1,1,1,1,1,0.83499999999999996,0.83499999999999996,0.83499999999999996,0.83499999999999996,0.83499999999999996,0.83499999999999996,0.83499999999999996,57.801573426573427,{"$f":"Z15*E15+($A$4-80)*AG15*$A$12/1000","v":55.610139860139853},{"$f":"AA15*G15+($A$4-80)*AH15*$A$12/1000","v":53.31818181818182},52.081730769230766,50.845279720279713,48.191433566433567,45.31643356643356]
[1125,72,70.849650349650346,40.06905594405594,67.492132867132867,38.902972027972034,64.013986013986013,37.676573426573427,62.18444055944056,37.043269230769226,60.3548951048951,36.409965034965033,56.454545454545446,35.083041958041953,52.31293706293706,33.6756993006993,null,1.2321678321678322,1.1737762237762237,1.1132867132867132,1.0814685314685315,1.0496503496503495,0.9818181818181817,0.90979020979020975,0.56555051078320084,0.57640750670241292,0.58856783919597988,0.59569996766892974,0.60326449033977347,0.62143874643874641,0.6437355880092237,0.83499999999999996,0.83499999999999996,0.83499999999999996,0.83499999999999996,0.83499999999999996,0.83499999999999996,0.83499999999999996,{"$f":"Y16*C16+($A$4-80)*AF16*$A$16/1000","v":40.06905594405594},{"$f":"Z16*E16+($A$4-80)*AG16*$A$16/1000","v":38.902972027972034},{"$f":"AA16*G16+($A$4-80)*AH16*$A$16/1000","v":37.676573426573427},{"$f":"AB16*I16+($A$4-80)*AI16*$A$16/1000","v":37.043269230769226},{"$f":"AC16*K16+($A$4-80)*AJ16*$A$16/1000","v":36.409965034965033},{"$f":"AD16*M16+($A$4-80)*AK16*$A$16/1000","v":35.083041958041953},{"$f":"AE16*O16+($A$4-80)*AL16*$A$16/1000","v":33.6756993006993}]
[null,67,64.436188811188799,50.744755244755233,61.38024475524476,49.53846153846154,58.183566433566426,48.291958041958033,56.504807692307686,47.638548951048946,54.826048951048946,46.98513986013986,51.287587412587413,45.618006993006993,47.507867132867133,44.130244755244753,null,1.1206293706293704,1.0674825174825175,1.0118881118881118,0.98269230769230764,0.95349650349650339,0.89195804195804196,0.82622377622377619,0.78751950078003119,0.80707500818866684,0.82999308914996539,0.84308841843088422,0.85698569856985707,0.88945511564092516,0.92890393567498941,0.83499999999999996,0.83499999999999996,0.83499999999999996,0.83499999999999996,0.83499999999999996,0.83499999999999996,0.83499999999999996,{"$f":"Y17*C17+($A$4-80)*AF17*$A$16/1000","v":50.744755244755233},{"$f":"Z17*E17+($A$4-80)*AG17*$A$16/1000","v":49.53846153846154},{"$f":"AA17*G17+($A$4-80)*AH17*$A$16/1000","v":48.291958041958033},{"$f":"AB17*I17+($A$4-80)*AI17*$A$16/1000","v":47.638548951048946},{"$f":"AC17*K17+($A$4-80)*AJ17*$A$16/1000","v":46.98513986013986},{"$f":"AD17*M17+($A$4-80)*AK17*$A$16/1000","v":45.618006993006993},{"$f":"AE17*O17+($A$4-80)*AL17*$A$16/1000","v":44.130244755244753}]
[null,62,59.972902097902093,59.972902097902093,57.640734265734267,57.640734265734267,55.18793706293706,55.18793706293706,53.881118881118873,53.881118881118873,52.574300699300693,52.574300699300693,49.739510489510479,49.739510489510479,46.703671328671327,46.703671328671327,null,1.043006993006993,1.0024475524475525,0.95979020979020968,0.93706293706293686,0.91433566433566427,0.86503496503496491,0.81223776223776223,1,1,1,1,1,1,1,0.83499999999999996,0.83499999999999996,0.83499999999999996,0.83499999999999996,0.83499999999999996,0.83499999999999996,0.83499999999999996,59.972902097902093,{"$f":"Z18*E18+($A$4-80)*AG18*$A$16/1000","v":57.640734265734267},{"$f":"AA18*G18+($A$4-80)*AH18*$A$16/1000","v":55.18793706293706},53.881118881118873,52.574300699300693,49.739510489510479,46.703671328671327]
[null,57,59.892482517482513,59.892482517482513,57.560314685314673,57.560314685314673,55.10751748251748,55.10751748251748,53.8006993006993,53.8006993006993,52.493881118881113,52.493881118881113,49.6791958041958,49.6791958041958,46.64335664335664,46.64335664335664,null,1.0416083916083916,1.0010489510489509,0.95839160839160831,0.9356643356643356,0.91293706293706289,0.86398601398601393,0.81118881118881114,1,1,1,1,1,1,1,0.83499999999999996,0.83499999999999996,0.83499999999999996,0.83499999999999996,0.83499999999999996,0.83499999999999996,0.83499999999999996,59.892482517482513,{"$f":"Z19*E19+($A$4-80)*AG19*$A$16/1000","v":57.560314685314673},{"$f":"AA19*G19+($A$4-80)*AH19*$A$16/1000","v":55.10751748251748},53.8006993006993,52.493881118881113,49.6791958041958,46.64335664335664]

{"sheet":"CA15NA_36","index":13,"n_rows":19,"n_cols":45,"rows_kept":19,"cut":false,"hidden":true,"merged":[[130,0,133,0],[120,12,121,12],[120,13,121,13],[120,14,121,14],[120,15,121,15],[122,0,125,0],[126,0,129,0],[119,12,119,13],[119,14,119,15],[120,4,121,4],[120,5,121,5],[120,6,121,6],[120,7,121,7],[120,8,121,8],[120,9,121,9],[120,10,121,10],[120,11,121,11],[119,0,121,0],[119,1,121,1],[119,4,119,5],[119,6,119,7],[119,8,119,9],[119,10,119,11],[111,0,114,0],[117,0,118,1],[117,4,117,15],[118,4,118,5],[118,6,118,7],[118,8,118,9],[118,10,118,11],[118,12,118,13],[118,14,118,15],[101,12,102,12],[101,13,102,13],[101,14,102,14],[101,15,102,15],[103,0,106,0],[107,0,110,0],[100,12,100,13],[100,14,100,15],[101,4,102,4],[101,5,102,5],[101,6,102,6],[101,7,102,7],[101,8,102,8],[101,9,102,9],[101,10,102,10],[101,11,102,11],[100,0,102,0],[100,1,102,1],[100,4,100,5],[100,6,100,7],[100,8,100,9],[100,10,100,11],[92,0,95,0],[98,0,99,1],[98,4,98,15],[99,4,99,5],[99,6,99,7],[99,8,99,9],[99,10,99,11],[99,12,99,13],[99,14,99,15],[82,12,83,12],[82,13,83,13],[82,14,83,14],[82,15,83,15],[84,0,87,0],[88,0,91,0],[81,12,81,13],[81,14,81,15],[82,4,83,4],[82,5,83,5],[82,6,83,6],[82,7,83,7],[82,8,83,8],[82,9,83,9],[82,10,83,10],[82,11,83,11],[81,0,83,0],[81,1,83,1],[81,4,81,5],[81,6,81,7],[81,8,81,9],[81,10,81,11],[73,0,76,0],[79,0,80,1],[79,4,79,15],[80,4,80,5],[80,6,80,7],[80,8,80,9],[80,10,80,11],[80,12,80,13],[80,14,80,15],[63,12,64,12],[63,13,64,13],[63,14,64,14],[63,15,64,15],[65,0,68,0],[69,0,72,0],[62,12,62,13],[62,14,62,15],[63,4,64,4],[63,5,64,5],[63,6,64,6],[63,7,64,7],[63,8,64,8],[63,9,64,9],[63,10,64,10],[63,11,64,11],[62,0,64,0],[62,1,64,1],[62,4,62,5],[62,6,62,7],[62,8,62,9],[62,10,62,11],[54,0,57,0],[60,0,61,1],[60,4,60,15],[61,4,61,5],[61,6,61,7],[61,8,61,9],[61,10,61,11],[61,12,61,13],[61,14,61,15],[44,12,45,12],[44,13,45,13],[44,14,45,14],[44,15,45,15],[46,0,49,0],[50,0,53,0],[43,12,43,13],[43,14,43,15],[44,4,45,4],[44,5,45,5],[44,6,45,6],[44,7,45,7],[44,8,45,8],[44,9,45,9],[44,10,45,10],[44,11,45,11],[43,0,45,0],[43,1,45,1],[43,4,43,5],[43,6,43,7],[43,8,43,9],[43,10,43,11],[35,0,38,0],[41,0,42,1],[41,4,41,15],[42,4,42,5],[42,6,42,7],[42,8,42,9],[42,10,42,11],[42,12,42,13],[42,14,42,15],[25,12,26,12],[25,13,26,13],[25,14,26,14],[25,15,26,15],[27,0,30,0],[31,0,34,0],[24,12,24,13],[24,14,24,15],[25,4,26,4],[25,5,26,5],[25,6,26,6],[25,7,26,7],[25,8,26,8],[25,9,26,9],[25,10,26,10],[25,11,26,11],[24,0,26,0],[24,1,26,1],[24,4,24,5],[24,6,24,7],[24,8,24,9],[24,10,24,11],[7,0,10,0],[11,0,14,0],[15,0,18,0],[22,4,22,15],[23,4,23,5],[23,6,23,7],[23,8,23,9],[23,10,23,11],[23,12,23,13],[23,14,23,15],[5,10,6,10],[5,11,6,11],[5,12,6,12],[5,13,6,13],[5,14,6,14],[5,15,6,15],[4,10,4,11],[4,12,4,13],[4,14,4,15],[5,2,6,2],[5,3,6,3],[5,4,6,4],[5,5,6,5],[5,6,6,6],[5,7,6,7],[5,8,6,8],[4,0,6,0],[4,1,6,1],[4,2,4,3],[4,4,4,5],[4,6,4,7],[4,8,4,9],[5,9,6,9],[2,0,2,1],[2,2,2,15],[3,2,3,3],[3,4,3,5],[3,6,3,7],[3,8,3,9],[3,10,3,11],[3,12,3,13],[3,14,3,15]]}
[]
["CA15NA_36"]
["Evaporator Air \n",null,"Condenser  Entering Air Temperature ˚F"]
[80,"°F DB",75,null,85,null,95,null,100,null,105,null,115,null,125]
["CFM","EWB†\n˚F","Capacity Mbtuh",null,"Capacity Mbtuh",null,"Capacity Mbtuh",null,"Capacity Mbtuh",null,"Capacity Mbtuh",null,"Capacity Mbtuh",null,"Capacity Mbtuh"]
[null,null,"Total","Sens.","Total","Sens.","Total","Sens.","Total","Sens.","Total","Sens.","Total","Sens.","Total","Sens."]
[null,null,null,null,null,null,null,null,null,null,null,null,null,null,null,null,null,"Total Factors",null,null,null,null,null,null,"Sens. %",null,null,null,null,null,null,"IDB Adj",null,null,null,null,null,null,"Sens Calc"]
[1050,72,{"$f":"R8*$G$13","v":68.003859348198972},{"$f":"IF(AM8>C8,C8,AM8)","v":34.979988564894228},{"$f":"S8*$G$13","v":65.110777587192686},{"$f":"IF(AN8>E8,E8,AN8)","v":33.960834762721561},{"$f":"T8*$G$13","v":61.379359634076629},{"$f":"IF(AO8>G8,G8,AO8)","v":32.66223556317896},{"$f":"U8*$G$13","v":59.291738136077761},{"$f":"IF(AP8>I8,I8,AP8)","v":31.955403087478562},{"$f":"V8*$G$13","v":57.204116638078901},{"$f":"IF(AQ8>K8,K8,AQ8)","v":31.24857061177816},{"$f":"W8*$G$13","v":52.963121783876502},{"$f":"IF(AR8>M8,M8,AR8)","v":29.802029731275013},{"$f":"X8*$G$13","v":48.886506575185827},{"$f":"IF(AS8>O8,O8,AS8)","v":28.470554602630077},null,1.1826758147512866,1.1323613493424816,1.0674671240708979,1.031160663236135,0.99485420240137223,0.921097770154374,0.8502001143510578,0.51438240270727587,0.52158545821762181,0.53213711837171929,0.53895203770446354,0.546264367816092,0.5626939788950962,0.58238063214525893,0.83499999999999996,0.83499999999999996,0.83499999999999996,0.83499999999999996,0.83499999999999996,0.83499999999999996,0.83499999999999996,{"$f":"Y8*C8+($A$4-80)*AF8*$A$8/1000","v":34.979988564894228},{"$f":"Z8*E8+($A$4-80)*AG8*$A$8/1000","v":33.960834762721561},{"$f":"AA8*G8+($A$4-80)*AH8*$A$8/1000","v":32.66223556317896},{"$f":"AB8*I8+($A$4-80)*AI8*$A$8/1000","v":31.955403087478562},{"$f":"AC8*K8+($A$4-80)*AJ8*$A$8/1000","v":31.24857061177816},{"$f":"AD8*M8+($A$4-80)*AK8*$A$8/1000","v":29.802029731275013},{"$f":"AE8*O8+($A$4-80)*AL8*$A$8/1000","v":28.470554602630077}]
[null,67,62.858776443682117,43.774299599771304,60.294453973699262,{"$f":"IF(AN9>E9,E9,AN9)","v":42.771583762149803},{"$f":"T9*$G$13","v":56.87535734705547},{"$f":"IF(AO9>G9,G9,AO9)","v":41.440108633504863},54.952115494568325,{"$f":"IF(AP9>I9,I9,AP9)","v":40.708619210977702},53.028873642081187,{"$f":"IF(AQ9>K9,K9,AQ9)","v":39.977129788450547},49.133076043453407,{"$f":"IF(AR9>M9,M9,AR9)","v":38.497712978845065},45.368782161234996,{"$f":"IF(AS9>O9,O9,AS9)","v":37.084048027444254},null,1.0931961120640368,1.0485991995425958,0.98913664951400815,0.95568896512292745,0.92224128073184675,0.85448827901658098,0.78902229845626082,0.69639121338912124,0.70937840785169026,0.72861271676300576,0.74080167514208795,0.75387476751394922,0.78353964536634335,0.81739130434782603,0.83499999999999996,0.83499999999999996,0.83499999999999996,0.83499999999999996,0.83499999999999996,0.83499999999999996,0.83499999999999996,{"$f":"Y9*C9+($A$4-80)*AF9*$A$8/1000","v":43.774299599771304},{"$f":"Z9*E9+($A$4-80)*AG9*$A$8/1000","v":42.771583762149803},{"$f":"AA9*G9+($A$4-80)*AH9*$A$8/1000","v":41.440108633504863},{"$f":"AB9*I9+($A$4-80)*AI9*$A$8/1000","v":40.708619210977702},{"$f":"AC9*K9+($A$4-80)*AJ9*$A$8/1000","v":39.977129788450547},{"$f":"AD9*M9+($A$4-80)*AK9*$A$8/1000","v":38.497712978845065},{"$f":"AE9*O9+($A$4-80)*AL9*$A$8/1000","v":37.084048027444254}]
[null,62,57.861635220125798,52.190537449971416,55.642510005717561,51.171383647798748,{"$f":"T10*$G$13","v":52.617924528301884},52.387793024585484,51.113850771869643,50.998785020011439,49.609777015437395,49.609777015437395,46.568753573470559,46.568753573470559,43.593481989708408,43.593481989708408,null,1.0062893081761008,0.96769582618639238,0.91509433962264153,0.88893653516295035,0.86277873070325906,0.80989136649514015,0.758147512864494,0.90198863636363624,0.91964549483013291,0.99562636676038752,0.99774883421771987,1,1,1,0.83499999999999996,0.83499999999999996,0.83499999999999996,0.83499999999999996,0.83499999999999996,0.83499999999999996,0.83499999999999996,52.190537449971416,{"$f":"Z10*E10+($A$4-80)*AG10*$A$8/1000","v":51.171383647798748},{"$f":"AA10*G10+($A$4-80)*AH10*$A$8/1000","v":52.387793024585484},50.998785020011439,49.609777015437395,46.568753573470559,43.593481989708408]
[null,57,56.776729559748432,56.776729559748432,54.952115494568325,54.952115494568325,{"$f":"T11*$G$13","v":52.437106918238996},52.437106918238996,50.990566037735853,50.990566037735853,49.54402515723271,49.54402515723271,46.503001715265867,46.503001715265867,43.527730131503723,43.527730131503723,null,0.98742138364779886,0.95568896512292745,0.91194968553459121,0.8867924528301887,0.86163522012578631,0.80874785591766729,0.75700400228702125,1,1,1,1,1,1,1,0.83499999999999996,0.83499999999999996,0.83499999999999996,0.83499999999999996,0.83499999999999996,0.83499999999999996,0.83499999999999996,56.776729559748432,{"$f":"Z11*E11+($A$4-80)*AG11*$A$8/1000","v":54.952115494568325},{"$f":"AA11*G11+($A$4-80)*AH11*$A$8/1000","v":52.437106918238996},{"$f":"AB11*I11+($A$4-80)*AI11*$A$8/1000","v":50.990566037735853},49.54402515723271,46.503001715265867,43.527730131503723]
[1200,72,68.760005717552886,36.837478559176674,65.735420240137231,35.801886792452834,{"$f":"T12*$G$13","v":61.872498570611782},34.48684962835906,59.735563178959417,33.771798170383086,57.598627787307038,33.05674671240709,53.242567181246429,31.610205831903947,49.050886220697549,30.229416809605496,null,1.1958261863922242,1.1432246998284736,1.0760434534019441,1.0388793596340768,1.0017152658662094,0.9259576901086336,0.85305889079473995,0.53573989959359314,0.54463615903975993,0.55738575982996807,0.56535498073747936,0.57391552511415522,0.59370175980240814,0.61628686327077753,0.83499999999999996,0.83499999999999996,0.83499999999999996,0.83499999999999996,0.83499999999999996,0.83499999999999996,0.83499999999999996,{"$f":"Y12*C12+($A$4-80)*AF12*$A$12/1000","v":36.837478559176674},{"$f":"Z12*E12+($A$4-80)*AG12*$A$12/1000","v":35.801886792452834},{"$f":"AA12*G12+($A$4-80)*AH12*$A$12/1000","v":34.48684962835906},{"$f":"AB12*I12+($A$4-80)*AI12*$A$12/1000","v":33.771798170383086},{"$f":"AC12*K12+($A$4-80)*AJ12*$A$12/1000","v":33.05674671240709},{"$f":"AD12*M12+($A$4-80)*AK12*$A$12/1000","v":31.610205831903947},{"$f":"AE12*O12+($A$4-80)*AL12*$A$12/1000","v":30.229416809605496}]
[null,67,63.713550600343055,46.815323041738139,61.034162378502018,45.779731275014306,57.5,44.431818181818187,55.519225271583764,43.692109777015439,53.538450543167528,42.952401372212691,49.527587192681537,41.440108633504863,45.681103487707261,39.977129788450547,null,1.1080617495711835,1.0614636935391655,1,0.96555174385363074,0.93110348770726137,0.86134934248141803,0.79445397369925674,0.73477812177502588,0.75006733099919198,0.77272727272727282,0.78697261287934861,0.80227202947497689,0.83670760039827419,0.87513494062612451,0.83499999999999996,0.83499999999999996,0.83499999999999996,0.83499999999999996,0.83499999999999996,0.83499999999999996,0.83499999999999996,{"$f":"Y13*C13+($A$4-80)*AF13*$A$12/1000","v":46.815323041738139},{"$f":"Z13*E13+($A$4-80)*AG13*$A$12/1000","v":45.779731275014306},{"$f":"AA13*G13+($A$4-80)*AH13*$A$12/1000","v":44.431818181818187},{"$f":"AB13*I13+($A$4-80)*AI13*$A$12/1000","v":43.692109777015439},{"$f":"AC13*K13+($A$4-80)*AJ13*$A$12/1000","v":42.952401372212691},{"$f":"AD13*M13+($A$4-80)*AK13*$A$12/1000","v":41.440108633504863},{"$f":"AE13*O13+($A$4-80)*AL13*$A$12/1000","v":39.977129788450547}]
[null,62,59.127358490566046,59.127358490566046,57.121926815323043,57.121926815323043,{"$f":"T14*$G$13","v":54.376786735277307},54.376786735277307,52.806961120640374,52.806961120640374,51.23713550600344,51.23713550600344,47.982418524871356,47.982418524871356,44.777015437392798,44.777015437392798,null,1.0283018867924529,0.99342481417953121,0.94568324757004008,0.91838193253287603,0.89108061749571199,0.83447684391080623,0.77873070325900517,1,1,1,1,1,1,1,0.83499999999999996,0.83499999999999996,0.83499999999999996,0.83499999999999996,0.83499999999999996,0.83499999999999996,0.83499999999999996,59.127358490566046,{"$f":"Z14*E14+($A$4-80)*AG14*$A$12/1000","v":57.121926815323043},{"$f":"AA14*G14+($A$4-80)*AH14*$A$12/1000","v":54.376786735277307},52.806961120640374,51.23713550600344,47.982418524871356,44.777015437392798]
[null,57,59.028730703259001,59.028730703259001,57.039736992567192,57.039736992567192,54.311034877072615,54.311034877072615,52.741209262435682,52.741209262435682,51.171383647798741,51.171383647798741,47.933104631217844,47.933104631217844,44.744139508290452,44.744139508290452,null,1.0265866209262435,0.9919954259576903,0.94453973699256721,0.91723842195540317,0.88993710691823902,0.83361921097770164,0.77815894797026874,1,1,1,1,1,1,1,0.83499999999999996,0.83499999999999996,0.83499999999999996,0.83499999999999996,0.83499999999999996,0.83499999999999996,0.83499999999999996,59.028730703259001,{"$f":"Z15*E15+($A$4-80)*AG15*$A$12/1000","v":57.039736992567192},{"$f":"AA15*G15+($A$4-80)*AH15*$A$12/1000","v":54.311034877072615},52.741209262435682,51.171383647798741,47.933104631217844,44.744139508290452]
[1350,72,69.236706689536888,38.629216695254442,66.129931389365353,37.577186963979422,62.168381932532881,36.245711835334482,59.982132647226983,35.530660377358501,57.795883361921099,34.815608919382512,53.341194968553467,33.352630074328189,49.083762149799895,31.955403087478565,null,1.2041166380789023,1.1500857632933106,1.0811892510005718,1.0431675242995997,1.0051457975986278,0.92767295597484289,0.85363064608347639,0.55792972459639134,0.56823266219239377,0.58302485457429931,0.59235406960811199,0.6023890784982936,0.62526964560862863,0.65103817816476894,0.83499999999999996,0.83499999999999996,0.83499999999999996,0.83499999999999996,0.83499999999999996,0.83499999999999996,0.83499999999999996,{"$f":"Y16*C16+($A$4-80)*AF16*$A$16/1000","v":38.629216695254442},{"$f":"Z16*E16+($A$4-80)*AG16*$A$16/1000","v":37.577186963979422},{"$f":"AA16*G16+($A$4-80)*AH16*$A$16/1000","v":36.245711835334482},{"$f":"AB16*I16+($A$4-80)*AI16*$A$16/1000","v":35.530660377358501},{"$f":"AC16*K16+($A$4-80)*AJ16*$A$16/1000","v":34.815608919382512},{"$f":"AD16*M16+($A$4-80)*AK16*$A$16/1000","v":33.352630074328189},{"$f":"AE16*O16+($A$4-80)*AL16*$A$16/1000","v":31.955403087478565}]
[null,67,64.321755288736426,49.774156660949117,61.543739279588337,48.722126929674104,57.91094911377931,47.341337907375653,55.897298456260714,46.576972555746138,53.883647798742146,45.812607204116645,49.823470554602636,44.267438536306464,45.911234991423676,42.689393939393945,null,1.1186392224128074,1.0703259005145798,1.0071469411092053,0.97212692967409942,0.93710691823899384,0.8664951400800458,0.79845626072041176,0.77383082034244821,0.79166666666666674,0.81748509792790247,0.8332598147331276,0.85021354484441736,0.88848564830089083,0.92982456140350878,0.83499999999999996,0.83499999999999996,0.83499999999999996,0.83499999999999996,0.83499999999999996,0.83499999999999996,0.83499999999999996,{"$f":"Y17*C17+($A$4-80)*AF17*$A$16/1000","v":49.774156660949117},{"$f":"Z17*E17+($A$4-80)*AG17*$A$16/1000","v":48.722126929674104},{"$f":"AA17*G17+($A$4-80)*AH17*$A$16/1000","v":47.341337907375653},{"$f":"AB17*I17+($A$4-80)*AI17*$A$16/1000","v":46.576972555746138},{"$f":"AC17*K17+($A$4-80)*AJ17*$A$16/1000","v":45.812607204116645},{"$f":"AD17*M17+($A$4-80)*AK17*$A$16/1000","v":44.267438536306464},{"$f":"AE17*O17+($A$4-80)*AL17*$A$16/1000","v":42.689393939393945}]
[null,62,60.919096626643807,60.919096626643807,58.749285305889089,58.749285305889089,55.823327615780457,55.823327615780457,54.163093196112072,54.163093196112072,52.502858776443688,52.502858776443688,49.050886220697549,49.050886220697549,45.681103487707261,45.681103487707261,null,1.0594625500285879,1.0217267009719841,0.9708404802744427,0.94196683819325344,0.91309319611206419,0.85305889079473995,0.79445397369925674,1,1,1,1,1,1,1,0.83499999999999996,0.83499999999999996,0.83499999999999996,0.83499999999999996,0.83499999999999996,0.83499999999999996,0.83499999999999996,60.919096626643807,{"$f":"Z18*E18+($A$4-80)*AG18*$A$16/1000","v":58.749285305889089},{"$f":"AA18*G18+($A$4-80)*AH18*$A$16/1000","v":55.823327615780457},54.163093196112072,52.502858776443688,49.050886220697549,45.681103487707261]
[null,57,60.836906803887935,60.836906803887935,58.683533447684397,58.683533447684397,55.757575757575765,55.757575757575765,54.09734133790738,54.09734133790738,52.437106918238996,52.437106918238996,49.00157232704403,49.00157232704403,45.63178959405375,45.63178959405375,null,1.0580331618067467,1.0205831903945113,0.96969696969696983,0.94082332761578047,0.91194968553459121,0.85220125786163525,0.79359634076615215,1,1,1,1,1,1,1,0.83499999999999996,0.83499999999999996,0.83499999999999996,0.83499999999999996,0.83499999999999996,0.83499999999999996,0.83499999999999996,60.836906803887935,{"$f":"Z19*E19+($A$4-80)*AG19*$A$16/1000","v":58.683533447684397},{"$f":"AA19*G19+($A$4-80)*AH19*$A$16/1000","v":55.757575757575765},54.09734133790738,52.437106918238996,49.00157232704403,45.63178959405375]

{"sheet":"CA15NA_42","index":14,"n_rows":19,"n_cols":45,"rows_kept":19,"cut":false,"hidden":true,"merged":[[130,0,133,0],[120,12,121,12],[120,13,121,13],[120,14,121,14],[120,15,121,15],[122,0,125,0],[126,0,129,0],[119,12,119,13],[119,14,119,15],[120,4,121,4],[120,5,121,5],[120,6,121,6],[120,7,121,7],[120,8,121,8],[120,9,121,9],[120,10,121,10],[120,11,121,11],[119,0,121,0],[119,1,121,1],[119,4,119,5],[119,6,119,7],[119,8,119,9],[119,10,119,11],[111,0,114,0],[117,0,118,1],[117,4,117,15],[118,4,118,5],[118,6,118,7],[118,8,118,9],[118,10,118,11],[118,12,118,13],[118,14,118,15],[101,12,102,12],[101,13,102,13],[101,14,102,14],[101,15,102,15],[103,0,106,0],[107,0,110,0],[100,12,100,13],[100,14,100,15],[101,4,102,4],[101,5,102,5],[101,6,102,6],[101,7,102,7],[101,8,102,8],[101,9,102,9],[101,10,102,10],[101,11,102,11],[100,0,102,0],[100,1,102,1],[100,4,100,5],[100,6,100,7],[100,8,100,9],[100,10,100,11],[92,0,95,0],[98,0,99,1],[98,4,98,15],[99,4,99,5],[99,6,99,7],[99,8,99,9],[99,10,99,11],[99,12,99,13],[99,14,99,15],[82,12,83,12],[82,13,83,13],[82,14,83,14],[82,15,83,15],[84,0,87,0],[88,0,91,0],[81,12,81,13],[81,14,81,15],[82,4,83,4],[82,5,83,5],[82,6,83,6],[82,7,83,7],[82,8,83,8],[82,9,83,9],[82,10,83,10],[82,11,83,11],[81,0,83,0],[81,1,83,1],[81,4,81,5],[81,6,81,7],[81,8,81,9],[81,10,81,11],[73,0,76,0],[79,0,80,1],[79,4,79,15],[80,4,80,5],[80,6,80,7],[80,8,80,9],[80,10,80,11],[80,12,80,13],[80,14,80,15],[63,12,64,12],[63,13,64,13],[63,14,64,14],[63,15,64,15],[65,0,68,0],[69,0,72,0],[62,12,62,13],[62,14,62,15],[63,4,64,4],[63,5,64,5],[63,6,64,6],[63,7,64,7],[63,8,64,8],[63,9,64,9],[63,10,64,10],[63,11,64,11],[62,0,64,0],[62,1,64,1],[62,4,62,5],[62,6,62,7],[62,8,62,9],[62,10,62,11],[54,0,57,0],[60,0,61,1],[60,4,60,15],[61,4,61,5],[61,6,61,7],[61,8,61,9],[61,10,61,11],[61,12,61,13],[61,14,61,15],[44,12,45,12],[44,13,45,13],[44,14,45,14],[44,15,45,15],[46,0,49,0],[50,0,53,0],[43,12,43,13],[43,14,43,15],[44,4,45,4],[44,5,45,5],[44,6,45,6],[44,7,45,7],[44,8,45,8],[44,9,45,9],[44,10,45,10],[44,11,45,11],[43,0,45,0],[43,1,45,1],[43,4,43,5],[43,6,43,7],[43,8,43,9],[43,10,43,11],[35,0,38,0],[41,0,42,1],[41,4,41,15],[42,4,42,5],[42,6,42,7],[42,8,42,9],[42,10,42,11],[42,12,42,13],[42,14,42,15],[25,12,26,12],[25,13,26,13],[25,14,26,14],[25,15,26,15],[27,0,30,0],[31,0,34,0],[24,12,24,13],[24,14,24,15],[25,4,26,4],[25,5,26,5],[25,6,26,6],[25,7,26,7],[25,8,26,8],[25,9,26,9],[25,10,26,10],[25,11,26,11],[24,0,26,0],[24,1,26,1],[24,4,24,5],[24,6,24,7],[24,8,24,9],[24,10,24,11],[7,0,10,0],[11,0,14,0],[15,0,18,0],[22,4,22,15],[23,4,23,5],[23,6,23,7],[23,8,23,9],[23,10,23,11],[23,12,23,13],[23,14,23,15],[5,10,6,10],[5,11,6,11],[5,12,6,12],[5,13,6,13],[5,14,6,14],[5,15,6,15],[4,10,4,11],[4,12,4,13],[4,14,4,15],[5,2,6,2],[5,3,6,3],[5,4,6,4],[5,5,6,5],[5,6,6,6],[5,7,6,7],[5,8,6,8],[4,0,6,0],[4,1,6,1],[4,2,4,3],[4,4,4,5],[4,6,4,7],[4,8,4,9],[5,9,6,9],[2,0,2,1],[2,2,2,15],[3,2,3,3],[3,4,3,5],[3,6,3,7],[3,8,3,9],[3,10,3,11],[3,12,3,13],[3,14,3,15]]}
[]
["CA15NA_42"]
["Evaporator Air \n",null,"Condenser  Entering Air Temperature ˚F"]
[80,"°F DB",75,null,85,null,95,null,100,null,105,null,115,null,125]
["CFM","EWB†\n˚F","Capacity Mbtuh",null,"Capacity Mbtuh",null,"Capacity Mbtuh",null,"Capacity Mbtuh",null,"Capacity Mbtuh",null,"Capacity Mbtuh",null,"Capacity Mbtuh"]
[null,null,"Total","Sens.","Total","Sens.","Total","Sens.","Total","Sens.","Total","Sens.","Total","Sens.","Total","Sens."]
[null,null,null,null,null,null,null,null,null,null,null,null,null,null,null,null,null,"Total Factors",null,null,null,null,null,null,"Sens. %",null,null,null,null,null,null,"IDB Adj",null,null,null,null,null,null,"Sens Calc"]
[1200,72,{"$f":"R8*$G$13","v":68.158605450527872},{"$f":"IF(AM8>C8,C8,AM8)","v":36.408666830346178},{"$f":"S8*$G$13","v":65.1657255094525},{"$f":"IF(AN8>E8,E8,AN8)","v":35.279278173336614},{"$f":"T8*$G$13","v":62.088141419101397},{"$f":"IF(AO8>G8,G8,AO8)","v":34.121654799901798},{"$f":"U8*$G$13","v":60.450527866437511},{"$f":"IF(AP8>I8,I8,AP8)","v":33.514608396759151},{"$f":"V8*$G$13","v":58.812914313773632},{"$f":"IF(AQ8>K8,K8,AQ8)","v":32.907561993616504},{"$f":"W8*$G$13","v":55.283574760618706},{"$f":"IF(AR8>M8,M8,AR8)","v":31.622882396268107},{"$f":"X8*$G$13","v":51.401301252148293},{"$f":"IF(AS8>O8,O8,AS8)","v":30.21114657500614},null,1.1853670513135282,1.1333169653817825,1.0797937638104591,1.0513135281119568,1.0228332924134544,0.96145347409771664,0.89393567395040507,0.53417564208782098,0.54137781629116122,0.54956798544793095,0.55441382531527339,0.5595295247239559,0.57201225740551587,0.58775061796209838,0.83499999999999996,0.83499999999999996,0.83499999999999996,0.83499999999999996,0.83499999999999996,0.83499999999999996,0.83499999999999996,{"$f":"Y8*C8+($A$4-80)*AF8*$A$8/1000","v":36.408666830346178},{"$f":"Z8*E8+($A$4-80)*AG8*$A$8/1000","v":35.279278173336614},{"$f":"AA8*G8+($A$4-80)*AH8*$A$8/1000","v":34.121654799901798},{"$f":"AB8*I8+($A$4-80)*AI8*$A$8/1000","v":33.514608396759151},{"$f":"AC8*K8+($A$4-80)*AJ8*$A$8/1000","v":32.907561993616504},{"$f":"AD8*M8+($A$4-80)*AK8*$A$8/1000","v":31.622882396268107},{"$f":"AE8*O8+($A$4-80)*AL8*$A$8/1000","v":30.21114657500614}]
[null,67,61.961085195187827,44.737908175791809,59.250552418364848,{"$f":"IF(AN9>E9,E9,AN9)","v":43.594402160569608},{"$f":"T9*$G$13","v":56.469432850478768},{"$f":"IF(AO9>G9,G9,AO9)","v":42.450896145347414},54.987110238153704,{"$f":"IF(AP9>I9,I9,AP9)","v":41.836791063098453},53.504787625828634,{"$f":"IF(AQ9>K9,K9,AQ9)","v":41.222685980849498},50.2577952369261,{"$f":"IF(AR9>M9,M9,AR9)","v":39.909771667075866},46.700220967345942,{"$f":"IF(AS9>O9,O9,AS9)","v":38.483918487601287},null,1.0775840903510927,1.0304443898846061,0.98207709305180468,0.95629756935919485,0.93051804566658491,0.87404861281610613,0.81217775595384245,0.72203235361130103,0.73576364069573508,0.75175000000000003,0.76084724005134774,0.77044854881266489,0.79410112359550555,0.82406287787182597,0.83499999999999996,0.83499999999999996,0.83499999999999996,0.83499999999999996,0.83499999999999996,0.83499999999999996,0.83499999999999996,{"$f":"Y9*C9+($A$4-80)*AF9*$A$8/1000","v":44.737908175791809},{"$f":"Z9*E9+($A$4-80)*AG9*$A$8/1000","v":43.594402160569608},{"$f":"AA9*G9+($A$4-80)*AH9*$A$8/1000","v":42.450896145347414},{"$f":"AB9*I9+($A$4-80)*AI9*$A$8/1000","v":41.836791063098453},{"$f":"AC9*K9+($A$4-80)*AJ9*$A$8/1000","v":41.222685980849498},{"$f":"AD9*M9+($A$4-80)*AK9*$A$8/1000","v":39.909771667075866},{"$f":"AE9*O9+($A$4-80)*AL9*$A$8/1000","v":38.483918487601287}]
[null,62,56.455315492266145,52.883623864473364,54.027129879695565,51.726000491038555,{"$f":"T10*$G$13","v":51.556592192487116},50.511907684753254,50.264853916032415,49.742511662165477,48.973115639577713,48.973115639577713,46.559047385219735,46.559047385219735,43.834397250184146,43.834397250184146,null,0.98183157377854169,0.93960225877731418,0.89663638595629769,0.87417137245273768,0.85170635894917757,0.80972256322121283,0.76233734348146343,0.93673418354588645,0.95740789129866732,0.97973713033953991,0.98960820109535164,1,1,1,0.83499999999999996,0.83499999999999996,0.83499999999999996,0.83499999999999996,0.83499999999999996,0.83499999999999996,0.83499999999999996,52.883623864473364,{"$f":"Z10*E10+($A$4-80)*AG10*$A$8/1000","v":51.726000491038555},{"$f":"AA10*G10+($A$4-80)*AH10*$A$8/1000","v":50.511907684753254},49.742511662165477,48.973115639577713,46.559047385219735,43.834397250184146]
[null,57,54.958875521728459,54.958875521728459,53.053032163024795,53.053032163024795,{"$f":"T11*$G$13","v":51.034249938620185},51.034249938620185,49.961330714461084,49.961330714461084,48.888411490301998,48.888411490301998,46.488460594156649,46.488460594156649,43.777927817333662,43.777927817333662,null,0.95580653081266886,0.9226614289221704,0.88755217284556842,0.86889270807758412,0.85023324330959993,0.80849496685489819,0.76135526638841156,1,1,1,1,1,1,1,0.83499999999999996,0.83499999999999996,0.83499999999999996,0.83499999999999996,0.83499999999999996,0.83499999999999996,0.83499999999999996,54.958875521728459,{"$f":"Z11*E11+($A$4-80)*AG11*$A$8/1000","v":53.053032163024795},{"$f":"AA11*G11+($A$4-80)*AH11*$A$8/1000","v":51.034249938620185},{"$f":"AB11*I11+($A$4-80)*AI11*$A$8/1000","v":49.961330714461084},48.888411490301998,46.488460594156649,43.777927817333662]
[1400,72,69.556223913577213,38.681561502577949,66.379818315737808,37.523938129143147,{"$f":"T12*$G$13","v":63.146943285047882},36.352197397495708,61.438742941320889,35.731033636140438,59.730542597593917,35.109869874785176,56.031794745887552,33.796955561011544,51.994230297078325,32.37110238153695,null,1.2096734593665603,1.1544316228823965,1.0982077093051805,1.0684998772403633,1.0387920451755464,0.97446599558065305,0.90424748342744909,0.55611934239902572,0.56529136537643554,0.57567627990163206,0.58157169117647067,0.58780430158355002,0.60317460317460325,0.62259027966331792,0.83499999999999996,0.83499999999999996,0.83499999999999996,0.83499999999999996,0.83499999999999996,0.83499999999999996,0.83499999999999996,{"$f":"Y12*C12+($A$4-80)*AF12*$A$12/1000","v":38.681561502577949},{"$f":"Z12*E12+($A$4-80)*AG12*$A$12/1000","v":37.523938129143147},{"$f":"AA12*G12+($A$4-80)*AH12*$A$12/1000","v":36.352197397495708},{"$f":"AB12*I12+($A$4-80)*AI12*$A$12/1000","v":35.731033636140438},{"$f":"AC12*K12+($A$4-80)*AJ12*$A$12/1000","v":35.109869874785176},{"$f":"AD12*M12+($A$4-80)*AK12*$A$12/1000","v":33.796955561011544},{"$f":"AE12*O12+($A$4-80)*AL12*$A$12/1000","v":32.37110238153695}]
[null,67,63.302234225386705,48.36606923643506,60.436410508224895,47.208445863000236,57.5,46.008470414927579,55.954149275718144,45.387306653572317,54.408298551436289,44.76614289221704,51.034249938620185,43.424993862018177,47.335502086913827,41.942671249693106,null,1.1009084213110731,1.0510680088386939,1,0.97311563957770686,0.94623127915541372,0.88755217284556842,0.82322612325067523,0.76404995539696685,0.78112590516234515,0.80014731156395791,0.81115175980825049,0.82278152568759733,0.85089903181189497,0.88607217417238293,0.83499999999999996,0.83499999999999996,0.83499999999999996,0.83499999999999996,0.83499999999999996,0.83499999999999996,0.83499999999999996,{"$f":"Y13*C13+($A$4-80)*AF13*$A$12/1000","v":48.36606923643506},{"$f":"Z13*E13+($A$4-80)*AG13*$A$12/1000","v":47.208445863000236},{"$f":"AA13*G13+($A$4-80)*AH13*$A$12/1000","v":46.008470414927579},{"$f":"AB13*I13+($A$4-80)*AI13*$A$12/1000","v":45.387306653572317},{"$f":"AC13*K13+($A$4-80)*AJ13*$A$12/1000","v":44.76614289221704},{"$f":"AD13*M13+($A$4-80)*AK13*$A$12/1000","v":43.424993862018177},{"$f":"AE13*O13+($A$4-80)*AL13*$A$12/1000","v":41.942671249693106}]
[null,62,58.0646943285048,57.485882641787384,55.763564939847782,55.763564939847782,{"$f":"T14*$G$13","v":53.575374416891741},53.575374416891741,52.389516327031671,52.389516327031671,51.203658237171624,51.203658237171624,48.606064326049598,48.606064326049598,45.669653817824702,45.669653817824702,null,1.0098207709305183,0.96980112938865703,0.93174564203289978,0.91112202307881174,0.89049840412472392,0.8453228578443408,0.79425484900564702,0.99003160709944071,1,1,1,1,1,1,0.83499999999999996,0.83499999999999996,0.83499999999999996,0.83499999999999996,0.83499999999999996,0.83499999999999996,0.83499999999999996,57.485882641787384,{"$f":"Z14*E14+($A$4-80)*AG14*$A$12/1000","v":55.763564939847782},{"$f":"AA14*G14+($A$4-80)*AH14*$A$12/1000","v":53.575374416891741},52.389516327031671,51.203658237171624,48.606064326049598,45.669653817824702]
[null,57,57.782347164252393,57.782347164252393,55.67886079057206,55.67886079057206,53.490670267616011,53.490670267616011,52.311870856862271,52.311870856862271,51.133071446108524,51.133071446108524,48.535477534986505,48.535477534986505,45.613184384974225,45.613184384974225,null,1.004910385465259,0.96832801374907929,0.93027252639332192,0.90977166707586554,0.88927080775840905,0.84409526147802616,0.79327277191259526,1,1,1,1,1,1,1,0.83499999999999996,0.83499999999999996,0.83499999999999996,0.83499999999999996,0.83499999999999996,0.83499999999999996,0.83499999999999996,57.782347164252393,{"$f":"Z15*E15+($A$4-80)*AG15*$A$12/1000","v":55.67886079057206},{"$f":"AA15*G15+($A$4-80)*AH15*$A$12/1000","v":53.490670267616011},52.311870856862271,51.133071446108524,48.535477534986505,45.613184384974225]
[1575,72,70.403265406334398,40.587404861281613,67.142155659219256,39.41566412963418,63.782224404615775,38.215688681561517,62.017554628038305,37.587466241099925,60.252884851460841,36.959243800638355,56.455315492266145,35.6322121286521,52.318929535968586,34.20635894917752,null,1.2244046157623374,1.1676896636385958,1.1092560766020134,1.0785661674441445,1.0478762582862755,0.98183157377854169,0.9098944267124971,0.57649889713254465,0.58704793944491174,0.59915891987605141,0.60607785112679258,0.61340206185567014,0.63115778944736178,0.65380464112250403,0.83499999999999996,0.83499999999999996,0.83499999999999996,0.83499999999999996,0.83499999999999996,0.83499999999999996,0.83499999999999996,{"$f":"Y16*C16+($A$4-80)*AF16*$A$16/1000","v":40.587404861281613},{"$f":"Z16*E16+($A$4-80)*AG16*$A$16/1000","v":39.41566412963418},{"$f":"AA16*G16+($A$4-80)*AH16*$A$16/1000","v":38.215688681561517},{"$f":"AB16*I16+($A$4-80)*AI16*$A$16/1000","v":37.587466241099925},{"$f":"AC16*K16+($A$4-80)*AJ16*$A$16/1000","v":36.959243800638355},{"$f":"AD16*M16+($A$4-80)*AK16*$A$16/1000","v":35.6322121286521},{"$f":"AE16*O16+($A$4-80)*AL16*$A$16/1000","v":34.20635894917752}]
[null,67,64.121041001718638,51.415418610360909,61.170513135281126,50.229560520500868,58.149398477780508,49.015467714215568,56.55413699975449,48.380186594647675,54.958875521728459,47.744905475079797,51.514240117849255,46.361404370243072,47.759022833292413,44.822612325067517,null,1.1151485391603242,1.0638350110483674,1.0112938865700958,0.98355020869138243,0.95580653081266886,0.89589982813650881,0.83059170144856376,0.8018494055482166,0.82114008769905378,0.84292303957271186,0.85546679980029938,0.86873876188029797,0.89997259523157036,0.93851610996157264,0.83499999999999996,0.83499999999999996,0.83499999999999996,0.83499999999999996,0.83499999999999996,0.83499999999999996,0.83499999999999996,{"$f":"Y17*C17+($A$4-80)*AF17*$A$16/1000","v":51.415418610360909},{"$f":"Z17*E17+($A$4-80)*AG17*$A$16/1000","v":50.229560520500868},{"$f":"AA17*G17+($A$4-80)*AH17*$A$16/1000","v":49.015467714215568},{"$f":"AB17*I17+($A$4-80)*AI17*$A$16/1000","v":48.380186594647675},{"$f":"AC17*K17+($A$4-80)*AJ17*$A$16/1000","v":47.744905475079797},{"$f":"AD17*M17+($A$4-80)*AK17*$A$16/1000","v":46.361404370243072},{"$f":"AE17*O17+($A$4-80)*AL17*$A$16/1000","v":44.822612325067517}]
[null,62,59.829364105082249,59.829364105082249,57.570586791063107,57.570586791063107,55.241222685980858,55.241222685980858,53.984777805057703,53.984777805057703,52.728332924134548,52.728332924134548,49.975448072673707,49.975448072673707,46.883746624109996,46.883746624109996,null,1.040510680088387,1.0012275963663149,0.96071691627792799,0.93886570095752531,0.91701448563712262,0.86913822735084711,0.81536950650626083,1,1,1,1,1,1,1,0.83499999999999996,0.83499999999999996,0.83499999999999996,0.83499999999999996,0.83499999999999996,0.83499999999999996,0.83499999999999996,59.829364105082249,{"$f":"Z18*E18+($A$4-80)*AG18*$A$16/1000","v":57.570586791063107},{"$f":"AA18*G18+($A$4-80)*AH18*$A$16/1000","v":55.241222685980858},53.984777805057703,52.728332924134548,49.975448072673707,46.883746624109996]
[null,57,59.744659955806533,59.744659955806533,57.5,57.5,55.170635894917751,55.170635894917751,53.921249693100911,53.921249693100911,52.671863491284071,52.671863491284071,49.904861281610607,49.904861281610607,46.827277191259519,46.827277191259519,null,1.0390375644488092,1,0.95948931991161313,0.93776086422784199,0.91603240854407086,0.86791063098453236,0.81438742941320907,1,1,1,1,1,1,1,0.83499999999999996,0.83499999999999996,0.83499999999999996,0.83499999999999996,0.83499999999999996,0.83499999999999996,0.83499999999999996,59.744659955806533,{"$f":"Z19*E19+($A$4-80)*AG19*$A$16/1000","v":57.5},{"$f":"AA19*G19+($A$4-80)*AH19*$A$16/1000","v":55.170635894917751},53.921249693100911,52.671863491284071,49.904861281610607,46.827277191259519]

{"sheet":"CA15NA_48","index":15,"n_rows":19,"n_cols":45,"rows_kept":19,"cut":false,"hidden":true,"merged":[[130,0,133,0],[120,12,121,12],[120,13,121,13],[120,14,121,14],[120,15,121,15],[122,0,125,0],[126,0,129,0],[119,12,119,13],[119,14,119,15],[120,4,121,4],[120,5,121,5],[120,6,121,6],[120,7,121,7],[120,8,121,8],[120,9,121,9],[120,10,121,10],[120,11,121,11],[119,0,121,0],[119,1,121,1],[119,4,119,5],[119,6,119,7],[119,8,119,9],[119,10,119,11],[111,0,114,0],[117,0,118,1],[117,4,117,15],[118,4,118,5],[118,6,118,7],[118,8,118,9],[118,10,118,11],[118,12,118,13],[118,14,118,15],[101,12,102,12],[101,13,102,13],[101,14,102,14],[101,15,102,15],[103,0,106,0],[107,0,110,0],[100,12,100,13],[100,14,100,15],[101,4,102,4],[101,5,102,5],[101,6,102,6],[101,7,102,7],[101,8,102,8],[101,9,102,9],[101,10,102,10],[101,11,102,11],[100,0,102,0],[100,1,102,1],[100,4,100,5],[100,6,100,7],[100,8,100,9],[100,10,100,11],[92,0,95,0],[98,0,99,1],[98,4,98,15],[99,4,99,5],[99,6,99,7],[99,8,99,9],[99,10,99,11],[99,12,99,13],[99,14,99,15],[82,12,83,12],[82,13,83,13],[82,14,83,14],[82,15,83,15],[84,0,87,0],[88,0,91,0],[81,12,81,13],[81,14,81,15],[82,4,83,4],[82,5,83,5],[82,6,83,6],[82,7,83,7],[82,8,83,8],[82,9,83,9],[82,10,83,10],[82,11,83,11],[81,0,83,0],[81,1,83,1],[81,4,81,5],[81,6,81,7],[81,8,81,9],[81,10,81,11],[73,0,76,0],[79,0,80,1],[79,4,79,15],[80,4,80,5],[80,6,80,7],[80,8,80,9],[80,10,80,11],[80,12,80,13],[80,14,80,15],[63,12,64,12],[63,13,64,13],[63,14,64,14],[63,15,64,15],[65,0,68,0],[69,0,72,0],[62,12,62,13],[62,14,62,15],[63,4,64,4],[63,5,64,5],[63,6,64,6],[63,7,64,7],[63,8,64,8],[63,9,64,9],[63,10,64,10],[63,11,64,11],[62,0,64,0],[62,1,64,1],[62,4,62,5],[62,6,62,7],[62,8,62,9],[62,10,62,11],[54,0,57,0],[60,0,61,1],[60,4,60,15],[61,4,61,5],[61,6,61,7],[61,8,61,9],[61,10,61,11],[61,12,61,13],[61,14,61,15],[44,12,45,12],[44,13,45,13],[44,14,45,14],[44,15,45,15],[46,0,49,0],[50,0,53,0],[43,12,43,13],[43,14,43,15],[44,4,45,4],[44,5,45,5],[44,6,45,6],[44,7,45,7],[44,8,45,8],[44,9,45,9],[44,10,45,10],[44,11,45,11],[43,0,45,0],[43,1,45,1],[43,4,43,5],[43,6,43,7],[43,8,43,9],[43,10,43,11],[35,0,38,0],[41,0,42,1],[41,4,41,15],[42,4,42,5],[42,6,42,7],[42,8,42,9],[42,10,42,11],[42,12,42,13],[42,14,42,15],[25,12,26,12],[25,13,26,13],[25,14,26,14],[25,15,26,15],[27,0,30,0],[31,0,34,0],[24,12,24,13],[24,14,24,15],[25,4,26,4],[25,5,26,5],[25,6,26,6],[25,7,26,7],[25,8,26,8],[25,9,26,9],[25,10,26,10],[25,11,26,11],[24,0,26,0],[24,1,26,1],[24,4,24,5],[24,6,24,7],[24,8,24,9],[24,10,24,11],[7,0,10,0],[11,0,14,0],[15,0,18,0],[22,4,22,15],[23,4,23,5],[23,6,23,7],[23,8,23,9],[23,10,23,11],[23,12,23,13],[23,14,23,15],[5,10,6,10],[5,11,6,11],[5,12,6,12],[5,13,6,13],[5,14,6,14],[5,15,6,15],[4,10,4,11],[4,12,4,13],[4,14,4,15],[5,2,6,2],[5,3,6,3],[5,4,6,4],[5,5,6,5],[5,6,6,6],[5,7,6,7],[5,8,6,8],[4,0,6,0],[4,1,6,1],[4,2,4,3],[4,4,4,5],[4,6,4,7],[4,8,4,9],[5,9,6,9],[2,0,2,1],[2,2,2,15],[3,2,3,3],[3,4,3,5],[3,6,3,7],[3,8,3,9],[3,10,3,11],[3,12,3,13],[3,14,3,15]]}
[]
["CA15NA_48"]
["Evaporator Air \n",null,"Condenser  Entering Air Temperature ˚F"]
[80,"°F DB",75,null,85,null,95,null,100,null,105,null,115,null,125]
["CFM","EWB†\n˚F","Capacity Mbtuh",null,"Capacity Mbtuh",null,"Capacity Mbtuh",null,"Capacity Mbtuh",null,"Capacity Mbtuh",null,"Capacity Mbtuh",null,"Capacity Mbtuh"]
[null,null,"Total","Sens.","Total","Sens.","Total","Sens.","Total","Sens.","Total","Sens.","Total","Sens.","Total","Sens."]
[null,null,null,null,null,null,null,null,null,null,null,null,null,null,null,null,null,"Total Factors",null,null,null,null,null,null,"Sens. %",null,null,null,null,null,null,"IDB Adj",null,null,null,null,null,null,"Sens Calc"]
[1400,72,{"$f":"R8*$G$13","v":68.128021978021977},{"$f":"IF(AM8>C8,C8,AM8)","v":33.741758241758241},{"$f":"S8*$G$13","v":65.335164835164832},{"$f":"IF(AN8>E8,E8,AN8)","v":32.793956043956037},{"$f":"T8*$G$13","v":62.289560439560447},{"$f":"IF(AO8>G8,G8,AO8)","v":31.770329670329676},{"$f":"U8*$G$13","v":60.596153846153847},{"$f":"IF(AP8>I8,I8,AP8)","v":31.207967032967034},{"$f":"V8*$G$13","v":58.902747252747254},{"$f":"IF(AQ8>K8,K8,AQ8)","v":30.645604395604398},{"$f":"W8*$G$13","v":54.972527472527474},{"$f":"IF(AR8>M8,M8,AR8)","v":29.356593406593408},{"$f":"X8*$G$13","v":50.473626373626367},{"$f":"IF(AS8>O8,O8,AS8)","v":27.89065934065934},null,1.1848351648351647,1.1362637362637362,1.0832967032967034,1.0538461538461539,1.0243956043956044,0.95604395604395609,0.8778021978021977,0.49526989426822482,0.5019342359767891,0.5100426049908704,0.51501564129301358,0.52027461918043338,0.53402298850574714,0.55257886830245373,0.83499999999999996,0.83499999999999996,0.83499999999999996,0.83499999999999996,0.83499999999999996,0.83499999999999996,0.83499999999999996,{"$f":"Y8*C8+($A$4-80)*AF8*$A$8/1000","v":33.741758241758241},{"$f":"Z8*E8+($A$4-80)*AG8*$A$8/1000","v":32.793956043956037},{"$f":"AA8*G8+($A$4-80)*AH8*$A$8/1000","v":31.770329670329676},{"$f":"AB8*I8+($A$4-80)*AI8*$A$8/1000","v":31.207967032967034},{"$f":"AC8*K8+($A$4-80)*AJ8*$A$8/1000","v":30.645604395604398},{"$f":"AD8*M8+($A$4-80)*AK8*$A$8/1000","v":29.356593406593408},{"$f":"AE8*O8+($A$4-80)*AL8*$A$8/1000","v":27.89065934065934}]
[null,67,62.011538461538457,41.804395604395594,59.433516483516478,{"$f":"IF(AN9>E9,E9,AN9)","v":40.818681318681307},{"$f":"T9*$G$13","v":56.653296703296704},{"$f":"IF(AO9>G9,G9,AO9)","v":39.782417582417587},55.09258241758242,{"$f":"IF(AP9>I9,I9,AP9)","v":39.201098901098902},53.53186813186813,{"$f":"IF(AQ9>K9,K9,AQ9)","v":38.619780219780218},49.94285714285715,{"$f":"IF(AR9>M9,M9,AR9)","v":37.305494505494508},45.823076923076918,{"$f":"IF(AS9>O9,O9,AS9)","v":35.801648351648346},null,1.0784615384615384,1.0336263736263736,0.98527472527472526,0.95813186813186813,0.93098901098901099,0.86857142857142866,0.79692307692307685,0.67413898512329318,0.68679566234318512,0.70220834262770471,0.71154948962036935,0.7214353163361662,0.74696356275303633,0.78130170987313841,0.83499999999999996,0.83499999999999996,0.83499999999999996,0.83499999999999996,0.83499999999999996,0.83499999999999996,0.83499999999999996,{"$f":"Y9*C9+($A$4-80)*AF9*$A$8/1000","v":41.804395604395594},{"$f":"Z9*E9+($A$4-80)*AG9*$A$8/1000","v":40.818681318681307},{"$f":"AA9*G9+($A$4-80)*AH9*$A$8/1000","v":39.782417582417587},{"$f":"AB9*I9+($A$4-80)*AI9*$A$8/1000","v":39.201098901098902},{"$f":"AC9*K9+($A$4-80)*AJ9*$A$8/1000","v":38.619780219780218},{"$f":"AD9*M9+($A$4-80)*AK9*$A$8/1000","v":37.305494505494508},{"$f":"AE9*O9+($A$4-80)*AL9*$A$8/1000","v":35.801648351648346}]
[null,62,56.628021978021977,49.614285714285707,54.290109890109896,48.565384615384616,{"$f":"T10*$G$13","v":51.851098901098908},51.68681318681319,50.656868131868137,50.574725274725274,49.462637362637359,49.462637362637359,46.745604395604396,46.745604395604396,43.586263736263739,43.586263736263739,null,0.98483516483516487,0.94417582417582424,0.90175824175824182,0.88098901098901106,0.86021978021978018,0.81296703296703299,0.75802197802197802,0.87614371792010703,0.89455307262569828,0.99683158664391902,0.99837844580266921,1,1,1,0.83499999999999996,0.83499999999999996,0.83499999999999996,0.83499999999999996,0.83499999999999996,0.83499999999999996,0.83499999999999996,49.614285714285707,{"$f":"Z10*E10+($A$4-80)*AG10*$A$8/1000","v":48.565384615384616},{"$f":"AA10*G10+($A$4-80)*AH10*$A$8/1000","v":51.68681318681319},50.574725274725274,49.462637362637359,46.745604395604396,43.586263736263739]
[null,57,55.629670329670333,55.629670329670333,53.721428571428568,53.721428571428568,{"$f":"T11*$G$13","v":51.699450549450546},51.699450549450546,50.543131868131866,50.543131868131866,49.386813186813185,49.386813186813185,46.682417582417578,46.682417582417578,43.523076923076921,43.523076923076921,null,0.96747252747252754,0.93428571428571427,0.89912087912087901,0.87901098901098895,0.85890109890109889,0.81186813186813178,0.75692307692307692,1,1,1,1,1,1,1,0.83499999999999996,0.83499999999999996,0.83499999999999996,0.83499999999999996,0.83499999999999996,0.83499999999999996,0.83499999999999996,55.629670329670333,{"$f":"Z11*E11+($A$4-80)*AG11*$A$8/1000","v":53.721428571428568},{"$f":"AA11*G11+($A$4-80)*AH11*$A$8/1000","v":51.699450549450546},{"$f":"AB11*I11+($A$4-80)*AI11*$A$8/1000","v":50.543131868131866},49.386813186813185,46.682417582417578,43.523076923076921]
[1600,72,69.176923076923075,35.612087912087915,66.2956043956044,34.651648351648355,{"$f":"T12*$G$13","v":63.148901098901099},33.615384615384613,61.379670329670326,33.034065934065936,59.610439560439566,32.452747252747251,55.541208791208788,31.138461538461534,50.928571428571423,29.67252747252747,null,1.2030769230769232,1.152967032967033,1.0982417582417583,1.0674725274725274,1.0367032967032968,0.96593406593406594,0.88571428571428568,0.51479722323712096,0.52268394967594356,0.53231939163498099,0.53819229977352279,0.54441382234471059,0.56063708759954489,0.58263027295285363,0.83499999999999996,0.83499999999999996,0.83499999999999996,0.83499999999999996,0.83499999999999996,0.83499999999999996,0.83499999999999996,{"$f":"Y12*C12+($A$4-80)*AF12*$A$12/1000","v":35.612087912087915},{"$f":"Z12*E12+($A$4-80)*AG12*$A$12/1000","v":34.651648351648355},{"$f":"AA12*G12+($A$4-80)*AH12*$A$12/1000","v":33.615384615384613},{"$f":"AB12*I12+($A$4-80)*AI12*$A$12/1000","v":33.034065934065936},{"$f":"AC12*K12+($A$4-80)*AJ12*$A$12/1000","v":32.452747252747251},{"$f":"AD12*M12+($A$4-80)*AK12*$A$12/1000","v":31.138461538461534},{"$f":"AE12*O12+($A$4-80)*AL12*$A$12/1000","v":29.67252747252747}]
[null,67,63.073076923076918,44.774175824175821,60.381318681318689,43.775824175824177,57.5,42.714285714285708,55.888736263736263,42.126648351648342,54.277472527472533,41.539010989010983,50.562087912087911,40.174175824175826,46.3412087912088,38.645054945054952,null,1.0969230769230769,1.0501098901098902,1,0.97197802197802197,0.94395604395604404,0.8793406593406593,0.80593406593406602,0.70987778000400725,0.72498953537044786,0.74285714285714277,0.75375918598077996,0.76530849825378333,0.79455136215946021,0.8339241887101172,0.83499999999999996,0.83499999999999996,0.83499999999999996,0.83499999999999996,0.83499999999999996,0.83499999999999996,0.83499999999999996,{"$f":"Y13*C13+($A$4-80)*AF13*$A$12/1000","v":44.774175824175821},{"$f":"Z13*E13+($A$4-80)*AG13*$A$12/1000","v":43.775824175824177},{"$f":"AA13*G13+($A$4-80)*AH13*$A$12/1000","v":42.714285714285708},{"$f":"AB13*I13+($A$4-80)*AI13*$A$12/1000","v":42.126648351648342},{"$f":"AC13*K13+($A$4-80)*AJ13*$A$12/1000","v":41.539010989010983},{"$f":"AD13*M13+($A$4-80)*AK13*$A$12/1000","v":40.174175824175826},{"$f":"AE13*O13+($A$4-80)*AL13*$A$12/1000","v":38.645054945054952}]
[null,62,58.093956043956041,58.093956043956041,56.059340659340656,56.059340659340656,{"$f":"T14*$G$13","v":53.860439560439559},53.860439560439559,52.615659340659334,52.615659340659334,51.370879120879117,51.370879120879117,48.464285714285715,48.464285714285715,45.090109890109893,45.090109890109893,null,1.0103296703296702,0.9749450549450549,0.93670329670329666,0.915054945054945,0.89340659340659334,0.84285714285714286,0.78417582417582421,1,1,1,1,1,1,1,0.83499999999999996,0.83499999999999996,0.83499999999999996,0.83499999999999996,0.83499999999999996,0.83499999999999996,0.83499999999999996,58.093956043956041,{"$f":"Z14*E14+($A$4-80)*AG14*$A$12/1000","v":56.059340659340656},{"$f":"AA14*G14+($A$4-80)*AH14*$A$12/1000","v":53.860439560439559},52.615659340659334,51.370879120879117,48.464285714285715,45.090109890109893]
[null,57,58.005494505494504,58.005494505494504,55.970879120879118,55.970879120879118,53.784615384615392,53.784615384615392,52.539835164835168,52.539835164835168,51.29505494505495,51.29505494505495,48.401098901098898,48.401098901098898,45.026923076923076,45.026923076923076,null,1.0087912087912088,0.97340659340659341,0.93538461538461548,0.91373626373626382,0.89208791208791216,0.84175824175824165,0.78307692307692311,1,1,1,1,1,1,1,0.83499999999999996,0.83499999999999996,0.83499999999999996,0.83499999999999996,0.83499999999999996,0.83499999999999996,0.83499999999999996,58.005494505494504,{"$f":"Z15*E15+($A$4-80)*AG15*$A$12/1000","v":55.970879120879118},{"$f":"AA15*G15+($A$4-80)*AH15*$A$12/1000","v":53.784615384615392},52.539835164835168,51.29505494505495,48.401098901098898,45.026923076923076]
[1800,72,69.947802197802204,37.393956043956045,66.978021978021985,36.420879120879128,63.730219780219784,35.371978021978016,61.910439560439549,34.790659340659339,60.090659340659329,34.209340659340654,55.932967032967028,32.882417582417581,51.193956043956042,31.37857142857143,null,1.2164835164835166,1.1648351648351649,1.1083516483516485,1.0767032967032966,1.0450549450549449,0.97274725274725271,0.89032967032967025,0.53459801264679307,0.54377358490566041,0.55502676977989285,0.56195141865686882,0.56929547844374351,0.58788974243108905,0.61293507775857814,0.83499999999999996,0.83499999999999996,0.83499999999999996,0.83499999999999996,0.83499999999999996,0.83499999999999996,0.83499999999999996,{"$f":"Y16*C16+($A$4-80)*AF16*$A$16/1000","v":37.393956043956045},{"$f":"Z16*E16+($A$4-80)*AG16*$A$16/1000","v":36.420879120879128},{"$f":"AA16*G16+($A$4-80)*AH16*$A$16/1000","v":35.371978021978016},{"$f":"AB16*I16+($A$4-80)*AI16*$A$16/1000","v":34.790659340659339},{"$f":"AC16*K16+($A$4-80)*AJ16*$A$16/1000","v":34.209340659340654},{"$f":"AD16*M16+($A$4-80)*AK16*$A$16/1000","v":32.882417582417581},{"$f":"AE16*O16+($A$4-80)*AL16*$A$16/1000","v":31.37857142857143}]
[null,67,63.831318681318677,47.642857142857146,61.089010989010994,46.631868131868131,58.119230769230775,45.557692307692307,56.463736263736266,44.951098901098909,54.808241758241749,44.344505494505498,51.029670329670338,42.941758241758244,46.758241758241759,41.298901098901098,null,1.11010989010989,1.0624175824175826,1.0107692307692309,0.98197802197802198,0.95318681318681309,0.88747252747252758,0.81318681318681318,0.74638685408829941,0.76334298717418281,0.78386605783866048,0.79610564010743068,0.80908462070555698,0.84150569588905388,0.88324324324324321,0.83499999999999996,0.83499999999999996,0.83499999999999996,0.83499999999999996,0.83499999999999996,0.83499999999999996,0.83499999999999996,{"$f":"Y17*C17+($A$4-80)*AF17*$A$16/1000","v":47.642857142857146},{"$f":"Z17*E17+($A$4-80)*AG17*$A$16/1000","v":46.631868131868131},{"$f":"AA17*G17+($A$4-80)*AH17*$A$16/1000","v":45.557692307692307},{"$f":"AB17*I17+($A$4-80)*AI17*$A$16/1000","v":44.951098901098909},{"$f":"AC17*K17+($A$4-80)*AJ17*$A$16/1000","v":44.344505494505498},{"$f":"AD17*M17+($A$4-80)*AK17*$A$16/1000","v":42.941758241758244},{"$f":"AE17*O17+($A$4-80)*AL17*$A$16/1000","v":41.298901098901098}]
[null,62,60.040109890109889,60.040109890109889,57.879120879120876,57.879120879120876,55.553846153846152,55.553846153846152,54.233241758241761,54.233241758241761,52.912637362637355,52.912637362637355,49.841758241758235,49.841758241758235,46.290659340659346,46.290659340659346,null,1.0441758241758241,1.0065934065934066,0.96615384615384614,0.94318681318681319,0.92021978021978013,0.86681318681318675,0.80505494505494513,1,1,1,1,1,1,1,0.83499999999999996,0.83499999999999996,0.83499999999999996,0.83499999999999996,0.83499999999999996,0.83499999999999996,0.83499999999999996,60.040109890109889,{"$f":"Z18*E18+($A$4-80)*AG18*$A$16/1000","v":57.879120879120876},{"$f":"AA18*G18+($A$4-80)*AH18*$A$16/1000","v":55.553846153846152},54.233241758241761,52.912637362637355,49.841758241758235,46.290659340659346]
[null,57,59.964285714285715,59.964285714285715,57.803296703296709,57.803296703296709,55.490659340659334,55.490659340659334,54.170054945054936,54.170054945054936,52.849450549450552,52.849450549450552,49.791208791208788,49.791208791208788,46.227472527472528,46.227472527472528,null,1.0428571428571429,1.0052747252747254,0.96505494505494493,0.94208791208791198,0.91912087912087914,0.86593406593406586,0.80395604395604392,1,1,1,1,1,1,1,0.83499999999999996,0.83499999999999996,0.83499999999999996,0.83499999999999996,0.83499999999999996,0.83499999999999996,0.83499999999999996,59.964285714285715,{"$f":"Z19*E19+($A$4-80)*AG19*$A$16/1000","v":57.803296703296709},{"$f":"AA19*G19+($A$4-80)*AH19*$A$16/1000","v":55.490659340659334},54.170054945054936,52.849450549450552,49.791208791208788,46.227472527472528]

{"sheet":"CA15NA_60","index":16,"n_rows":19,"n_cols":45,"rows_kept":19,"cut":false,"hidden":true,"merged":[[130,0,133,0],[120,12,121,12],[120,13,121,13],[120,14,121,14],[120,15,121,15],[122,0,125,0],[126,0,129,0],[119,12,119,13],[119,14,119,15],[120,4,121,4],[120,5,121,5],[120,6,121,6],[120,7,121,7],[120,8,121,8],[120,9,121,9],[120,10,121,10],[120,11,121,11],[119,0,121,0],[119,1,121,1],[119,4,119,5],[119,6,119,7],[119,8,119,9],[119,10,119,11],[111,0,114,0],[117,0,118,1],[117,4,117,15],[118,4,118,5],[118,6,118,7],[118,8,118,9],[118,10,118,11],[118,12,118,13],[118,14,118,15],[101,12,102,12],[101,13,102,13],[101,14,102,14],[101,15,102,15],[103,0,106,0],[107,0,110,0],[100,12,100,13],[100,14,100,15],[101,4,102,4],[101,5,102,5],[101,6,102,6],[101,7,102,7],[101,8,102,8],[101,9,102,9],[101,10,102,10],[101,11,102,11],[100,0,102,0],[100,1,102,1],[100,4,100,5],[100,6,100,7],[100,8,100,9],[100,10,100,11],[92,0,95,0],[98,0,99,1],[98,4,98,15],[99,4,99,5],[99,6,99,7],[99,8,99,9],[99,10,99,11],[99,12,99,13],[99,14,99,15],[82,12,83,12],[82,13,83,13],[82,14,83,14],[82,15,83,15],[84,0,87,0],[88,0,91,0],[81,12,81,13],[81,14,81,15],[82,4,83,4],[82,5,83,5],[82,6,83,6],[82,7,83,7],[82,8,83,8],[82,9,83,9],[82,10,83,10],[82,11,83,11],[81,0,83,0],[81,1,83,1],[81,4,81,5],[81,6,81,7],[81,8,81,9],[81,10,81,11],[73,0,76,0],[79,0,80,1],[79,4,79,15],[80,4,80,5],[80,6,80,7],[80,8,80,9],[80,10,80,11],[80,12,80,13],[80,14,80,15],[63,12,64,12],[63,13,64,13],[63,14,64,14],[63,15,64,15],[65,0,68,0],[69,0,72,0],[62,12,62,13],[62,14,62,15],[63,4,64,4],[63,5,64,5],[63,6,64,6],[63,7,64,7],[63,8,64,8],[63,9,64,9],[63,10,64,10],[63,11,64,11],[62,0,64,0],[62,1,64,1],[62,4,62,5],[62,6,62,7],[62,8,62,9],[62,10,62,11],[54,0,57,0],[60,0,61,1],[60,4,60,15],[61,4,61,5],[61,6,61,7],[61,8,61,9],[61,10,61,11],[61,12,61,13],[61,14,61,15],[44,12,45,12],[44,13,45,13],[44,14,45,14],[44,15,45,15],[46,0,49,0],[50,0,53,0],[43,12,43,13],[43,14,43,15],[44,4,45,4],[44,5,45,5],[44,6,45,6],[44,7,45,7],[44,8,45,8],[44,9,45,9],[44,10,45,10],[44,11,45,11],[43,0,45,0],[43,1,45,1],[43,4,43,5],[43,6,43,7],[43,8,43,9],[43,10,43,11],[35,0,38,0],[41,0,42,1],[41,4,41,15],[42,4,42,5],[42,6,42,7],[42,8,42,9],[42,10,42,11],[42,12,42,13],[42,14,42,15],[25,12,26,12],[25,13,26,13],[25,14,26,14],[25,15,26,15],[27,0,30,0],[31,0,34,0],[24,12,24,13],[24,14,24,15],[25,4,26,4],[25,5,26,5],[25,6,26,6],[25,7,26,7],[25,8,26,8],[25,9,26,9],[25,10,26,10],[25,11,26,11],[24,0,26,0],[24,1,26,1],[24,4,24,5],[24,6,24,7],[24,8,24,9],[24,10,24,11],[7,0,10,0],[11,0,14,0],[15,0,18,0],[22,4,22,15],[23,4,23,5],[23,6,23,7],[23,8,23,9],[23,10,23,11],[23,12,23,13],[23,14,23,15],[5,10,6,10],[5,11,6,11],[5,12,6,12],[5,13,6,13],[5,14,6,14],[5,15,6,15],[4,10,4,11],[4,12,4,13],[4,14,4,15],[5,2,6,2],[5,3,6,3],[5,4,6,4],[5,5,6,5],[5,6,6,6],[5,7,6,7],[5,8,6,8],[4,0,6,0],[4,1,6,1],[4,2,4,3],[4,4,4,5],[4,6,4,7],[4,8,4,9],[5,9,6,9],[2,0,2,1],[2,2,2,15],[3,2,3,3],[3,4,3,5],[3,6,3,7],[3,8,3,9],[3,10,3,11],[3,12,3,13],[3,14,3,15]]}
[]
["CA15NA_60"]
["Evaporator Air \n",null,"Condenser  Entering Air Temperature ˚F"]
[80,"°F DB",75,null,85,null,95,null,100,null,105,null,115,null,125]
["CFM","EWB†\n˚F","Capacity Mbtuh",null,"Capacity Mbtuh",null,"Capacity Mbtuh",null,"Capacity Mbtuh",null,"Capacity Mbtuh",null,"Capacity Mbtuh",null,"Capacity Mbtuh"]
[null,null,"Total","Sens.","Total","Sens.","Total","Sens.","Total","Sens.","Total","Sens.","Total","Sens.","Total","Sens."]
[null,null,null,null,null,null,null,null,null,null,null,null,null,null,null,null,null,"Total Factors",null,null,null,null,null,null,"Sens. %",null,null,null,null,null,null,"IDB Adj",null,null,null,null,null,null,"Sens Calc"]
[1750,72,{"$f":"R8*$G$13","v":68.600889431461454},{"$f":"IF(AM8>C8,C8,AM8)","v":35.919951168468785},{"$f":"S8*$G$13","v":65.532350889431441},{"$f":"IF(AN8>E8,E8,AN8)","v":34.7667422392745},{"$f":"T8*$G$13","v":62.323421695151723},{"$f":"IF(AO8>G8,G8,AO8)","v":33.583449598883846},{"$f":"U8*$G$13","v":60.593608301360298},{"$f":"IF(AP8>I8,I8,AP8)","v":32.951691663760023},{"$f":"V8*$G$13","v":58.863794907568895},{"$f":"IF(AQ8>K8,K8,AQ8)","v":32.319933728636208},{"$f":"W8*$G$13","v":55.163498430415061},{"$f":"IF(AR8>M8,M8,AR8)","v":30.976194628531562},{"$f":"X8*$G$13","v":51.011946285315659},{"$f":"IF(AS8>O8,O8,AS8)","v":29.492064876177192},null,1.1930589466341122,1.1396930589466339,1.0838855946982908,1.0538018835019183,1.023718172305546,0.95936519009417498,0.88716428322288099,0.52360765969887446,0.53052792654934977,0.53885760257441673,0.54381464625568887,0.54906303236797271,0.56153426649700056,0.57814035777471995,0.83499999999999996,0.83499999999999996,0.83499999999999996,0.83499999999999996,0.83499999999999996,0.83499999999999996,0.83499999999999996,{"$f":"Y8*C8+($A$4-80)*AF8*$A$8/1000","v":35.919951168468785},{"$f":"Z8*E8+($A$4-80)*AG8*$A$8/1000","v":34.7667422392745},{"$f":"AA8*G8+($A$4-80)*AH8*$A$8/1000","v":33.583449598883846},{"$f":"AB8*I8+($A$4-80)*AI8*$A$8/1000","v":32.951691663760023},{"$f":"AC8*K8+($A$4-80)*AJ8*$A$8/1000","v":32.319933728636208},{"$f":"AD8*M8+($A$4-80)*AK8*$A$8/1000","v":30.976194628531562},{"$f":"AE8*O8+($A$4-80)*AL8*$A$8/1000","v":29.492064876177192}]
[null,67,62.41367282874085,44.162888036274857,59.575776072549694,{"$f":"IF(AN9>E9,E9,AN9)","v":42.999651203348449},{"$f":"T9*$G$13","v":56.657656086501568},{"$f":"IF(AO9>G9,G9,AO9)","v":41.806330659225672},55.093303104290193,{"$f":"IF(AP9>I9,I9,AP9)","v":41.17457272410185},53.528950122078825,{"$f":"IF(AQ9>K9,K9,AQ9)","v":40.542814788978021},50.139518660620858,{"$f":"IF(AR9>M9,M9,AR9)","v":39.189047785141263},46.358998953610033,{"$f":"IF(AS9>O9,O9,AS9)","v":37.694890129054755},null,1.0854551796302756,1.0361004534356468,0.98535054063480987,0.9581444018137425,0.93093826299267524,0.87199162888036275,0.80624346006278325,0.70758354755784059,0.72176401279245928,0.73787610619469024,0.74736075718966155,0.75739977519670287,0.78159999999999996,0.81310837118754065,0.83499999999999996,0.83499999999999996,0.83499999999999996,0.83499999999999996,0.83499999999999996,0.83499999999999996,0.83499999999999996,{"$f":"Y9*C9+($A$4-80)*AF9*$A$8/1000","v":44.162888036274857},{"$f":"Z9*E9+($A$4-80)*AG9*$A$8/1000","v":42.999651203348449},{"$f":"AA9*G9+($A$4-80)*AH9*$A$8/1000","v":41.806330659225672},{"$f":"AB9*I9+($A$4-80)*AI9*$A$8/1000","v":41.17457272410185},{"$f":"AC9*K9+($A$4-80)*AJ9*$A$8/1000","v":40.542814788978021},{"$f":"AD9*M9+($A$4-80)*AK9*$A$8/1000","v":39.189047785141263},{"$f":"AE9*O9+($A$4-80)*AL9*$A$8/1000","v":37.694890129054755}]
[null,62,57.07882804325078,52.315573770491795,54.551796302755491,51.10219741890478,{"$f":"T10*$G$13","v":51.984652947331703},49.828653644924998,50.640913847227061,49.562914196023712,49.297174747122419,49.297174747122419,46.770143006627137,46.770143006627137,43.852023020578997,43.852023020578997,null,0.99267527031740488,0.94872689222183459,0.90408092082316005,0.88071154516916628,0.8573421695151725,0.81339379141960233,0.76264387861876515,0.91654954321855231,0.93676470588235294,0.95852623456790109,0.97871287128712869,1,1,1,0.83499999999999996,0.83499999999999996,0.83499999999999996,0.83499999999999996,0.83499999999999996,0.83499999999999996,0.83499999999999996,52.315573770491795,{"$f":"Z10*E10+($A$4-80)*AG10*$A$8/1000","v":51.10219741890478},{"$f":"AA10*G10+($A$4-80)*AH10*$A$8/1000","v":49.828653644924998},49.562914196023712,49.297174747122419,46.770143006627137,43.852023020578997]
[null,57,55.79525636553889,55.79525636553889,53.709452389257066,53.709452389257066,{"$f":"T11*$G$13","v":51.573508894314614},51.573508894314614,50.420299965120336,50.420299965120336,49.26709103592605,49.26709103592605,46.689919776770147,46.689919776770147,43.801883501918375,43.801883501918375,null,0.97035228461806766,0.93407743285664457,0.89693058946634108,0.87687478200209279,0.85681897453784439,0.81199860481339381,0.76177188698988485,1,1,1,1,1,1,1,0.83499999999999996,0.83499999999999996,0.83499999999999996,0.83499999999999996,0.83499999999999996,0.83499999999999996,0.83499999999999996,55.79525636553889,{"$f":"Z11*E11+($A$4-80)*AG11*$A$8/1000","v":53.709452389257066},{"$f":"AA11*G11+($A$4-80)*AH11*$A$8/1000","v":51.573508894314614},{"$f":"AB11*I11+($A$4-80)*AI11*$A$8/1000","v":50.420299965120336},49.26709103592605,46.689919776770147,43.801883501918375]
[2000,72,69.7340425531915,37.654778514126264,66.545169166375999,36.491541681199863,{"$f":"T12*$G$13","v":63.215905127310769},35.278165329612833,61.440966166724792,34.641393442622949,59.666027206138814,34.004621555633065,55.785228461806767,32.620770840599931,51.503313568189746,31.116585280781308,null,1.2127659574468086,1.1573072898500174,1.0994070456923613,1.0685385420299964,1.0376700383676316,0.97017788629229162,0.89570980118590859,0.53997699165947644,0.54837251356238703,0.55805837563451777,0.56381589685000821,0.56991596638655462,0.58475642638863923,0.60416666666666674,0.83499999999999996,0.83499999999999996,0.83499999999999996,0.83499999999999996,0.83499999999999996,0.83499999999999996,0.83499999999999996,{"$f":"Y12*C12+($A$4-80)*AF12*$A$12/1000","v":37.654778514126264},{"$f":"Z12*E12+($A$4-80)*AG12*$A$12/1000","v":36.491541681199863},{"$f":"AA12*G12+($A$4-80)*AH12*$A$12/1000","v":35.278165329612833},{"$f":"AB12*I12+($A$4-80)*AI12*$A$12/1000","v":34.641393442622949},{"$f":"AC12*K12+($A$4-80)*AJ12*$A$12/1000","v":34.004621555633065},{"$f":"AD12*M12+($A$4-80)*AK12*$A$12/1000","v":32.620770840599931},{"$f":"AE12*O12+($A$4-80)*AL12*$A$12/1000","v":31.116585280781308}]
[null,67,63.476630624346001,46.960673177537494,60.518399023369376,45.767352633414717,57.5,44.564004185559817,55.880493547261942,43.922218346703865,54.260987094523891,43.28043250784792,50.751220788280428,41.886553889082663,46.870422043948373,40.352284618067664,null,1.1039414021625391,1.0524938960585979,1,0.9718346703871642,0.94366934077432851,0.88262992675270313,0.81513777467736304,0.73981042654028439,0.75625517812758902,0.77502615974886635,0.78600269179004034,0.79763444834596187,0.82533096226042291,0.86093281985451431,0.83499999999999996,0.83499999999999996,0.83499999999999996,0.83499999999999996,0.83499999999999996,0.83499999999999996,0.83499999999999996,{"$f":"Y13*C13+($A$4-80)*AF13*$A$12/1000","v":46.960673177537494},{"$f":"Z13*E13+($A$4-80)*AG13*$A$12/1000","v":45.767352633414717},{"$f":"AA13*G13+($A$4-80)*AH13*$A$12/1000","v":44.564004185559817},{"$f":"AB13*I13+($A$4-80)*AI13*$A$12/1000","v":43.922218346703865},{"$f":"AC13*K13+($A$4-80)*AJ13*$A$12/1000","v":43.28043250784792},{"$f":"AD13*M13+($A$4-80)*AK13*$A$12/1000","v":41.886553889082663},{"$f":"AE13*O13+($A$4-80)*AL13*$A$12/1000","v":40.352284618067664}]
[null,62,58.412539239623293,55.98578653644924,55.87547959539588,55.484391349843037,{"$f":"T14*$G$13","v":53.518922218346695},53.518922218346695,52.285490059295434,52.285490059295434,51.052057900244151,51.052057900244151,48.294384373910006,48.294384373910006,45.215817928147885,45.215817928147885,null,1.0158702476456225,0.97174747122427618,0.93076386466689909,0.90931287059644228,0.88786187652598525,0.83990233693756533,0.78636205092431111,0.95845493562231754,0.9930007178750897,1,1,1,1,1,0.83499999999999996,0.83499999999999996,0.83499999999999996,0.83499999999999996,0.83499999999999996,0.83499999999999996,0.83499999999999996,55.98578653644924,{"$f":"Z14*E14+($A$4-80)*AG14*$A$12/1000","v":55.484391349843037},{"$f":"AA14*G14+($A$4-80)*AH14*$A$12/1000","v":53.518922218346695},52.285490059295434,51.052057900244151,48.294384373910006,45.215817928147885]
[null,57,57.961283571677711,57.961283571677711,55.745116846878268,55.745116846878268,53.448726892221828,53.448726892221828,52.215294733170559,52.215294733170559,50.98186257411929,50.98186257411929,48.244244855249384,48.244244855249384,45.155650505755141,45.155650505755141,null,1.0080223229856993,0.96948029298918725,0.9295430763864666,0.90809208231600969,0.88664108824555288,0.83903034530868492,0.78531566096965466,1,1,1,1,1,1,1,0.83499999999999996,0.83499999999999996,0.83499999999999996,0.83499999999999996,0.83499999999999996,0.83499999999999996,0.83499999999999996,57.961283571677711,{"$f":"Z15*E15+($A$4-80)*AG15*$A$12/1000","v":55.745116846878268},{"$f":"AA15*G15+($A$4-80)*AH15*$A$12/1000","v":53.448726892221828},52.215294733170559,50.98186257411929,48.244244855249384,45.155650505755141]
[2250,72,70.566358562957802,39.279298918730383,67.28723404255318,38.096006278339729,63.847663062434592,36.872602023020576,62.017570631321938,36.22580223229857,60.18747820020927,35.579002441576556,56.19637251482385,34.175095919079169,51.804150680153469,32.640826648064177,null,1.2272410184862226,1.1702127659574466,1.1103941402162538,1.0785664457621207,1.0467387513079873,0.97732821764911049,0.90094175095919071,0.55662924541708114,0.56616989567809251,0.57750903094078843,0.58412159430835153,0.59113628790403194,0.60813704496788001,0.63008130081300817,0.83499999999999996,0.83499999999999996,0.83499999999999996,0.83499999999999996,0.83499999999999996,0.83499999999999996,0.83499999999999996,{"$f":"Y16*C16+($A$4-80)*AF16*$A$16/1000","v":39.279298918730383},{"$f":"Z16*E16+($A$4-80)*AG16*$A$16/1000","v":38.096006278339729},{"$f":"AA16*G16+($A$4-80)*AH16*$A$16/1000","v":36.872602023020576},{"$f":"AB16*I16+($A$4-80)*AI16*$A$16/1000","v":36.22580223229857},{"$f":"AC16*K16+($A$4-80)*AJ16*$A$16/1000","v":35.579002441576556},{"$f":"AD16*M16+($A$4-80)*AK16*$A$16/1000","v":34.175095919079169},{"$f":"AE16*O16+($A$4-80)*AL16*$A$16/1000","v":32.640826648064177}]
[null,67,64.258807115451688,49.608039762818272,61.250435995814435,48.414719218695495,58.111702127659576,47.171259155912097,56.452084059993027,46.514431461457967,54.79246599232647,45.85760376700383,51.212504359958146,44.433641437042205,47.251482385769094,42.809121032438085,null,1.1175444715730729,1.0652249738402511,1.0106382978723405,0.98177537495640044,0.95291245204046038,0.89065224973840251,0.82176491105685379,0.77200374531835203,0.79043876882776687,0.81173425366695418,0.82396305178079754,0.83693265007320639,0.86763266105345604,0.90598471986417661,0.83499999999999996,0.83499999999999996,0.83499999999999996,0.83499999999999996,0.83499999999999996,0.83499999999999996,0.83499999999999996,{"$f":"Y17*C17+($A$4-80)*AF17*$A$16/1000","v":49.608039762818272},{"$f":"Z17*E17+($A$4-80)*AG17*$A$16/1000","v":48.414719218695495},{"$f":"AA17*G17+($A$4-80)*AH17*$A$16/1000","v":47.171259155912097},{"$f":"AB17*I17+($A$4-80)*AI17*$A$16/1000","v":46.514431461457967},{"$f":"AC17*K17+($A$4-80)*AJ17*$A$16/1000","v":45.85760376700383},{"$f":"AD17*M17+($A$4-80)*AK17*$A$16/1000","v":44.433641437042205},{"$f":"AE17*O17+($A$4-80)*AL17*$A$16/1000","v":42.809121032438085}]
[null,62,59.856557377049178,59.856557377049178,57.479944192535747,57.479944192535747,55.053191489361701,55.053191489361701,53.739536100453435,53.739536100453435,52.425880711545169,52.425880711545169,49.547872340425521,49.547872340425521,46.298831531217296,46.298831531217296,null,1.040983606557377,0.99965120334844781,0.95744680851063824,0.9346006278339728,0.91175444715730725,0.86170212765957432,0.80519707010812691,1,1,1,1,1,1,1,0.83499999999999996,0.83499999999999996,0.83499999999999996,0.83499999999999996,0.83499999999999996,0.83499999999999996,0.83499999999999996,59.856557377049178,{"$f":"Z18*E18+($A$4-80)*AG18*$A$16/1000","v":57.479944192535747},{"$f":"AA18*G18+($A$4-80)*AH18*$A$16/1000","v":55.053191489361701},53.739536100453435,52.425880711545169,49.547872340425521,46.298831531217296]
[null,57,59.746250435995805,59.746250435995805,57.409748866410879,57.409748866410879,54.982996163236834,54.982996163236834,53.67936867806069,53.67936867806069,52.37574119288454,52.37574119288454,49.487704918032783,49.487704918032783,46.248692012556674,46.248692012556674,null,1.0390652249738401,0.99843041506801533,0.95622602023020575,0.93355423787931635,0.91088245552842684,0.86065573770491799,0.8043250784792465,1,1,1,1,1,1,1,0.83499999999999996,0.83499999999999996,0.83499999999999996,0.83499999999999996,0.83499999999999996,0.83499999999999996,0.83499999999999996,59.746250435995805,{"$f":"Z19*E19+($A$4-80)*AG19*$A$16/1000","v":57.409748866410879},{"$f":"AA19*G19+($A$4-80)*AH19*$A$16/1000","v":54.982996163236834},53.67936867806069,52.37574119288454,49.487704918032783,46.248692012556674]

{"sheet":"CA16NA_18","index":17,"n_rows":19,"n_cols":45,"rows_kept":19,"cut":false,"hidden":true,"merged":[[2,0,2,1],[2,2,2,15],[3,2,3,3],[3,4,3,5],[3,6,3,7],[3,8,3,9],[3,10,3,11],[3,12,3,13],[3,14,3,15],[5,2,6,2],[5,3,6,3],[5,4,6,4],[5,5,6,5],[5,6,6,6],[5,7,6,7],[5,8,6,8],[4,0,6,0],[4,1,6,1],[4,2,4,3],[4,4,4,5],[4,6,4,7],[4,8,4,9],[5,9,6,9],[5,10,6,10],[5,11,6,11],[5,12,6,12],[5,13,6,13],[5,14,6,14],[5,15,6,15],[4,10,4,11],[4,12,4,13],[4,14,4,15],[7,0,10,0],[11,0,14,0],[15,0,18,0],[22,4,22,15],[23,4,23,5],[23,6,23,7],[23,8,23,9],[23,10,23,11],[23,12,23,13],[23,14,23,15],[25,12,26,12],[25,13,26,13],[25,14,26,14],[25,15,26,15],[27,0,30,0],[31,0,34,0],[24,12,24,13],[24,14,24,15],[25,4,26,4],[25,5,26,5],[25,6,26,6],[25,7,26,7],[25,8,26,8],[25,9,26,9],[25,10,26,10],[25,11,26,11],[24,0,26,0],[24,1,26,1],[24,4,24,5],[24,6,24,7],[24,8,24,9],[24,10,24,11],[35,0,38,0],[41,0,42,1],[41,4,41,15],[42,4,42,5],[42,6,42,7],[42,8,42,9],[42,10,42,11],[42,12,42,13],[42,14,42,15],[44,12,45,12],[44,13,45,13],[44,14,45,14],[44,15,45,15],[46,0,49,0],[50,0,53,0],[43,12,43,13],[43,14,43,15],[44,4,45,4],[44,5,45,5],[44,6,45,6],[44,7,45,7],[44,8,45,8],[44,9,45,9],[44,10,45,10],[44,11,45,11],[43,0,45,0],[43,1,45,1],[43,4,43,5],[43,6,43,7],[43,8,43,9],[43,10,43,11],[54,0,57,0],[60,0,61,1],[60,4,60,15],[61,4,61,5],[61,6,61,7],[61,8,61,9],[61,10,61,11],[61,12,61,13],[61,14,61,15],[63,12,64,12],[63,13,64,13],[63,14,64,14],[63,15,64,15],[65,0,68,0],[69,0,72,0],[62,12,62,13],[62,14,62,15],[63,4,64,4],[63,5,64,5],[63,6,64,6],[63,7,64,7],[63,8,64,8],[63,9,64,9],[63,10,64,10],[63,11,64,11],[62,0,64,0],[62,1,64,1],[62,4,62,5],[62,6,62,7],[62,8,62,9],[62,10,62,11],[73,0,76,0],[79,0,80,1],[79,4,79,15],[80,4,80,5],[80,6,80,7],[80,8,80,9],[80,10,80,11],[80,12,80,13],[80,14,80,15],[82,12,83,12],[82,13,83,13],[82,14,83,14],[82,15,83,15],[84,0,87,0],[88,0,91,0],[81,12,81,13],[81,14,81,15],[82,4,83,4],[82,5,83,5],[82,6,83,6],[82,7,83,7],[82,8,83,8],[82,9,83,9],[82,10,83,10],[82,11,83,11],[81,0,83,0],[81,1,83,1],[81,4,81,5],[81,6,81,7],[81,8,81,9],[81,10,81,11],[92,0,95,0],[98,0,99,1],[98,4,98,15],[99,4,99,5],[99,6,99,7],[99,8,99,9],[99,10,99,11],[99,12,99,13],[99,14,99,15],[101,12,102,12],[101,13,102,13],[101,14,102,14],[101,15,102,15],[103,0,106,0],[107,0,110,0],[100,12,100,13],[100,14,100,15],[101,4,102,4],[101,5,102,5],[101,6,102,6],[101,7,102,7],[101,8,102,8],[101,9,102,9],[101,10,102,10],[101,11,102,11],[100,0,102,0],[100,1,102,1],[100,4,100,5],[100,6,100,7],[100,8,100,9],[100,10,100,11],[111,0,114,0],[117,0,118,1],[117,4,117,15],[118,4,118,5],[118,6,118,7],[118,8,118,9],[118,10,118,11],[118,12,118,13],[118,14,118,15],[130,0,133,0],[120,12,121,12],[120,13,121,13],[120,14,121,14],[120,15,121,15],[122,0,125,0],[126,0,129,0],[119,12,119,13],[119,14,119,15],[120,4,121,4],[120,5,121,5],[120,6,121,6],[120,7,121,7],[120,8,121,8],[120,9,121,9],[120,10,121,10],[120,11,121,11],[119,0,121,0],[119,1,121,1],[119,4,119,5],[119,6,119,7],[119,8,119,9],[119,10,119,11]]}
[]
["CA16NA_18"]
["Evaporator Air \n",null,"Condenser  Entering Air Temperature ˚F"]
[80,"°F DB",75,null,85,null,95,null,100,null,105,null,115,null,125]
["CFM","EWB†\n˚F","Capacity Mbtuh",null,"Capacity Mbtuh",null,"Capacity Mbtuh",null,"Capacity Mbtuh",null,"Capacity Mbtuh",null,"Capacity Mbtuh",null,"Capacity Mbtuh"]
[null,null,"Total","Sens.","Total","Sens.","Total","Sens.","Total","Sens.","Total","Sens.","Total","Sens.","Total","Sens."]
[null,null,null,null,null,null,null,null,null,null,null,null,null,null,null,null,null,"Total Factors",null,null,null,null,null,null,"Sens. %",null,null,null,null,null,null,"IDB Adj",null,null,null,null,null,null,"Sens Calc"]
[525,72,{"$f":"R8*$G$13","v":22.96},{"$f":"IF(AM8>C8,C8,AM8)","v":10.81},{"$f":"S8*$G$13","v":21.96},{"$f":"IF(AN8>E8,E8,AN8)","v":10.47},{"$f":"T8*$G$13","v":20.870000000000005},{"$f":"IF(AO8>G8,G8,AO8)","v":10.100000000000001},{"$f":"U8*$G$13","v":20.265000000000001},{"$f":"IF(AP8>I8,I8,AP8)","v":9.8999999999999986},{"$f":"V8*$G$13","v":19.66},{"$f":"IF(AQ8>K8,K8,AQ8)","v":9.6999999999999993},{"$f":"W8*$G$13","v":18.39},{"$f":"IF(AR8>M8,M8,AR8)","v":9.2799999999999994},{"$f":"X8*$G$13","v":17.04},{"$f":"IF(AS8>O8,O8,AS8)","v":8.84},null,1.1896373056994818,1.1378238341968911,1.0813471502590675,1.05,1.0186528497409326,0.95284974093264252,0.88290155440414497,0.47081881533101044,0.47677595628415304,0.48394825107810252,0.48852701702442625,0.49338758901322477,0.50462207721587815,0.51877934272300474,0.83499999999999996,0.83499999999999996,0.83499999999999996,0.83499999999999996,0.83499999999999996,0.83499999999999996,0.83499999999999996,{"$f":"Y8*C8+($A$4-80)*AF8*$A$8/1000","v":10.81},{"$f":"Z8*E8+($A$4-80)*AG8*$A$8/1000","v":10.47},{"$f":"AA8*G8+($A$4-80)*AH8*$A$8/1000","v":10.100000000000001},{"$f":"AB8*I8+($A$4-80)*AI8*$A$8/1000","v":9.8999999999999986},{"$f":"AC8*K8+($A$4-80)*AJ8*$A$8/1000","v":9.6999999999999993},{"$f":"AD8*M8+($A$4-80)*AK8*$A$8/1000","v":9.2799999999999994},{"$f":"AE8*O8+($A$4-80)*AL8*$A$8/1000","v":8.84}]
[null,67,20.95,13.24,20,{"$f":"IF(AN9>E9,E9,AN9)","v":12.88},{"$f":"T9*$G$13","v":18.96},{"$f":"IF(AO9>G9,G9,AO9)","v":12.490000000000002},18.41,{"$f":"IF(AP9>I9,I9,AP9)","v":12.29},17.86,{"$f":"IF(AQ9>K9,K9,AQ9)","v":12.09},16.68,{"$f":"IF(AR9>M9,M9,AR9)","v":11.66},15.44,{"$f":"IF(AS9>O9,O9,AS9)","v":11.22},null,1.0854922279792745,1.0362694300518134,0.98238341968911913,0.95388601036269427,0.92538860103626941,0.86424870466321235,0.79999999999999993,0.63198090692124109,0.64400000000000002,0.65875527426160341,0.66757197175448124,0.67693169092945127,0.69904076738609111,0.72668393782383423,0.83499999999999996,0.83499999999999996,0.83499999999999996,0.83499999999999996,0.83499999999999996,0.83499999999999996,0.83499999999999996,{"$f":"Y9*C9+($A$4-80)*AF9*$A$8/1000","v":13.24},{"$f":"Z9*E9+($A$4-80)*AG9*$A$8/1000","v":12.88},{"$f":"AA9*G9+($A$4-80)*AH9*$A$8/1000","v":12.490000000000002},{"$f":"AB9*I9+($A$4-80)*AI9*$A$8/1000","v":12.29},{"$f":"AC9*K9+($A$4-80)*AJ9*$A$8/1000","v":12.09},{"$f":"AD9*M9+($A$4-80)*AK9*$A$8/1000","v":11.66},{"$f":"AE9*O9+($A$4-80)*AL9*$A$8/1000","v":11.22}]
[null,62,19.11,15.62,18.22,15.24,{"$f":"T10*$G$13","v":17.28},14.85,16.79,14.635,16.3,14.42,15.38,15.38,14.43,14.43,null,0.99015544041450776,0.94404145077720203,0.89533678756476687,0.86994818652849737,0.84455958549222798,0.79689119170984457,0.74766839378238337,0.81737310308738875,0.83644346871569708,0.85937499999999989,0.87164979154258493,0.88466257668711656,1,1,0.83499999999999996,0.83499999999999996,0.83499999999999996,0.83499999999999996,0.83499999999999996,0.83499999999999996,0.83499999999999996,15.62,{"$f":"Z10*E10+($A$4-80)*AG10*$A$8/1000","v":15.24},{"$f":"AA10*G10+($A$4-80)*AH10*$A$8/1000","v":14.85},14.635,14.42,15.38,14.43]
[null,57,18.48,18.48,17.78,17.78,{"$f":"T11*$G$13","v":17.03},17.03,16.625,16.625,16.22,16.22,15.35,15.35,14.41,14.41,null,0.95751295336787567,0.92124352331606219,0.88238341968911915,0.8613989637305699,0.84041450777202065,0.79533678756476678,0.74663212435233162,1,1,1,1,1,1,1,0.83499999999999996,0.83499999999999996,0.83499999999999996,0.83499999999999996,0.83499999999999996,0.83499999999999996,0.83499999999999996,18.48,{"$f":"Z11*E11+($A$4-80)*AG11*$A$8/1000","v":17.78},{"$f":"AA11*G11+($A$4-80)*AH11*$A$8/1000","v":17.03},{"$f":"AB11*I11+($A$4-80)*AI11*$A$8/1000","v":16.625},16.22,15.35,14.41]
[600,72,23.38,11.37,22.33,11.02,{"$f":"T12*$G$13","v":21.21},10.65,20.580000000000002,10.450000000000001,19.95,10.25,18.63,9.82,17.239999999999998,9.3800000000000008,null,1.2113989637305698,1.1569948186528496,1.0989637305699482,1.066321243523316,1.0336787564766838,0.96528497409326419,0.89326424870466314,0.48631308810949531,0.4935064935064935,0.50212164073550214,0.50777453838678333,0.51378446115288223,0.52710681696188944,0.54408352668213467,0.83499999999999996,0.83499999999999996,0.83499999999999996,0.83499999999999996,0.83499999999999996,0.83499999999999996,0.83499999999999996,{"$f":"Y12*C12+($A$4-80)*AF12*$A$12/1000","v":11.37},{"$f":"Z12*E12+($A$4-80)*AG12*$A$12/1000","v":11.02},{"$f":"AA12*G12+($A$4-80)*AH12*$A$12/1000","v":10.65},{"$f":"AB12*I12+($A$4-80)*AI12*$A$12/1000","v":10.450000000000001},{"$f":"AC12*K12+($A$4-80)*AJ12*$A$12/1000","v":10.25},{"$f":"AD12*M12+($A$4-80)*AK12*$A$12/1000","v":9.82},{"$f":"AE12*O12+($A$4-80)*AL12*$A$12/1000","v":9.3800000000000008}]
[null,67,21.349999999999998,14.129999999999999,20.39,13.78,19.3,13.38,18.725000000000001,13.175000000000001,18.149999999999999,12.97,16.93,12.54,15.64,12.08,null,1.1062176165803108,1.0564766839378239,1,0.97020725388601037,0.94041450777202062,0.87720207253886007,0.8103626943005181,0.66182669789227166,0.67582148111819518,0.69326424870466319,0.70360480640854473,0.7146005509641874,0.74069698759598346,0.77237851662404089,0.83499999999999996,0.83499999999999996,0.83499999999999996,0.83499999999999996,0.83499999999999996,0.83499999999999996,0.83499999999999996,{"$f":"Y13*C13+($A$4-80)*AF13*$A$12/1000","v":14.129999999999999},{"$f":"Z13*E13+($A$4-80)*AG13*$A$12/1000","v":13.78},{"$f":"AA13*G13+($A$4-80)*AH13*$A$12/1000","v":13.38},{"$f":"AB13*I13+($A$4-80)*AI13*$A$12/1000","v":13.175000000000001},{"$f":"AC13*K13+($A$4-80)*AJ13*$A$12/1000","v":12.97},{"$f":"AD13*M13+($A$4-80)*AK13*$A$12/1000","v":12.54},{"$f":"AE13*O13+($A$4-80)*AL13*$A$12/1000","v":12.08}]
[null,62,19.569999999999997,16.849999999999998,18.670000000000002,16.45,{"$f":"T14*$G$13","v":17.78},17.78,17.350000000000001,17.350000000000001,16.920000000000002,16.920000000000002,15.98,15.98,14.980000000000002,14.980000000000002,null,1.0139896373056994,0.96735751295336792,0.92124352331606219,0.89896373056994827,0.87668393782383425,0.82797927461139897,0.77616580310880834,0.8610117526826776,0.88109266202463832,1,1,1,1,1,0.83499999999999996,0.83499999999999996,0.83499999999999996,0.83499999999999996,0.83499999999999996,0.83499999999999996,0.83499999999999996,16.849999999999998,{"$f":"Z14*E14+($A$4-80)*AG14*$A$12/1000","v":16.45},{"$f":"AA14*G14+($A$4-80)*AH14*$A$12/1000","v":17.78},17.350000000000001,16.920000000000002,15.98,14.980000000000002]
[null,57,19.32,19.32,18.57,18.57,17.760000000000002,17.760000000000002,17.325000000000003,17.325000000000003,16.89,16.89,15.959999999999999,15.959999999999999,14.95,14.95,null,1.0010362694300519,0.96217616580310883,0.92020725388601043,0.8976683937823835,0.87512953367875645,0.82694300518134711,0.77461139896373055,1,1,1,1,1,1,1,0.83499999999999996,0.83499999999999996,0.83499999999999996,0.83499999999999996,0.83499999999999996,0.83499999999999996,0.83499999999999996,19.32,{"$f":"Z15*E15+($A$4-80)*AG15*$A$12/1000","v":18.57},{"$f":"AA15*G15+($A$4-80)*AH15*$A$12/1000","v":17.760000000000002},17.325000000000003,16.89,15.959999999999999,14.95]
[675,72,23.68,11.910000000000002,22.6,11.55,21.45,11.18,20.805,10.975,20.160000000000004,10.770000000000001,18.8,10.34,17.37,9.9,null,1.226943005181347,1.1709844559585492,1.1113989637305699,1.077979274611399,1.044559585492228,0.97409326424870468,0.9,0.50295608108108114,0.51106194690265483,0.52121212121212124,0.52751742369622689,0.53422619047619047,0.54999999999999993,0.56994818652849744,0.83499999999999996,0.83499999999999996,0.83499999999999996,0.83499999999999996,0.83499999999999996,0.83499999999999996,0.83499999999999996,{"$f":"Y16*C16+($A$4-80)*AF16*$A$16/1000","v":11.910000000000002},{"$f":"Z16*E16+($A$4-80)*AG16*$A$16/1000","v":11.55},{"$f":"AA16*G16+($A$4-80)*AH16*$A$16/1000","v":11.18},{"$f":"AB16*I16+($A$4-80)*AI16*$A$16/1000","v":10.975},{"$f":"AC16*K16+($A$4-80)*AJ16*$A$16/1000","v":10.770000000000001},{"$f":"AD16*M16+($A$4-80)*AK16*$A$16/1000","v":10.34},{"$f":"AE16*O16+($A$4-80)*AL16*$A$16/1000","v":9.9}]
[null,67,21.66,15.000000000000002,20.65,14.64,19.55,14.240000000000002,18.954999999999998,14.030000000000001,18.36,13.82,17.11,13.38,15.8,12.92,null,1.1222797927461139,1.0699481865284972,1.0129533678756477,0.98212435233160611,0.95129533678756473,0.88652849740932638,0.81865284974093266,0.69252077562326875,0.70895883777239721,0.72838874680306909,0.74017409654444755,0.75272331154684102,0.78199883109292823,0.81772151898734169,0.83499999999999996,0.83499999999999996,0.83499999999999996,0.83499999999999996,0.83499999999999996,0.83499999999999996,0.83499999999999996,{"$f":"Y17*C17+($A$4-80)*AF17*$A$16/1000","v":15.000000000000002},{"$f":"Z17*E17+($A$4-80)*AG17*$A$16/1000","v":14.64},{"$f":"AA17*G17+($A$4-80)*AH17*$A$16/1000","v":14.240000000000002},{"$f":"AB17*I17+($A$4-80)*AI17*$A$16/1000","v":14.030000000000001},{"$f":"AC17*K17+($A$4-80)*AJ17*$A$16/1000","v":13.82},{"$f":"AD17*M17+($A$4-80)*AK17*$A$16/1000","v":13.38},{"$f":"AE17*O17+($A$4-80)*AL17*$A$16/1000","v":12.92}]
[null,62,20.03,20.03,19.25,19.25,18.38,18.38,17.920000000000002,17.920000000000002,17.46,17.46,16.47,16.47,15.41,15.41,null,1.0378238341968913,0.99740932642487046,0.95233160621761648,0.92849740932642488,0.90466321243523318,0.85336787564766825,0.79844559585492225,1,1,1,1,1,1,1,0.83499999999999996,0.83499999999999996,0.83499999999999996,0.83499999999999996,0.83499999999999996,0.83499999999999996,0.83499999999999996,20.03,{"$f":"Z18*E18+($A$4-80)*AG18*$A$16/1000","v":19.25},{"$f":"AA18*G18+($A$4-80)*AH18*$A$16/1000","v":18.38},17.920000000000002,17.46,16.47,15.41]
[null,57,20,20,19.22,19.22,18.36,18.36,17.899999999999999,17.899999999999999,17.440000000000001,17.440000000000001,16.45,16.45,15.39,15.39,null,1.0362694300518134,0.99585492227979266,0.95129533678756473,0.92746113989637291,0.90362694300518143,0.8523316062176165,0.7974093264248705,1,1,1,1,1,1,1,0.83499999999999996,0.83499999999999996,0.83499999999999996,0.83499999999999996,0.83499999999999996,0.83499999999999996,0.83499999999999996,20,{"$f":"Z19*E19+($A$4-80)*AG19*$A$16/1000","v":19.22},{"$f":"AA19*G19+($A$4-80)*AH19*$A$16/1000","v":18.36},17.899999999999999,17.440000000000001,16.45,15.39]

{"sheet":"CA16NA_24","index":18,"n_rows":19,"n_cols":45,"rows_kept":19,"cut":false,"hidden":true,"merged":[[2,0,2,1],[2,2,2,15],[3,2,3,3],[3,4,3,5],[3,6,3,7],[3,8,3,9],[3,10,3,11],[3,12,3,13],[3,14,3,15],[5,2,6,2],[5,3,6,3],[5,4,6,4],[5,5,6,5],[5,6,6,6],[5,7,6,7],[5,8,6,8],[4,0,6,0],[4,1,6,1],[4,2,4,3],[4,4,4,5],[4,6,4,7],[4,8,4,9],[5,9,6,9],[5,10,6,10],[5,11,6,11],[5,12,6,12],[5,13,6,13],[5,14,6,14],[5,15,6,15],[4,10,4,11],[4,12,4,13],[4,14,4,15],[7,0,10,0],[11,0,14,0],[15,0,18,0],[22,4,22,15],[23,4,23,5],[23,6,23,7],[23,8,23,9],[23,10,23,11],[23,12,23,13],[23,14,23,15],[25,12,26,12],[25,13,26,13],[25,14,26,14],[25,15,26,15],[27,0,30,0],[31,0,34,0],[24,12,24,13],[24,14,24,15],[25,4,26,4],[25,5,26,5],[25,6,26,6],[25,7,26,7],[25,8,26,8],[25,9,26,9],[25,10,26,10],[25,11,26,11],[24,0,26,0],[24,1,26,1],[24,4,24,5],[24,6,24,7],[24,8,24,9],[24,10,24,11],[35,0,38,0],[41,0,42,1],[41,4,41,15],[42,4,42,5],[42,6,42,7],[42,8,42,9],[42,10,42,11],[42,12,42,13],[42,14,42,15],[44,12,45,12],[44,13,45,13],[44,14,45,14],[44,15,45,15],[46,0,49,0],[50,0,53,0],[43,12,43,13],[43,14,43,15],[44,4,45,4],[44,5,45,5],[44,6,45,6],[44,7,45,7],[44,8,45,8],[44,9,45,9],[44,10,45,10],[44,11,45,11],[43,0,45,0],[43,1,45,1],[43,4,43,5],[43,6,43,7],[43,8,43,9],[43,10,43,11],[54,0,57,0],[60,0,61,1],[60,4,60,15],[61,4,61,5],[61,6,61,7],[61,8,61,9],[61,10,61,11],[61,12,61,13],[61,14,61,15],[63,12,64,12],[63,13,64,13],[63,14,64,14],[63,15,64,15],[65,0,68,0],[69,0,72,0],[62,12,62,13],[62,14,62,15],[63,4,64,4],[63,5,64,5],[63,6,64,6],[63,7,64,7],[63,8,64,8],[63,9,64,9],[63,10,64,10],[63,11,64,11],[62,0,64,0],[62,1,64,1],[62,4,62,5],[62,6,62,7],[62,8,62,9],[62,10,62,11],[73,0,76,0],[79,0,80,1],[79,4,79,15],[80,4,80,5],[80,6,80,7],[80,8,80,9],[80,10,80,11],[80,12,80,13],[80,14,80,15],[82,12,83,12],[82,13,83,13],[82,14,83,14],[82,15,83,15],[84,0,87,0],[88,0,91,0],[81,12,81,13],[81,14,81,15],[82,4,83,4],[82,5,83,5],[82,6,83,6],[82,7,83,7],[82,8,83,8],[82,9,83,9],[82,10,83,10],[82,11,83,11],[81,0,83,0],[81,1,83,1],[81,4,81,5],[81,6,81,7],[81,8,81,9],[81,10,81,11],[92,0,95,0],[98,0,99,1],[98,4,98,15],[99,4,99,5],[99,6,99,7],[99,8,99,9],[99,10,99,11],[99,12,99,13],[99,14,99,15],[101,12,102,12],[101,13,102,13],[101,14,102,14],[101,15,102,15],[103,0,106,0],[107,0,110,0],[100,12,100,13],[100,14,100,15],[101,4,102,4],[101,5,102,5],[101,6,102,6],[101,7,102,7],[101,8,102,8],[101,9,102,9],[101,10,102,10],[101,11,102,11],[100,0,102,0],[100,1,102,1],[100,4,100,5],[100,6,100,7],[100,8,100,9],[100,10,100,11],[111,0,114,0],[117,0,118,1],[117,4,117,15],[118,4,118,5],[118,6,118,7],[118,8,118,9],[118,10,118,11],[118,12,118,13],[118,14,118,15],[130,0,133,0],[120,12,121,12],[120,13,121,13],[120,14,121,14],[120,15,121,15],[122,0,125,0],[126,0,129,0],[119,12,119,13],[119,14,119,15],[120,4,121,4],[120,5,121,5],[120,6,121,6],[120,7,121,7],[120,8,121,8],[120,9,121,9],[120,10,121,10],[120,11,121,11],[119,0,121,0],[119,1,121,1],[119,4,119,5],[119,6,119,7],[119,8,119,9],[119,10,119,11]]}
[]
["CA16NA_24"]
["Evaporator Air \n",null,"Condenser  Entering Air Temperature ˚F"]
[80,"°F DB",75,null,85,null,95,null,100,null,105,null,115,null,125]
["CFM","EWB†\n˚F","Capacity Mbtuh",null,"Capacity Mbtuh",null,"Capacity Mbtuh",null,"Capacity Mbtuh",null,"Capacity Mbtuh",null,"Capacity Mbtuh",null,"Capacity Mbtuh"]
[null,null,"Total","Sens.","Total","Sens.","Total","Sens.","Total","Sens.","Total","Sens.","Total","Sens.","Total","Sens."]
[null,null,null,null,null,null,null,null,null,null,null,null,null,null,null,null,null,"Total Factors",null,null,null,null,null,null,"Sens. %",null,null,null,null,null,null,"IDB Adj",null,null,null,null,null,null,"Sens Calc"]
[700,72,{"$f":"R8*$G$13","v":30.486895161290324},{"$f":"IF(AM8>C8,C8,AM8)","v":14.796169354838712},{"$f":"S8*$G$13","v":29.088508064516127},{"$f":"IF(AN8>E8,E8,AN8)","v":14.312903225806451},{"$f":"T8*$G$13","v":27.59758064516129},{"$f":"IF(AO8>G8,G8,AO8)","v":13.798790322580645},{"$f":"U8*$G$13","v":26.816129032258061},{"$f":"IF(AP8>I8,I8,AP8)","v":13.536592741935481},{"$f":"V8*$G$13","v":26.034677419354839},{"$f":"IF(AQ8>K8,K8,AQ8)","v":13.274395161290323},{"$f":"W8*$G$13","v":24.379233870967742},{"$f":"IF(AR8>M8,M8,AR8)","v":12.719153225806451},{"$f":"X8*$G$13","v":22.620967741935484},{"$f":"IF(AS8>O8,O8,AS8)","v":12.133064516129032},null,1.1955645161290323,1.1407258064516128,1.082258064516129,1.0516129032258064,1.0209677419354839,0.9560483870967742,0.88709677419354838,0.48532883642495789,0.49204665959703076,0.5,0.50479294478527603,0.50987361769352291,0.52172079291438211,0.53636363636363638,0.83499999999999996,0.83499999999999996,0.83499999999999996,0.83499999999999996,0.83499999999999996,0.83499999999999996,0.83499999999999996,{"$f":"Y8*C8+($A$4-80)*AF8*$A$8/1000","v":14.796169354838712},{"$f":"Z8*E8+($A$4-80)*AG8*$A$8/1000","v":14.312903225806451},{"$f":"AA8*G8+($A$4-80)*AH8*$A$8/1000","v":13.798790322580645},{"$f":"AB8*I8+($A$4-80)*AI8*$A$8/1000","v":13.536592741935481},{"$f":"AC8*K8+($A$4-80)*AJ8*$A$8/1000","v":13.274395161290323},{"$f":"AD8*M8+($A$4-80)*AK8*$A$8/1000","v":12.719153225806451},{"$f":"AE8*O8+($A$4-80)*AL8*$A$8/1000","v":12.133064516129032}]
[null,67,27.690120967741937,18.127620967741937,26.404838709677417,{"$f":"IF(AN9>E9,E9,AN9)","v":17.634072580645157},{"$f":"T9*$G$13","v":25.057862903225807},{"$f":"IF(AO9>G9,G9,AO9)","v":17.119959677419352},24.343245967741936,{"$f":"IF(AP9>I9,I9,AP9)","v":16.852620967741935},23.628629032258065,{"$f":"IF(AQ9>K9,K9,AQ9)","v":16.585282258064517},22.117137096774197,{"$f":"IF(AR9>M9,M9,AR9)","v":16.019758064516132},20.502822580645162,{"$f":"IF(AS9>O9,O9,AS9)","v":15.433669354838708},null,1.0858870967741936,1.0354838709677419,0.98266129032258065,0.95463709677419351,0.92661290322580647,0.86733870967741944,0.80403225806451617,0.65466023022651321,0.66783489096573201,0.68321707016823952,0.69229144667370646,0.70191470844212356,0.72431427243142721,0.75275827482447333,0.83499999999999996,0.83499999999999996,0.83499999999999996,0.83499999999999996,0.83499999999999996,0.83499999999999996,0.83499999999999996,{"$f":"Y9*C9+($A$4-80)*AF9*$A$8/1000","v":18.127620967741937},{"$f":"Z9*E9+($A$4-80)*AG9*$A$8/1000","v":17.634072580645157},{"$f":"AA9*G9+($A$4-80)*AH9*$A$8/1000","v":17.119959677419352},{"$f":"AB9*I9+($A$4-80)*AI9*$A$8/1000","v":16.852620967741935},{"$f":"AC9*K9+($A$4-80)*AJ9*$A$8/1000","v":16.585282258064517},{"$f":"AD9*M9+($A$4-80)*AK9*$A$8/1000","v":16.019758064516132},{"$f":"AE9*O9+($A$4-80)*AL9*$A$8/1000","v":15.433669354838708}]
[null,62,25.191532258064516,21.387096774193552,24.050201612903226,20.893548387096775,{"$f":"T10*$G$13","v":22.847177419354836},20.36915322580645,22.230241935483868,20.970665322580643,21.613306451612903,21.572177419354837,20.471975806451614,20.471975806451614,19.258669354838709,19.258669354838709,null,0.98790322580645162,0.94314516129032255,0.89596774193548379,0.87177419354838692,0.84758064516129028,0.80282258064516132,0.75524193548387097,0.84897959183673477,0.86874732791791365,0.89153915391539151,0.94333950046253479,0.99809705042816366,1,1,0.83499999999999996,0.83499999999999996,0.83499999999999996,0.83499999999999996,0.83499999999999996,0.83499999999999996,0.83499999999999996,21.387096774193552,{"$f":"Z10*E10+($A$4-80)*AG10*$A$8/1000","v":20.893548387096775},{"$f":"AA10*G10+($A$4-80)*AH10*$A$8/1000","v":20.36915322580645},20.970665322580643,21.572177419354837,20.471975806451614,19.258669354838709]
[null,57,24.502620967741933,24.502620967741933,23.597782258064512,23.597782258064512,{"$f":"T11*$G$13","v":22.610685483870967},22.610685483870967,22.091431451612902,22.091431451612902,21.572177419354837,21.572177419354837,20.441129032258061,20.441129032258061,19.22782258064516,19.22782258064516,null,0.96088709677419348,0.92540322580645151,0.88669354838709669,0.86633064516129032,0.84596774193548385,0.80161290322580636,0.75403225806451613,1,1,1,1,1,1,1,0.83499999999999996,0.83499999999999996,0.83499999999999996,0.83499999999999996,0.83499999999999996,0.83499999999999996,0.83499999999999996,24.502620967741933,{"$f":"Z11*E11+($A$4-80)*AG11*$A$8/1000","v":23.597782258064512},{"$f":"AA11*G11+($A$4-80)*AH11*$A$8/1000","v":22.610685483870967},{"$f":"AB11*I11+($A$4-80)*AI11*$A$8/1000","v":22.091431451612902},21.572177419354837,20.441129032258061,19.22782258064516]
[800,72,31.031854838709673,15.577620967741934,29.592338709677417,15.094354838709673,{"$f":"T12*$G$13","v":28.039717741935483},14.569959677419357,27.222278225806452,14.302620967741937,26.404838709677417,14.035282258064514,24.687701612903226,13.469758064516128,22.878024193548384,12.883669354838707,null,1.2169354838709676,1.1604838709677419,1.0995967741935484,1.0675403225806452,1.0354838709677419,0.96814516129032258,0.89717741935483863,0.50198807157057657,0.5100764419735927,0.51961862852951968,0.5254013220018886,0.53154205607476634,0.54560599750104122,0.56314606741573026,0.83499999999999996,0.83499999999999996,0.83499999999999996,0.83499999999999996,0.83499999999999996,0.83499999999999996,0.83499999999999996,{"$f":"Y12*C12+($A$4-80)*AF12*$A$12/1000","v":15.577620967741934},{"$f":"Z12*E12+($A$4-80)*AG12*$A$12/1000","v":15.094354838709673},{"$f":"AA12*G12+($A$4-80)*AH12*$A$12/1000","v":14.569959677419357},{"$f":"AB12*I12+($A$4-80)*AI12*$A$12/1000","v":14.302620967741937},{"$f":"AC12*K12+($A$4-80)*AJ12*$A$12/1000","v":14.035282258064514},{"$f":"AD12*M12+($A$4-80)*AK12*$A$12/1000","v":13.469758064516128},{"$f":"AE12*O12+($A$4-80)*AL12*$A$12/1000","v":12.883669354838707}]
[null,67,28.265927419354838,19.392338709677421,26.918951612903225,18.888508064516131,25.5,18.364112903225806,24.754536290322584,18.08649193548387,24.00907258064516,17.808870967741932,22.435887096774195,17.243346774193551,20.780443548387098,16.636693548387097,null,1.1084677419354838,1.0556451612903226,1,0.97076612903225812,0.94153225806451613,0.87983870967741939,0.8149193548387097,0.68606766096762462,0.70168067226890762,0.72016129032258058,0.73063343717549312,0.74175588865096354,0.76856095325389551,0.80059376546264216,0.83499999999999996,0.83499999999999996,0.83499999999999996,0.83499999999999996,0.83499999999999996,0.83499999999999996,0.83499999999999996,{"$f":"Y13*C13+($A$4-80)*AF13*$A$12/1000","v":19.392338709677421},{"$f":"Z13*E13+($A$4-80)*AG13*$A$12/1000","v":18.888508064516131},{"$f":"AA13*G13+($A$4-80)*AH13*$A$12/1000","v":18.364112903225806},{"$f":"AB13*I13+($A$4-80)*AI13*$A$12/1000","v":18.08649193548387},{"$f":"AC13*K13+($A$4-80)*AJ13*$A$12/1000","v":17.808870967741932},{"$f":"AD13*M13+($A$4-80)*AK13*$A$12/1000","v":17.243346774193551},{"$f":"AE13*O13+($A$4-80)*AL13*$A$12/1000","v":16.636693548387097}]
[null,62,25.839314516129029,23.093951612903226,24.687701612903226,24.574596774193544,{"$f":"T14*$G$13","v":23.618346774193547},23.618346774193547,23.052822580645163,23.052822580645163,22.487298387096775,22.487298387096775,21.273991935483874,21.273991935483874,19.978427419354837,19.978427419354837,null,1.0133064516129031,0.96814516129032258,0.92620967741935478,0.90403225806451615,0.8818548387096774,0.83427419354838717,0.78346774193548385,0.89375248706725041,0.99541857559350255,1,1,1,1,1,0.83499999999999996,0.83499999999999996,0.83499999999999996,0.83499999999999996,0.83499999999999996,0.83499999999999996,0.83499999999999996,23.093951612903226,{"$f":"Z14*E14+($A$4-80)*AG14*$A$12/1000","v":24.574596774193544},{"$f":"AA14*G14+($A$4-80)*AH14*$A$12/1000","v":23.618346774193547},23.052822580645163,22.487298387096775,21.273991935483874,19.978427419354837]
[null,57,25.613104838709678,25.613104838709678,24.626008064516128,24.626008064516128,23.577217741935485,23.577217741935485,23.011693548387093,23.011693548387093,22.446169354838705,22.446169354838705,21.243145161290322,21.243145161290322,19.947580645161288,19.947580645161288,null,1.0044354838709677,0.96572580645161288,0.92459677419354835,0.90241935483870961,0.88024193548387086,0.83306451612903221,0.782258064516129,1,1,1,1,1,1,1,0.83499999999999996,0.83499999999999996,0.83499999999999996,0.83499999999999996,0.83499999999999996,0.83499999999999996,0.83499999999999996,25.613104838709678,{"$f":"Z15*E15+($A$4-80)*AG15*$A$12/1000","v":24.626008064516128},{"$f":"AA15*G15+($A$4-80)*AH15*$A$12/1000","v":23.577217741935485},23.011693548387093,22.446169354838705,21.243145161290322,19.947580645161288]
[900,72,31.42258064516129,16.328225806451616,29.952217741935485,15.834677419354838,28.348185483870964,15.310282258064515,27.505040322580644,15.037802419354838,26.661895161290317,14.76532258064516,24.903629032258063,14.199798387096775,23.042540322580642,13.603427419354837,null,1.232258064516129,1.1745967741935484,1.1116935483870967,1.0786290322580645,1.0455645161290321,0.97661290322580641,0.90362903225806446,0.51963350785340323,0.52866460693443185,0.54007979688066743,0.54672897196261683,0.55379868877747784,0.57018992568125526,0.59036144578313254,0.83499999999999996,0.83499999999999996,0.83499999999999996,0.83499999999999996,0.83499999999999996,0.83499999999999996,0.83499999999999996,{"$f":"Y16*C16+($A$4-80)*AF16*$A$16/1000","v":16.328225806451616},{"$f":"Z16*E16+($A$4-80)*AG16*$A$16/1000","v":15.834677419354838},{"$f":"AA16*G16+($A$4-80)*AH16*$A$16/1000","v":15.310282258064515},{"$f":"AB16*I16+($A$4-80)*AI16*$A$16/1000","v":15.037802419354838},{"$f":"AC16*K16+($A$4-80)*AJ16*$A$16/1000","v":14.76532258064516},{"$f":"AD16*M16+($A$4-80)*AK16*$A$16/1000","v":14.199798387096775},{"$f":"AE16*O16+($A$4-80)*AL16*$A$16/1000","v":13.603427419354837}]
[null,67,28.677217741935483,20.605645161290319,27.278830645161293,20.091532258064518,25.818749999999998,19.556854838709675,25.05272177419355,19.27923387096774,24.286693548387095,19.001612903225805,22.672379032258064,18.415524193548386,20.9758064516129,17.798588709677418,null,1.1245967741935483,1.0697580645161291,1.0125,0.98245967741935492,0.95241935483870965,0.88911290322580649,0.82258064516129026,0.71853711007529575,0.73652468903128532,0.75746714456391873,0.76954648060742858,0.78238780694326837,0.81224489795918364,0.84852941176470587,0.83499999999999996,0.83499999999999996,0.83499999999999996,0.83499999999999996,0.83499999999999996,0.83499999999999996,0.83499999999999996,{"$f":"Y17*C17+($A$4-80)*AF17*$A$16/1000","v":20.605645161290319},{"$f":"Z17*E17+($A$4-80)*AG17*$A$16/1000","v":20.091532258064518},{"$f":"AA17*G17+($A$4-80)*AH17*$A$16/1000","v":19.556854838709675},{"$f":"AB17*I17+($A$4-80)*AI17*$A$16/1000","v":19.27923387096774},{"$f":"AC17*K17+($A$4-80)*AJ17*$A$16/1000","v":19.001612903225805},{"$f":"AD17*M17+($A$4-80)*AK17*$A$16/1000","v":18.415524193548386},{"$f":"AE17*O17+($A$4-80)*AL17*$A$16/1000","v":17.798588709677418}]
[null,62,26.579637096774196,26.579637096774196,25.520564516129031,25.520564516129031,24.399798387096773,24.399798387096773,23.803427419354836,23.803427419354836,23.207056451612903,23.207056451612903,21.921774193548387,21.921774193548387,20.543951612903225,20.543951612903225,null,1.0423387096774195,1.0008064516129032,0.95685483870967736,0.93346774193548376,0.91008064516129028,0.85967741935483866,0.8056451612903226,1,1,1,1,1,1,1,0.83499999999999996,0.83499999999999996,0.83499999999999996,0.83499999999999996,0.83499999999999996,0.83499999999999996,0.83499999999999996,26.579637096774196,{"$f":"Z18*E18+($A$4-80)*AG18*$A$16/1000","v":25.520564516129031},{"$f":"AA18*G18+($A$4-80)*AH18*$A$16/1000","v":24.399798387096773},23.803427419354836,23.207056451612903,21.921774193548387,20.543951612903225]
[null,57,26.538508064516126,26.538508064516126,25.489717741935483,25.489717741935483,24.368951612903224,24.368951612903224,23.772580645161288,23.772580645161288,23.176209677419354,23.176209677419354,21.901209677419356,21.901209677419356,20.523387096774194,20.523387096774194,null,1.0407258064516127,0.99959677419354831,0.95564516129032251,0.93225806451612891,0.90887096774193543,0.8588709677419355,0.80483870967741933,1,1,1,1,1,1,1,0.83499999999999996,0.83499999999999996,0.83499999999999996,0.83499999999999996,0.83499999999999996,0.83499999999999996,0.83499999999999996,26.538508064516126,{"$f":"Z19*E19+($A$4-80)*AG19*$A$16/1000","v":25.489717741935483},{"$f":"AA19*G19+($A$4-80)*AH19*$A$16/1000","v":24.368951612903224},23.772580645161288,23.176209677419354,21.901209677419356,20.523387096774194]

{"sheet":"CA16NA_30","index":19,"n_rows":19,"n_cols":45,"rows_kept":19,"cut":false,"hidden":true,"merged":[[2,0,2,1],[2,2,2,15],[3,2,3,3],[3,4,3,5],[3,6,3,7],[3,8,3,9],[3,10,3,11],[3,12,3,13],[3,14,3,15],[5,2,6,2],[5,3,6,3],[5,4,6,4],[5,5,6,5],[5,6,6,6],[5,7,6,7],[5,8,6,8],[4,0,6,0],[4,1,6,1],[4,2,4,3],[4,4,4,5],[4,6,4,7],[4,8,4,9],[5,9,6,9],[5,10,6,10],[5,11,6,11],[5,12,6,12],[5,13,6,13],[5,14,6,14],[5,15,6,15],[4,10,4,11],[4,12,4,13],[4,14,4,15],[7,0,10,0],[11,0,14,0],[15,0,18,0],[22,4,22,15],[23,4,23,5],[23,6,23,7],[23,8,23,9],[23,10,23,11],[23,12,23,13],[23,14,23,15],[25,12,26,12],[25,13,26,13],[25,14,26,14],[25,15,26,15],[27,0,30,0],[31,0,34,0],[24,12,24,13],[24,14,24,15],[25,4,26,4],[25,5,26,5],[25,6,26,6],[25,7,26,7],[25,8,26,8],[25,9,26,9],[25,10,26,10],[25,11,26,11],[24,0,26,0],[24,1,26,1],[24,4,24,5],[24,6,24,7],[24,8,24,9],[24,10,24,11],[35,0,38,0],[41,0,42,1],[41,4,41,15],[42,4,42,5],[42,6,42,7],[42,8,42,9],[42,10,42,11],[42,12,42,13],[42,14,42,15],[44,12,45,12],[44,13,45,13],[44,14,45,14],[44,15,45,15],[46,0,49,0],[50,0,53,0],[43,12,43,13],[43,14,43,15],[44,4,45,4],[44,5,45,5],[44,6,45,6],[44,7,45,7],[44,8,45,8],[44,9,45,9],[44,10,45,10],[44,11,45,11],[43,0,45,0],[43,1,45,1],[43,4,43,5],[43,6,43,7],[43,8,43,9],[43,10,43,11],[54,0,57,0],[60,0,61,1],[60,4,60,15],[61,4,61,5],[61,6,61,7],[61,8,61,9],[61,10,61,11],[61,12,61,13],[61,14,61,15],[63,12,64,12],[63,13,64,13],[63,14,64,14],[63,15,64,15],[65,0,68,0],[69,0,72,0],[62,12,62,13],[62,14,62,15],[63,4,64,4],[63,5,64,5],[63,6,64,6],[63,7,64,7],[63,8,64,8],[63,9,64,9],[63,10,64,10],[63,11,64,11],[62,0,64,0],[62,1,64,1],[62,4,62,5],[62,6,62,7],[62,8,62,9],[62,10,62,11],[73,0,76,0],[79,0,80,1],[79,4,79,15],[80,4,80,5],[80,6,80,7],[80,8,80,9],[80,10,80,11],[80,12,80,13],[80,14,80,15],[82,12,83,12],[82,13,83,13],[82,14,83,14],[82,15,83,15],[84,0,87,0],[88,0,91,0],[81,12,81,13],[81,14,81,15],[82,4,83,4],[82,5,83,5],[82,6,83,6],[82,7,83,7],[82,8,83,8],[82,9,83,9],[82,10,83,10],[82,11,83,11],[81,0,83,0],[81,1,83,1],[81,4,81,5],[81,6,81,7],[81,8,81,9],[81,10,81,11],[92,0,95,0],[98,0,99,1],[98,4,98,15],[99,4,99,5],[99,6,99,7],[99,8,99,9],[99,10,99,11],[99,12,99,13],[99,14,99,15],[101,12,102,12],[101,13,102,13],[101,14,102,14],[101,15,102,15],[103,0,106,0],[107,0,110,0],[100,12,100,13],[100,14,100,15],[101,4,102,4],[101,5,102,5],[101,6,102,6],[101,7,102,7],[101,8,102,8],[101,9,102,9],[101,10,102,10],[101,11,102,11],[100,0,102,0],[100,1,102,1],[100,4,100,5],[100,6,100,7],[100,8,100,9],[100,10,100,11],[111,0,114,0],[117,0,118,1],[117,4,117,15],[118,4,118,5],[118,6,118,7],[118,8,118,9],[118,10,118,11],[118,12,118,13],[118,14,118,15],[130,0,133,0],[120,12,121,12],[120,13,121,13],[120,14,121,14],[120,15,121,15],[122,0,125,0],[126,0,129,0],[119,12,119,13],[119,14,119,15],[120,4,121,4],[120,5,121,5],[120,6,121,6],[120,7,121,7],[120,8,121,8],[120,9,121,9],[120,10,121,10],[120,11,121,11],[119,0,121,0],[119,1,121,1],[119,4,119,5],[119,6,119,7],[119,8,119,9],[119,10,119,11]]}
[]
["CA16NA_30"]
["Evaporator Air \n",null,"Condenser  Entering Air Temperature ˚F"]
[80,"°F DB",75,null,85,null,95,null,100,null,105,null,115,null,125]
["CFM","EWB†\n˚F","Capacity Mbtuh",null,"Capacity Mbtuh",null,"Capacity Mbtuh",null,"Capacity Mbtuh",null,"Capacity Mbtuh",null,"Capacity Mbtuh",null,"Capacity Mbtuh"]
[null,null,"Total","Sens.","Total","Sens.","Total","Sens.","Total","Sens.","Total","Sens.","Total","Sens.","Total","Sens."]
[null,null,null,null,null,null,null,null,null,null,null,null,null,null,null,null,null,"Total Factors",null,null,null,null,null,null,"Sens. %",null,null,null,null,null,null,"IDB Adj",null,null,null,null,null,null,"Sens Calc"]
[875,72,{"$f":"R8*$G$13","v":34.81},{"$f":"IF(AM8>C8,C8,AM8)","v":17.02},{"$f":"S8*$G$13","v":33.26},{"$f":"IF(AN8>E8,E8,AN8)","v":16.489999999999998},{"$f":"T8*$G$13","v":31.650000000000002},{"$f":"IF(AO8>G8,G8,AO8)","v":15.940000000000003},{"$f":"U8*$G$13","v":30.795000000000002},{"$f":"IF(AP8>I8,I8,AP8)","v":15.654999999999998},{"$f":"V8*$G$13","v":29.94},{"$f":"IF(AQ8>K8,K8,AQ8)","v":15.37},{"$f":"W8*$G$13","v":28.08},{"$f":"IF(AR8>M8,M8,AR8)","v":14.76},{"$f":"X8*$G$13","v":26.06},{"$f":"IF(AS8>O8,O8,AS8)","v":14.100000000000001},null,1.1921232876712329,1.1390410958904109,1.0839041095890412,1.0546232876712329,1.0253424657534247,0.96164383561643829,0.8924657534246575,0.48893995978167187,0.49579073962717979,0.50363349131121649,0.50836174703685655,0.51336005344021374,0.52564102564102566,0.54105909439754418,0.83499999999999996,0.83499999999999996,0.83499999999999996,0.83499999999999996,0.83499999999999996,0.83499999999999996,0.83499999999999996,{"$f":"Y8*C8+($A$4-80)*AF8*$A$8/1000","v":17.02},{"$f":"Z8*E8+($A$4-80)*AG8*$A$8/1000","v":16.489999999999998},{"$f":"AA8*G8+($A$4-80)*AH8*$A$8/1000","v":15.940000000000003},{"$f":"AB8*I8+($A$4-80)*AI8*$A$8/1000","v":15.654999999999998},{"$f":"AC8*K8+($A$4-80)*AJ8*$A$8/1000","v":15.37},{"$f":"AD8*M8+($A$4-80)*AK8*$A$8/1000","v":14.76},{"$f":"AE8*O8+($A$4-80)*AL8*$A$8/1000","v":14.100000000000001}]
[null,67,31.640000000000004,20.98,30.23,{"$f":"IF(AN9>E9,E9,AN9)","v":20.440000000000001},{"$f":"T9*$G$13","v":28.75},{"$f":"IF(AO9>G9,G9,AO9)","v":19.89},27.96,{"$f":"IF(AP9>I9,I9,AP9)","v":19.594999999999999},27.17,{"$f":"IF(AQ9>K9,K9,AQ9)","v":19.3},25.46,{"$f":"IF(AR9>M9,M9,AR9)","v":18.68},23.59,{"$f":"IF(AS9>O9,O9,AS9)","v":18},null,1.0835616438356166,1.0352739726027398,0.9845890410958904,0.95753424657534247,0.93047945205479465,0.87191780821917808,0.80787671232876712,0.66308470290771171,0.6761495203440292,0.69182608695652181,0.70082260371959937,0.7103422892896577,0.73369992144540452,0.7630351844001696,0.83499999999999996,0.83499999999999996,0.83499999999999996,0.83499999999999996,0.83499999999999996,0.83499999999999996,0.83499999999999996,{"$f":"Y9*C9+($A$4-80)*AF9*$A$8/1000","v":20.98},{"$f":"Z9*E9+($A$4-80)*AG9*$A$8/1000","v":20.440000000000001},{"$f":"AA9*G9+($A$4-80)*AH9*$A$8/1000","v":19.89},{"$f":"AB9*I9+($A$4-80)*AI9*$A$8/1000","v":19.594999999999999},{"$f":"AC9*K9+($A$4-80)*AJ9*$A$8/1000","v":19.3},{"$f":"AD9*M9+($A$4-80)*AK9*$A$8/1000","v":18.68},{"$f":"AE9*O9+($A$4-80)*AL9*$A$8/1000","v":18}]
[null,62,28.91,24.88,27.64,24.33,{"$f":"T10*$G$13","v":26.34},23.74,25.71,24.409999999999997,25.08,25.08,23.77,23.77,22.33,22.33,null,0.99006849315068501,0.94657534246575348,0.90205479452054793,0.88047945205479461,0.85890410958904106,0.81404109589041096,0.76472602739726026,0.86060186786579029,0.88024602026049192,0.90129081245254361,0.9494360171139633,1,1,1,0.83499999999999996,0.83499999999999996,0.83499999999999996,0.83499999999999996,0.83499999999999996,0.83499999999999996,0.83499999999999996,24.88,{"$f":"Z10*E10+($A$4-80)*AG10*$A$8/1000","v":24.33},{"$f":"AA10*G10+($A$4-80)*AH10*$A$8/1000","v":23.74},24.409999999999997,25.08,23.77,22.33]
[null,57,28.34,28.34,27.32,27.32,{"$f":"T11*$G$13","v":26.23},26.23,25.634999999999998,25.634999999999998,25.04,25.04,23.74,23.74,22.29,22.29,null,0.97054794520547949,0.93561643835616437,0.89828767123287678,0.87791095890410953,0.8575342465753425,0.81301369863013695,0.76335616438356169,1,1,1,1,1,1,1,0.83499999999999996,0.83499999999999996,0.83499999999999996,0.83499999999999996,0.83499999999999996,0.83499999999999996,0.83499999999999996,28.34,{"$f":"Z11*E11+($A$4-80)*AG11*$A$8/1000","v":27.32},{"$f":"AA11*G11+($A$4-80)*AH11*$A$8/1000","v":26.23},{"$f":"AB11*I11+($A$4-80)*AI11*$A$8/1000","v":25.634999999999998},25.04,23.74,22.29]
[1000,72,35.4,17.920000000000002,33.78,17.38,{"$f":"T12*$G$13","v":32.11},16.829999999999998,31.220000000000002,16.540000000000003,30.33,16.25,28.41,15.63,26.33,14.96,null,1.2123287671232876,1.1568493150684933,1.0996575342465753,1.0691780821917809,1.0386986301369863,0.97294520547945207,0.90171232876712326,0.50621468926553681,0.51450562462995852,0.52413578324509491,0.52978859705317105,0.53577316188592161,0.5501583949313622,0.56817318647930126,0.83499999999999996,0.83499999999999996,0.83499999999999996,0.83499999999999996,0.83499999999999996,0.83499999999999996,0.83499999999999996,{"$f":"Y12*C12+($A$4-80)*AF12*$A$12/1000","v":17.920000000000002},{"$f":"Z12*E12+($A$4-80)*AG12*$A$12/1000","v":17.38},{"$f":"AA12*G12+($A$4-80)*AH12*$A$12/1000","v":16.829999999999998},{"$f":"AB12*I12+($A$4-80)*AI12*$A$12/1000","v":16.540000000000003},{"$f":"AC12*K12+($A$4-80)*AJ12*$A$12/1000","v":16.25},{"$f":"AD12*M12+($A$4-80)*AK12*$A$12/1000","v":15.63},{"$f":"AE12*O12+($A$4-80)*AL12*$A$12/1000","v":14.96}]
[null,67,32.21,22.42,30.73,21.88,29.2,21.32,28.384999999999998,21.02,27.57,20.72,25.8,20.079999999999998,23.88,19.39,null,1.103082191780822,1.0523972602739726,1,0.97208904109589034,0.9441780821917809,0.88356164383561653,0.81780821917808222,0.69605712511642348,0.71200780995769597,0.73013698630136992,0.7405319711115026,0.75154153064925644,0.77829457364341081,0.81197654941373543,0.83499999999999996,0.83499999999999996,0.83499999999999996,0.83499999999999996,0.83499999999999996,0.83499999999999996,0.83499999999999996,{"$f":"Y13*C13+($A$4-80)*AF13*$A$12/1000","v":22.42},{"$f":"Z13*E13+($A$4-80)*AG13*$A$12/1000","v":21.88},{"$f":"AA13*G13+($A$4-80)*AH13*$A$12/1000","v":21.32},{"$f":"AB13*I13+($A$4-80)*AI13*$A$12/1000","v":21.02},{"$f":"AC13*K13+($A$4-80)*AJ13*$A$12/1000","v":20.72},{"$f":"AD13*M13+($A$4-80)*AK13*$A$12/1000","v":20.079999999999998},{"$f":"AE13*O13+($A$4-80)*AL13*$A$12/1000","v":19.39}]
[null,62,29.63,29.37,28.47,28.47,{"$f":"T14*$G$13","v":27.3},27.3,26.664999999999999,26.664999999999999,26.03,26.03,24.65,24.65,23.12,23.12,null,1.0147260273972603,0.97499999999999998,0.93493150684931514,0.91318493150684932,0.89143835616438361,0.84417808219178081,0.7917808219178083,0.99122510968612898,1,1,1,1,1,1,0.83499999999999996,0.83499999999999996,0.83499999999999996,0.83499999999999996,0.83499999999999996,0.83499999999999996,0.83499999999999996,29.37,{"$f":"Z14*E14+($A$4-80)*AG14*$A$12/1000","v":28.47},{"$f":"AA14*G14+($A$4-80)*AH14*$A$12/1000","v":27.3},26.664999999999999,26.03,24.65,23.12]
[null,57,29.54,29.54,28.43,28.43,27.26,27.26,26.625,26.625,25.99,25.99,24.61,24.61,23.08,23.08,null,1.0116438356164383,0.97363013698630141,0.93356164383561646,0.91181506849315075,0.89006849315068493,0.84280821917808224,0.79041095890410951,1,1,1,1,1,1,1,0.83499999999999996,0.83499999999999996,0.83499999999999996,0.83499999999999996,0.83499999999999996,0.83499999999999996,0.83499999999999996,29.54,{"$f":"Z15*E15+($A$4-80)*AG15*$A$12/1000","v":28.43},{"$f":"AA15*G15+($A$4-80)*AH15*$A$12/1000","v":27.26},26.625,25.99,24.61,23.08]
[1125,72,35.82,18.779999999999998,34.159999999999997,18.239999999999998,32.43,17.670000000000002,31.515000000000001,17.380000000000003,30.599999999999998,17.09,28.63,16.46,26.5,15.79,null,1.2267123287671233,1.1698630136986301,1.1106164383561643,1.0792808219178083,1.047945205479452,0.98047945205479448,0.90753424657534254,0.52428810720268004,0.53395784543325531,0.54486586493987055,0.5514834205933683,0.55849673202614381,0.57492141110723027,0.59584905660377352,0.83499999999999996,0.83499999999999996,0.83499999999999996,0.83499999999999996,0.83499999999999996,0.83499999999999996,0.83499999999999996,{"$f":"Y16*C16+($A$4-80)*AF16*$A$16/1000","v":18.779999999999998},{"$f":"Z16*E16+($A$4-80)*AG16*$A$16/1000","v":18.239999999999998},{"$f":"AA16*G16+($A$4-80)*AH16*$A$16/1000","v":17.670000000000002},{"$f":"AB16*I16+($A$4-80)*AI16*$A$16/1000","v":17.380000000000003},{"$f":"AC16*K16+($A$4-80)*AJ16*$A$16/1000","v":17.09},{"$f":"AD16*M16+($A$4-80)*AK16*$A$16/1000","v":16.46},{"$f":"AE16*O16+($A$4-80)*AL16*$A$16/1000","v":15.79}]
[null,67,32.630000000000003,23.81,31.11,23.26,29.54,22.69,28.7,22.384999999999998,27.86,22.08,26.06,21.42,24.12,20.7,null,1.1174657534246577,1.0654109589041096,1.0116438356164383,0.98287671232876717,0.95410958904109588,0.8924657534246575,0.82602739726027408,0.72969659822249455,0.74766955962712955,0.76811103588354779,0.77996515679442502,0.79253409906676231,0.82194934765924799,0.85820895522388052,0.83499999999999996,0.83499999999999996,0.83499999999999996,0.83499999999999996,0.83499999999999996,0.83499999999999996,0.83499999999999996,{"$f":"Y17*C17+($A$4-80)*AF17*$A$16/1000","v":23.81},{"$f":"Z17*E17+($A$4-80)*AG17*$A$16/1000","v":23.26},{"$f":"AA17*G17+($A$4-80)*AH17*$A$16/1000","v":22.69},{"$f":"AB17*I17+($A$4-80)*AI17*$A$16/1000","v":22.384999999999998},{"$f":"AC17*K17+($A$4-80)*AJ17*$A$16/1000","v":22.08},{"$f":"AD17*M17+($A$4-80)*AK17*$A$16/1000","v":21.42},{"$f":"AE17*O17+($A$4-80)*AL17*$A$16/1000","v":20.7}]
[null,62,30.559999999999995,30.559999999999995,29.38,29.38,28.15,28.15,27.479999999999997,27.479999999999997,26.81,26.81,25.35,25.35,23.75,23.75,null,1.0465753424657533,1.0061643835616438,0.96404109589041098,0.94109589041095887,0.91815068493150687,0.86815068493150693,0.81335616438356162,1,1,1,1,1,1,1,0.83499999999999996,0.83499999999999996,0.83499999999999996,0.83499999999999996,0.83499999999999996,0.83499999999999996,0.83499999999999996,30.559999999999995,{"$f":"Z18*E18+($A$4-80)*AG18*$A$16/1000","v":29.38},{"$f":"AA18*G18+($A$4-80)*AH18*$A$16/1000","v":28.15},27.479999999999997,26.81,25.35,23.75]
[null,57,30.520000000000003,30.520000000000003,29.339999999999996,29.339999999999996,28.11,28.11,27.439999999999998,27.439999999999998,26.77,26.77,25.32,25.32,23.72,23.72,null,1.0452054794520549,1.0047945205479452,0.9626712328767123,0.93972602739726019,0.91678082191780819,0.86712328767123292,0.81232876712328761,1,1,1,1,1,1,1,0.83499999999999996,0.83499999999999996,0.83499999999999996,0.83499999999999996,0.83499999999999996,0.83499999999999996,0.83499999999999996,30.520000000000003,{"$f":"Z19*E19+($A$4-80)*AG19*$A$16/1000","v":29.339999999999996},{"$f":"AA19*G19+($A$4-80)*AH19*$A$16/1000","v":28.11},27.439999999999998,26.77,25.32,23.72]

{"sheet":"CA16NA_36","index":20,"n_rows":19,"n_cols":45,"rows_kept":19,"cut":false,"hidden":true,"merged":[[2,0,2,1],[2,2,2,15],[3,2,3,3],[3,4,3,5],[3,6,3,7],[3,8,3,9],[3,10,3,11],[3,12,3,13],[3,14,3,15],[5,2,6,2],[5,3,6,3],[5,4,6,4],[5,5,6,5],[5,6,6,6],[5,7,6,7],[5,8,6,8],[4,0,6,0],[4,1,6,1],[4,2,4,3],[4,4,4,5],[4,6,4,7],[4,8,4,9],[5,9,6,9],[5,10,6,10],[5,11,6,11],[5,12,6,12],[5,13,6,13],[5,14,6,14],[5,15,6,15],[4,10,4,11],[4,12,4,13],[4,14,4,15],[7,0,10,0],[11,0,14,0],[15,0,18,0],[22,4,22,15],[23,4,23,5],[23,6,23,7],[23,8,23,9],[23,10,23,11],[23,12,23,13],[23,14,23,15],[25,12,26,12],[25,13,26,13],[25,14,26,14],[25,15,26,15],[27,0,30,0],[31,0,34,0],[24,12,24,13],[24,14,24,15],[25,4,26,4],[25,5,26,5],[25,6,26,6],[25,7,26,7],[25,8,26,8],[25,9,26,9],[25,10,26,10],[25,11,26,11],[24,0,26,0],[24,1,26,1],[24,4,24,5],[24,6,24,7],[24,8,24,9],[24,10,24,11],[35,0,38,0],[41,0,42,1],[41,4,41,15],[42,4,42,5],[42,6,42,7],[42,8,42,9],[42,10,42,11],[42,12,42,13],[42,14,42,15],[44,12,45,12],[44,13,45,13],[44,14,45,14],[44,15,45,15],[46,0,49,0],[50,0,53,0],[43,12,43,13],[43,14,43,15],[44,4,45,4],[44,5,45,5],[44,6,45,6],[44,7,45,7],[44,8,45,8],[44,9,45,9],[44,10,45,10],[44,11,45,11],[43,0,45,0],[43,1,45,1],[43,4,43,5],[43,6,43,7],[43,8,43,9],[43,10,43,11],[54,0,57,0],[60,0,61,1],[60,4,60,15],[61,4,61,5],[61,6,61,7],[61,8,61,9],[61,10,61,11],[61,12,61,13],[61,14,61,15],[63,12,64,12],[63,13,64,13],[63,14,64,14],[63,15,64,15],[65,0,68,0],[69,0,72,0],[62,12,62,13],[62,14,62,15],[63,4,64,4],[63,5,64,5],[63,6,64,6],[63,7,64,7],[63,8,64,8],[63,9,64,9],[63,10,64,10],[63,11,64,11],[62,0,64,0],[62,1,64,1],[62,4,62,5],[62,6,62,7],[62,8,62,9],[62,10,62,11],[73,0,76,0],[79,0,80,1],[79,4,79,15],[80,4,80,5],[80,6,80,7],[80,8,80,9],[80,10,80,11],[80,12,80,13],[80,14,80,15],[82,12,83,12],[82,13,83,13],[82,14,83,14],[82,15,83,15],[84,0,87,0],[88,0,91,0],[81,12,81,13],[81,14,81,15],[82,4,83,4],[82,5,83,5],[82,6,83,6],[82,7,83,7],[82,8,83,8],[82,9,83,9],[82,10,83,10],[82,11,83,11],[81,0,83,0],[81,1,83,1],[81,4,81,5],[81,6,81,7],[81,8,81,9],[81,10,81,11],[92,0,95,0],[98,0,99,1],[98,4,98,15],[99,4,99,5],[99,6,99,7],[99,8,99,9],[99,10,99,11],[99,12,99,13],[99,14,99,15],[101,12,102,12],[101,13,102,13],[101,14,102,14],[101,15,102,15],[103,0,106,0],[107,0,110,0],[100,12,100,13],[100,14,100,15],[101,4,102,4],[101,5,102,5],[101,6,102,6],[101,7,102,7],[101,8,102,8],[101,9,102,9],[101,10,102,10],[101,11,102,11],[100,0,102,0],[100,1,102,1],[100,4,100,5],[100,6,100,7],[100,8,100,9],[100,10,100,11],[111,0,114,0],[117,0,118,1],[117,4,117,15],[118,4,118,5],[118,6,118,7],[118,8,118,9],[118,10,118,11],[118,12,118,13],[118,14,118,15],[130,0,133,0],[120,12,121,12],[120,13,121,13],[120,14,121,14],[120,15,121,15],[122,0,125,0],[126,0,129,0],[119,12,119,13],[119,14,119,15],[120,4,121,4],[120,5,121,5],[120,6,121,6],[120,7,121,7],[120,8,121,8],[120,9,121,9],[120,10,121,10],[120,11,121,11],[119,0,121,0],[119,1,121,1],[119,4,119,5],[119,6,119,7],[119,8,119,9],[119,10,119,11]]}
[]
["CA16NA_36"]
["Evaporator Air \n",null,"Condenser  Entering Air Temperature ˚F"]
[80,"°F DB",75,null,85,null,95,null,100,null,105,null,115,null,125]
["CFM","EWB†\n˚F","Capacity Mbtuh",null,"Capacity Mbtuh",null,"Capacity Mbtuh",null,"Capacity Mbtuh",null,"Capacity Mbtuh",null,"Capacity Mbtuh",null,"Capacity Mbtuh"]
[null,null,"Total","Sens.","Total","Sens.","Total","Sens.","Total","Sens.","Total","Sens.","Total","Sens.","Total","Sens."]
[null,null,null,null,null,null,null,null,null,null,null,null,null,null,null,null,null,"Total Factors",null,null,null,null,null,null,"Sens. %",null,null,null,null,null,null,"IDB Adj",null,null,null,null,null,null,"Sens Calc"]
[1050,72,{"$f":"R8*$G$13","v":41.54},{"$f":"IF(AM8>C8,C8,AM8)","v":20.61},{"$f":"S8*$G$13","v":39.67},{"$f":"IF(AN8>E8,E8,AN8)","v":19.95},{"$f":"T8*$G$13","v":37.71},{"$f":"IF(AO8>G8,G8,AO8)","v":19.27},{"$f":"U8*$G$13","v":36.659999999999997},{"$f":"IF(AP8>I8,I8,AP8)","v":18.914999999999999},{"$f":"V8*$G$13","v":35.609999999999992},{"$f":"IF(AQ8>K8,K8,AQ8)","v":18.559999999999995},{"$f":"W8*$G$13","v":33.39},{"$f":"IF(AR8>M8,M8,AR8)","v":17.82},{"$f":"X8*$G$13","v":31.01},{"$f":"IF(AS8>O8,O8,AS8)","v":17.02},null,1.1936781609195404,1.1399425287356324,1.0836206896551726,1.0534482758620689,1.0232758620689655,0.95948275862068977,0.89109195402298857,0.49614829080404427,0.50289891605747417,0.51100503845133916,0.51595744680851063,0.5212019095759618,0.53369272237196763,0.54885520799742016,0.83499999999999996,0.83499999999999996,0.83499999999999996,0.83499999999999996,0.83499999999999996,0.83499999999999996,0.83499999999999996,{"$f":"Y8*C8+($A$4-80)*AF8*$A$8/1000","v":20.61},{"$f":"Z8*E8+($A$4-80)*AG8*$A$8/1000","v":19.95},{"$f":"AA8*G8+($A$4-80)*AH8*$A$8/1000","v":19.27},{"$f":"AB8*I8+($A$4-80)*AI8*$A$8/1000","v":18.914999999999999},{"$f":"AC8*K8+($A$4-80)*AJ8*$A$8/1000","v":18.559999999999995},{"$f":"AD8*M8+($A$4-80)*AK8*$A$8/1000","v":17.82},{"$f":"AE8*O8+($A$4-80)*AL8*$A$8/1000","v":17.02}]
[null,67,37.770000000000003,25.37,36.06,{"$f":"IF(AN9>E9,E9,AN9)","v":24.72},{"$f":"T9*$G$13","v":34.26},{"$f":"IF(AO9>G9,G9,AO9)","v":24.03},33.299999999999997,{"$f":"IF(AP9>I9,I9,AP9)","v":23.67},32.340000000000003,{"$f":"IF(AQ9>K9,K9,AQ9)","v":23.31},30.3,{"$f":"IF(AR9>M9,M9,AR9)","v":22.55},28.11,{"$f":"IF(AS9>O9,O9,AS9)","v":21.74},null,1.085344827586207,1.0362068965517244,0.98448275862068968,0.9568965517241379,0.92931034482758634,0.87068965517241392,0.8077586206896552,0.67169711411172883,0.68552412645590677,0.70140105078809112,0.71081081081081088,0.72077922077922063,0.74422442244224418,0.77339025257915328,0.83499999999999996,0.83499999999999996,0.83499999999999996,0.83499999999999996,0.83499999999999996,0.83499999999999996,0.83499999999999996,{"$f":"Y9*C9+($A$4-80)*AF9*$A$8/1000","v":25.37},{"$f":"Z9*E9+($A$4-80)*AG9*$A$8/1000","v":24.72},{"$f":"AA9*G9+($A$4-80)*AH9*$A$8/1000","v":24.03},{"$f":"AB9*I9+($A$4-80)*AI9*$A$8/1000","v":23.67},{"$f":"AC9*K9+($A$4-80)*AJ9*$A$8/1000","v":23.31},{"$f":"AD9*M9+($A$4-80)*AK9*$A$8/1000","v":22.55},{"$f":"AE9*O9+($A$4-80)*AL9*$A$8/1000","v":21.74}]
[null,62,34.49,30.08,32.950000000000003,29.4,{"$f":"T10*$G$13","v":31.36},28.68,30.59,29.25,29.82,29.82,28.28,28.28,26.6,26.6,null,0.99109195402298866,0.94683908045977028,0.90114942528735642,0.87902298850574723,0.85689655172413803,0.81264367816091965,0.76436781609195414,0.87213685126123508,0.89226100151745058,0.91454081632653061,0.95619483491337043,1,1,1,0.83499999999999996,0.83499999999999996,0.83499999999999996,0.83499999999999996,0.83499999999999996,0.83499999999999996,0.83499999999999996,30.08,{"$f":"Z10*E10+($A$4-80)*AG10*$A$8/1000","v":29.4},{"$f":"AA10*G10+($A$4-80)*AH10*$A$8/1000","v":28.68},29.25,29.82,28.28,26.6]
[null,57,33.770000000000003,33.770000000000003,32.53,32.53,{"$f":"T11*$G$13","v":31.2},31.2,30.484999999999999,30.484999999999999,29.77,29.77,28.23,28.23,26.56,26.56,null,0.97040229885057483,0.93477011494252882,0.89655172413793105,0.87600574712643686,0.85545977011494256,0.81120689655172418,0.76321839080459775,1,1,1,1,1,1,1,0.83499999999999996,0.83499999999999996,0.83499999999999996,0.83499999999999996,0.83499999999999996,0.83499999999999996,0.83499999999999996,33.770000000000003,{"$f":"Z11*E11+($A$4-80)*AG11*$A$8/1000","v":32.53},{"$f":"AA11*G11+($A$4-80)*AH11*$A$8/1000","v":31.2},{"$f":"AB11*I11+($A$4-80)*AI11*$A$8/1000","v":30.484999999999999},29.77,28.23,26.56]
[1200,72,42.26,21.7,40.299999999999997,21.03,{"$f":"T12*$G$13","v":38.26},20.339999999999996,37.17,19.98,36.08,19.62,33.78,18.860000000000003,31.320000000000004,18.060000000000002,null,1.214367816091954,1.1580459770114944,1.0994252873563219,1.0681034482758622,1.0367816091954023,0.9706896551724139,0.90000000000000013,0.51348793185044961,0.52183622828784126,0.53162571876633558,0.53753026634382561,0.54379157427937919,0.55831853167554768,0.57662835249042144,0.83499999999999996,0.83499999999999996,0.83499999999999996,0.83499999999999996,0.83499999999999996,0.83499999999999996,0.83499999999999996,{"$f":"Y12*C12+($A$4-80)*AF12*$A$12/1000","v":21.7},{"$f":"Z12*E12+($A$4-80)*AG12*$A$12/1000","v":21.03},{"$f":"AA12*G12+($A$4-80)*AH12*$A$12/1000","v":20.339999999999996},{"$f":"AB12*I12+($A$4-80)*AI12*$A$12/1000","v":19.98},{"$f":"AC12*K12+($A$4-80)*AJ12*$A$12/1000","v":19.62},{"$f":"AD12*M12+($A$4-80)*AK12*$A$12/1000","v":18.860000000000003},{"$f":"AE12*O12+($A$4-80)*AL12*$A$12/1000","v":18.060000000000002}]
[null,67,38.46,27.12,36.67,26.45,34.799999999999997,25.75,33.805,25.384999999999998,32.81,25.02,30.7,24.24,28.46,23.42,null,1.1051724137931036,1.0537356321839082,1,0.97140804597701158,0.94281609195402316,0.88218390804597702,0.81781609195402305,0.70514820592823713,0.7212980638123806,0.73994252873563227,0.75092441946457622,0.76257238646754033,0.78957654723127035,0.82290934645115954,0.83499999999999996,0.83499999999999996,0.83499999999999996,0.83499999999999996,0.83499999999999996,0.83499999999999996,0.83499999999999996,{"$f":"Y13*C13+($A$4-80)*AF13*$A$12/1000","v":27.12},{"$f":"Z13*E13+($A$4-80)*AG13*$A$12/1000","v":26.45},{"$f":"AA13*G13+($A$4-80)*AH13*$A$12/1000","v":25.75},{"$f":"AB13*I13+($A$4-80)*AI13*$A$12/1000","v":25.384999999999998},{"$f":"AC13*K13+($A$4-80)*AJ13*$A$12/1000","v":25.02},{"$f":"AD13*M13+($A$4-80)*AK13*$A$12/1000","v":24.24},{"$f":"AE13*O13+($A$4-80)*AL13*$A$12/1000","v":23.42}]
[null,62,35.340000000000003,32.4,33.92,33.92,{"$f":"T14*$G$13","v":32.49},32.49,31.72,31.72,30.95,30.95,29.31,29.31,27.53,27.53,null,1.0155172413793105,0.97471264367816102,0.93362068965517253,0.91149425287356323,0.88936781609195403,0.84224137931034482,0.7910919540229886,0.91680814940577238,1,1,1,1,1,1,0.83499999999999996,0.83499999999999996,0.83499999999999996,0.83499999999999996,0.83499999999999996,0.83499999999999996,0.83499999999999996,32.4,{"$f":"Z14*E14+($A$4-80)*AG14*$A$12/1000","v":33.92},{"$f":"AA14*G14+($A$4-80)*AH14*$A$12/1000","v":32.49},31.72,30.95,29.31,27.53]
[null,57,35.200000000000003,35.200000000000003,33.86,33.86,32.44,32.44,31.675000000000001,31.675000000000001,30.91,30.91,29.27,29.27,27.49,27.49,null,1.0114942528735633,0.97298850574712648,0.93218390804597706,0.9102011494252874,0.88821839080459775,0.84109195402298853,0.7899425287356322,1,1,1,1,1,1,1,0.83499999999999996,0.83499999999999996,0.83499999999999996,0.83499999999999996,0.83499999999999996,0.83499999999999996,0.83499999999999996,35.200000000000003,{"$f":"Z15*E15+($A$4-80)*AG15*$A$12/1000","v":33.86},{"$f":"AA15*G15+($A$4-80)*AH15*$A$12/1000","v":32.44},31.675000000000001,30.91,29.27,27.49]
[1350,72,42.77,22.73,40.75,22.06,38.639999999999993,21.359999999999992,37.520000000000003,20.995000000000001,36.4,20.63,34.04,19.87,31.52,19.059999999999999,null,1.2290229885057473,1.170977011494253,1.1103448275862069,1.07816091954023,1.0459770114942528,0.97816091954022999,0.90574712643678168,0.53144727612812714,0.5413496932515337,0.55279503105590055,0.5595682302771855,0.56675824175824174,0.58372502937720339,0.60469543147208116,0.83499999999999996,0.83499999999999996,0.83499999999999996,0.83499999999999996,0.83499999999999996,0.83499999999999996,0.83499999999999996,{"$f":"Y16*C16+($A$4-80)*AF16*$A$16/1000","v":22.73},{"$f":"Z16*E16+($A$4-80)*AG16*$A$16/1000","v":22.06},{"$f":"AA16*G16+($A$4-80)*AH16*$A$16/1000","v":21.359999999999992},{"$f":"AB16*I16+($A$4-80)*AI16*$A$16/1000","v":20.995000000000001},{"$f":"AC16*K16+($A$4-80)*AJ16*$A$16/1000","v":20.63},{"$f":"AD16*M16+($A$4-80)*AK16*$A$16/1000","v":19.87},{"$f":"AE16*O16+($A$4-80)*AL16*$A$16/1000","v":19.059999999999999}]
[null,67,38.96,28.8,37.130000000000003,28.119999999999997,35.200000000000003,27.410000000000004,34.18,27.035,33.159999999999997,26.660000000000004,31.01,25.86,28.72,25.01,null,1.1195402298850576,1.0669540229885059,1.0114942528735633,0.98218390804597711,0.95287356321839078,0.89109195402298857,0.82528735632183914,0.73921971252566732,0.75733907891193097,0.77869318181818181,0.79095962551199528,0.80398069963811836,0.83392454047081577,0.87082172701949867,0.83499999999999996,0.83499999999999996,0.83499999999999996,0.83499999999999996,0.83499999999999996,0.83499999999999996,0.83499999999999996,{"$f":"Y17*C17+($A$4-80)*AF17*$A$16/1000","v":28.8},{"$f":"Z17*E17+($A$4-80)*AG17*$A$16/1000","v":28.119999999999997},{"$f":"AA17*G17+($A$4-80)*AH17*$A$16/1000","v":27.410000000000004},{"$f":"AB17*I17+($A$4-80)*AI17*$A$16/1000","v":27.035},{"$f":"AC17*K17+($A$4-80)*AJ17*$A$16/1000","v":26.660000000000004},{"$f":"AD17*M17+($A$4-80)*AK17*$A$16/1000","v":25.86},{"$f":"AE17*O17+($A$4-80)*AL17*$A$16/1000","v":25.01}]
[null,62,36.43,36.43,35.01,35.01,33.51,33.51,32.695,32.695,31.88,31.88,30.15,30.15,28.26,28.26,null,1.0468390804597703,1.0060344827586207,0.96293103448275863,0.93951149425287361,0.9160919540229886,0.86637931034482762,0.8120689655172415,1,1,1,1,1,1,1,0.83499999999999996,0.83499999999999996,0.83499999999999996,0.83499999999999996,0.83499999999999996,0.83499999999999996,0.83499999999999996,36.43,{"$f":"Z18*E18+($A$4-80)*AG18*$A$16/1000","v":35.01},{"$f":"AA18*G18+($A$4-80)*AH18*$A$16/1000","v":33.51},32.695,31.88,30.15,28.26]
[null,57,36.380000000000003,36.380000000000003,34.96,34.96,33.46,33.46,32.65,32.65,31.840000000000003,31.840000000000003,30.11,30.11,28.23,28.23,null,1.0454022988505749,1.0045977011494254,0.96149425287356327,0.93821839080459779,0.91494252873563231,0.86522988505747134,0.81120689655172418,1,1,1,1,1,1,1,0.83499999999999996,0.83499999999999996,0.83499999999999996,0.83499999999999996,0.83499999999999996,0.83499999999999996,0.83499999999999996,36.380000000000003,{"$f":"Z19*E19+($A$4-80)*AG19*$A$16/1000","v":34.96},{"$f":"AA19*G19+($A$4-80)*AH19*$A$16/1000","v":33.46},32.65,31.840000000000003,30.11,28.23]

{"sheet":"CA16NA_42","index":21,"n_rows":19,"n_cols":45,"rows_kept":19,"cut":false,"hidden":true,"merged":[[2,0,2,1],[2,2,2,15],[3,2,3,3],[3,4,3,5],[3,6,3,7],[3,8,3,9],[3,10,3,11],[3,12,3,13],[3,14,3,15],[5,2,6,2],[5,3,6,3],[5,4,6,4],[5,5,6,5],[5,6,6,6],[5,7,6,7],[5,8,6,8],[4,0,6,0],[4,1,6,1],[4,2,4,3],[4,4,4,5],[4,6,4,7],[4,8,4,9],[5,9,6,9],[5,10,6,10],[5,11,6,11],[5,12,6,12],[5,13,6,13],[5,14,6,14],[5,15,6,15],[4,10,4,11],[4,12,4,13],[4,14,4,15],[7,0,10,0],[11,0,14,0],[15,0,18,0],[22,4,22,15],[23,4,23,5],[23,6,23,7],[23,8,23,9],[23,10,23,11],[23,12,23,13],[23,14,23,15],[25,12,26,12],[25,13,26,13],[25,14,26,14],[25,15,26,15],[27,0,30,0],[31,0,34,0],[24,12,24,13],[24,14,24,15],[25,4,26,4],[25,5,26,5],[25,6,26,6],[25,7,26,7],[25,8,26,8],[25,9,26,9],[25,10,26,10],[25,11,26,11],[24,0,26,0],[24,1,26,1],[24,4,24,5],[24,6,24,7],[24,8,24,9],[24,10,24,11],[35,0,38,0],[41,0,42,1],[41,4,41,15],[42,4,42,5],[42,6,42,7],[42,8,42,9],[42,10,42,11],[42,12,42,13],[42,14,42,15],[44,12,45,12],[44,13,45,13],[44,14,45,14],[44,15,45,15],[46,0,49,0],[50,0,53,0],[43,12,43,13],[43,14,43,15],[44,4,45,4],[44,5,45,5],[44,6,45,6],[44,7,45,7],[44,8,45,8],[44,9,45,9],[44,10,45,10],[44,11,45,11],[43,0,45,0],[43,1,45,1],[43,4,43,5],[43,6,43,7],[43,8,43,9],[43,10,43,11],[54,0,57,0],[60,0,61,1],[60,4,60,15],[61,4,61,5],[61,6,61,7],[61,8,61,9],[61,10,61,11],[61,12,61,13],[61,14,61,15],[63,12,64,12],[63,13,64,13],[63,14,64,14],[63,15,64,15],[65,0,68,0],[69,0,72,0],[62,12,62,13],[62,14,62,15],[63,4,64,4],[63,5,64,5],[63,6,64,6],[63,7,64,7],[63,8,64,8],[63,9,64,9],[63,10,64,10],[63,11,64,11],[62,0,64,0],[62,1,64,1],[62,4,62,5],[62,6,62,7],[62,8,62,9],[62,10,62,11],[73,0,76,0],[79,0,80,1],[79,4,79,15],[80,4,80,5],[80,6,80,7],[80,8,80,9],[80,10,80,11],[80,12,80,13],[80,14,80,15],[82,12,83,12],[82,13,83,13],[82,14,83,14],[82,15,83,15],[84,0,87,0],[88,0,91,0],[81,12,81,13],[81,14,81,15],[82,4,83,4],[82,5,83,5],[82,6,83,6],[82,7,83,7],[82,8,83,8],[82,9,83,9],[82,10,83,10],[82,11,83,11],[81,0,83,0],[81,1,83,1],[81,4,81,5],[81,6,81,7],[81,8,81,9],[81,10,81,11],[92,0,95,0],[98,0,99,1],[98,4,98,15],[99,4,99,5],[99,6,99,7],[99,8,99,9],[99,10,99,11],[99,12,99,13],[99,14,99,15],[101,12,102,12],[101,13,102,13],[101,14,102,14],[101,15,102,15],[103,0,106,0],[107,0,110,0],[100,12,100,13],[100,14,100,15],[101,4,102,4],[101,5,102,5],[101,6,102,6],[101,7,102,7],[101,8,102,8],[101,9,102,9],[101,10,102,10],[101,11,102,11],[100,0,102,0],[100,1,102,1],[100,4,100,5],[100,6,100,7],[100,8,100,9],[100,10,100,11],[111,0,114,0],[117,0,118,1],[117,4,117,15],[118,4,118,5],[118,6,118,7],[118,8,118,9],[118,10,118,11],[118,12,118,13],[118,14,118,15],[130,0,133,0],[120,12,121,12],[120,13,121,13],[120,14,121,14],[120,15,121,15],[122,0,125,0],[126,0,129,0],[119,12,119,13],[119,14,119,15],[120,4,121,4],[120,5,121,5],[120,6,121,6],[120,7,121,7],[120,8,121,8],[120,9,121,9],[120,10,121,10],[120,11,121,11],[119,0,121,0],[119,1,121,1],[119,4,119,5],[119,6,119,7],[119,8,119,9],[119,10,119,11]]}
[]
["CA16NA_42"]
["Evaporator Air \n",null,"Condenser  Entering Air Temperature ˚F"]
[80,"°F DB",75,null,85,null,95,null,100,null,105,null,115,null,125]
["CFM","EWB†\n˚F","Capacity Mbtuh",null,"Capacity Mbtuh",null,"Capacity Mbtuh",null,"Capacity Mbtuh",null,"Capacity Mbtuh",null,"Capacity Mbtuh",null,"Capacity Mbtuh"]
[null,null,"Total","Sens.","Total","Sens.","Total","Sens.","Total","Sens.","Total","Sens.","Total","Sens.","Total","Sens."]
[null,null,null,null,null,null,null,null,null,null,null,null,null,null,null,null,null,"Total Factors",null,null,null,null,null,null,"Sens. %",null,null,null,null,null,null,"IDB Adj",null,null,null,null,null,null,"Sens Calc"]
[1225,72,{"$f":"R8*$G$13","v":49.58},{"$f":"IF(AM8>C8,C8,AM8)","v":23.96},{"$f":"S8*$G$13","v":47.31},{"$f":"IF(AN8>E8,E8,AN8)","v":23.18},{"$f":"T8*$G$13","v":44.88},{"$f":"IF(AO8>G8,G8,AO8)","v":22.37},{"$f":"U8*$G$13","v":43.589999999999996},{"$f":"IF(AP8>I8,I8,AP8)","v":21.939999999999998},{"$f":"V8*$G$13","v":42.3},{"$f":"IF(AQ8>K8,K8,AQ8)","v":21.510000000000005},{"$f":"W8*$G$13","v":39.58},{"$f":"IF(AR8>M8,M8,AR8)","v":20.62},{"$f":"X8*$G$13","v":36.71},{"$f":"IF(AS8>O8,O8,AS8)","v":19.690000000000005},null,1.1946987951807229,1.1400000000000001,1.0814457831325301,1.0503614457831325,1.0192771084337349,0.95373493975903612,0.88457831325301206,0.48325937878176689,0.48995983935742971,0.49844028520499106,0.50332645102087636,0.50851063829787246,0.5209701869631127,0.53636611277581048,0.83499999999999996,0.83499999999999996,0.83499999999999996,0.83499999999999996,0.83499999999999996,0.83499999999999996,0.83499999999999996,{"$f":"Y8*C8+($A$4-80)*AF8*$A$8/1000","v":23.96},{"$f":"Z8*E8+($A$4-80)*AG8*$A$8/1000","v":23.18},{"$f":"AA8*G8+($A$4-80)*AH8*$A$8/1000","v":22.37},{"$f":"AB8*I8+($A$4-80)*AI8*$A$8/1000","v":21.939999999999998},{"$f":"AC8*K8+($A$4-80)*AJ8*$A$8/1000","v":21.510000000000005},{"$f":"AD8*M8+($A$4-80)*AK8*$A$8/1000","v":20.62},{"$f":"AE8*O8+($A$4-80)*AL8*$A$8/1000","v":19.690000000000005}]
[null,67,45.17,29.52,43.1,{"$f":"IF(AN9>E9,E9,AN9)","v":28.75},{"$f":"T9*$G$13","v":40.9},{"$f":"IF(AO9>G9,G9,AO9)","v":27.93},39.724999999999994,{"$f":"IF(AP9>I9,I9,AP9)","v":27.5},38.549999999999997,{"$f":"IF(AQ9>K9,K9,AQ9)","v":27.07},36.07,{"$f":"IF(AR9>M9,M9,AR9)","v":26.17},33.47,{"$f":"IF(AS9>O9,O9,AS9)","v":25.23},null,1.088433734939759,1.03855421686747,0.98554216867469879,0.95722891566265045,0.92891566265060233,0.8691566265060241,0.8065060240963855,0.65353110471551912,0.66705336426914152,0.68288508557457217,0.69225928256765268,0.70220492866407269,0.72553368450235656,0.75380938153570365,0.83499999999999996,0.83499999999999996,0.83499999999999996,0.83499999999999996,0.83499999999999996,0.83499999999999996,0.83499999999999996,{"$f":"Y9*C9+($A$4-80)*AF9*$A$8/1000","v":29.52},{"$f":"Z9*E9+($A$4-80)*AG9*$A$8/1000","v":28.75},{"$f":"AA9*G9+($A$4-80)*AH9*$A$8/1000","v":27.93},{"$f":"AB9*I9+($A$4-80)*AI9*$A$8/1000","v":27.5},{"$f":"AC9*K9+($A$4-80)*AJ9*$A$8/1000","v":27.07},{"$f":"AD9*M9+($A$4-80)*AK9*$A$8/1000","v":26.17},{"$f":"AE9*O9+($A$4-80)*AL9*$A$8/1000","v":25.23}]
[null,62,41.32,35.020000000000003,39.49,34.22,{"$f":"T10*$G$13","v":37.56},33.36,36.605000000000004,34.504999999999995,35.65,35.65,33.78,33.78,31.759999999999998,31.759999999999998,null,0.99566265060240966,0.951566265060241,0.90506024096385551,0.88204819277108448,0.85903614457831323,0.81397590361445782,0.7653012048192771,0.84753146176185878,0.86654849328944028,0.88817891373801905,0.94263078814369594,1,1,1,0.83499999999999996,0.83499999999999996,0.83499999999999996,0.83499999999999996,0.83499999999999996,0.83499999999999996,0.83499999999999996,35.020000000000003,{"$f":"Z10*E10+($A$4-80)*AG10*$A$8/1000","v":34.22},{"$f":"AA10*G10+($A$4-80)*AH10*$A$8/1000","v":33.36},34.504999999999995,35.65,33.78,31.759999999999998]
[null,57,40.450000000000003,40.450000000000003,38.96,38.96,{"$f":"T11*$G$13","v":37.340000000000003},37.340000000000003,36.47,36.47,35.6,35.6,33.729999999999997,33.729999999999997,31.72,31.72,null,0.974698795180723,0.93879518072289159,0.89975903614457842,0.87879518072289153,0.85783132530120487,0.81277108433734935,0.76433734939759035,1,1,1,1,1,1,1,0.83499999999999996,0.83499999999999996,0.83499999999999996,0.83499999999999996,0.83499999999999996,0.83499999999999996,0.83499999999999996,40.450000000000003,{"$f":"Z11*E11+($A$4-80)*AG11*$A$8/1000","v":38.96},{"$f":"AA11*G11+($A$4-80)*AH11*$A$8/1000","v":37.340000000000003},{"$f":"AB11*I11+($A$4-80)*AI11*$A$8/1000","v":36.47},35.6,33.729999999999997,31.72]
[1400,72,50.4,25.19,48.02,24.4,{"$f":"T12*$G$13","v":45.480000000000004},23.570000000000004,44.149999999999991,23.134999999999994,42.819999999999993,22.699999999999996,39.99,21.79,37.020000000000003,20.849999999999998,null,1.2144578313253012,1.1571084337349398,1.0959036144578314,1.0638554216867468,1.0318072289156626,0.96361445783132538,0.89204819277108438,0.49980158730158736,0.50812161599333605,0.51824978012313105,0.52400906002265002,0.53012610929472204,0.54488622155538879,0.56320907617504046,0.83499999999999996,0.83499999999999996,0.83499999999999996,0.83499999999999996,0.83499999999999996,0.83499999999999996,0.83499999999999996,{"$f":"Y12*C12+($A$4-80)*AF12*$A$12/1000","v":25.19},{"$f":"Z12*E12+($A$4-80)*AG12*$A$12/1000","v":24.4},{"$f":"AA12*G12+($A$4-80)*AH12*$A$12/1000","v":23.570000000000004},{"$f":"AB12*I12+($A$4-80)*AI12*$A$12/1000","v":23.134999999999994},{"$f":"AC12*K12+($A$4-80)*AJ12*$A$12/1000","v":22.699999999999996},{"$f":"AD12*M12+($A$4-80)*AK12*$A$12/1000","v":21.79},{"$f":"AE12*O12+($A$4-80)*AL12*$A$12/1000","v":20.849999999999998}]
[null,67,45.95,31.5,43.8,30.72,41.5,29.88,40.284999999999997,29.439999999999998,39.07,29,36.51,28.08,33.83,27.12,null,1.1072289156626507,1.0554216867469879,1,0.97072289156626501,0.94144578313253013,0.87975903614457829,0.81518072289156618,0.68552774755168655,0.70136986301369864,0.72,0.73079309916842494,0.74225748656257995,0.76910435497124074,0.80165533550103463,0.83499999999999996,0.83499999999999996,0.83499999999999996,0.83499999999999996,0.83499999999999996,0.83499999999999996,0.83499999999999996,{"$f":"Y13*C13+($A$4-80)*AF13*$A$12/1000","v":31.5},{"$f":"Z13*E13+($A$4-80)*AG13*$A$12/1000","v":30.72},{"$f":"AA13*G13+($A$4-80)*AH13*$A$12/1000","v":29.88},{"$f":"AB13*I13+($A$4-80)*AI13*$A$12/1000","v":29.439999999999998},{"$f":"AC13*K13+($A$4-80)*AJ13*$A$12/1000","v":29},{"$f":"AD13*M13+($A$4-80)*AK13*$A$12/1000","v":28.08},{"$f":"AE13*O13+($A$4-80)*AL13*$A$12/1000","v":27.12}]
[null,62,42.309999999999995,37.649999999999991,40.549999999999997,40.549999999999997,{"$f":"T14*$G$13","v":38.82},38.82,37.879999999999995,37.879999999999995,36.94,36.94,34.93,34.93,32.78,32.78,null,1.0195180722891566,0.97710843373493972,0.935421686746988,0.91277108433734933,0.89012048192771076,0.84168674698795176,0.78987951807228918,0.88986055306074208,1,1,1,1,1,1,0.83499999999999996,0.83499999999999996,0.83499999999999996,0.83499999999999996,0.83499999999999996,0.83499999999999996,0.83499999999999996,37.649999999999991,{"$f":"Z14*E14+($A$4-80)*AG14*$A$12/1000","v":40.549999999999997},{"$f":"AA14*G14+($A$4-80)*AH14*$A$12/1000","v":38.82},37.879999999999995,36.94,34.93,32.78]
[null,57,42.1,42.1,40.5,40.5,38.76,38.76,37.825000000000003,37.825000000000003,36.89,36.89,34.89,34.89,32.74,32.74,null,1.0144578313253012,0.97590361445783136,0.93397590361445781,0.91144578313253022,0.8889156626506024,0.84072289156626512,0.78891566265060242,1,1,1,1,1,1,1,0.83499999999999996,0.83499999999999996,0.83499999999999996,0.83499999999999996,0.83499999999999996,0.83499999999999996,0.83499999999999996,42.1,{"$f":"Z15*E15+($A$4-80)*AG15*$A$12/1000","v":40.5},{"$f":"AA15*G15+($A$4-80)*AH15*$A$12/1000","v":38.76},37.825000000000003,36.89,34.89,32.74]
[1575,72,50.98,26.359999999999996,48.52,25.56,45.91,24.72,44.534999999999997,24.274999999999999,43.159999999999989,23.829999999999995,40.25,22.92,37.22,21.97,null,1.2284337349397589,1.1691566265060243,1.1062650602409638,1.0731325301204819,1.0399999999999998,0.96987951807228912,0.89686746987951804,0.51706551588858374,0.52679307502061001,0.53844478327161838,0.54507690580442347,0.55213160333642264,0.56944099378881996,0.59027404621171409,0.83499999999999996,0.83499999999999996,0.83499999999999996,0.83499999999999996,0.83499999999999996,0.83499999999999996,0.83499999999999996,{"$f":"Y16*C16+($A$4-80)*AF16*$A$16/1000","v":26.359999999999996},{"$f":"Z16*E16+($A$4-80)*AG16*$A$16/1000","v":25.56},{"$f":"AA16*G16+($A$4-80)*AH16*$A$16/1000","v":24.72},{"$f":"AB16*I16+($A$4-80)*AI16*$A$16/1000","v":24.274999999999999},{"$f":"AC16*K16+($A$4-80)*AJ16*$A$16/1000","v":23.829999999999995},{"$f":"AD16*M16+($A$4-80)*AK16*$A$16/1000","v":22.92},{"$f":"AE16*O16+($A$4-80)*AL16*$A$16/1000","v":21.97}]
[null,67,46.53,33.409999999999997,44.31,32.6,41.95,31.75,40.700000000000003,31.3,39.450000000000003,30.85,36.83,29.9,34.11,28.9,null,1.1212048192771085,1.0677108433734941,1.0108433734939759,0.98072289156626513,0.95060240963855425,0.88746987951807221,0.82192771084337346,0.71803137760584557,0.73572556984879256,0.75685339690107267,0.76904176904176902,0.78200253485424587,0.81183817540048875,0.84725886836704778,0.83499999999999996,0.83499999999999996,0.83499999999999996,0.83499999999999996,0.83499999999999996,0.83499999999999996,0.83499999999999996,{"$f":"Y17*C17+($A$4-80)*AF17*$A$16/1000","v":33.409999999999997},{"$f":"Z17*E17+($A$4-80)*AG17*$A$16/1000","v":32.6},{"$f":"AA17*G17+($A$4-80)*AH17*$A$16/1000","v":31.75},{"$f":"AB17*I17+($A$4-80)*AI17*$A$16/1000","v":31.3},{"$f":"AC17*K17+($A$4-80)*AJ17*$A$16/1000","v":30.85},{"$f":"AD17*M17+($A$4-80)*AK17*$A$16/1000","v":29.9},{"$f":"AE17*O17+($A$4-80)*AL17*$A$16/1000","v":28.9}]
[null,62,43.52,43.52,41.82,41.82,39.96,39.96,38.97,38.97,37.979999999999997,37.979999999999997,35.86,35.86,33.58,33.58,null,1.0486746987951807,1.007710843373494,0.96289156626506023,0.93903614457831319,0.91518072289156616,0.86409638554216861,0.80915662650602405,1,1,1,1,1,1,1,0.83499999999999996,0.83499999999999996,0.83499999999999996,0.83499999999999996,0.83499999999999996,0.83499999999999996,0.83499999999999996,43.52,{"$f":"Z18*E18+($A$4-80)*AG18*$A$16/1000","v":41.82},{"$f":"AA18*G18+($A$4-80)*AH18*$A$16/1000","v":39.96},38.97,37.979999999999997,35.86,33.58]
[null,57,43.46,43.46,41.76,41.76,39.909999999999997,39.909999999999997,38.92,38.92,37.93,37.93,35.81,35.81,33.549999999999997,33.549999999999997,null,1.0472289156626506,1.0062650602409637,0.96168674698795176,0.93783132530120483,0.9139759036144578,0.86289156626506025,0.80843373493975901,1,1,1,1,1,1,1,0.83499999999999996,0.83499999999999996,0.83499999999999996,0.83499999999999996,0.83499999999999996,0.83499999999999996,0.83499999999999996,43.46,{"$f":"Z19*E19+($A$4-80)*AG19*$A$16/1000","v":41.76},{"$f":"AA19*G19+($A$4-80)*AH19*$A$16/1000","v":39.909999999999997},38.92,37.93,35.81,33.549999999999997]

{"sheet":"CA16NA_48","index":22,"n_rows":19,"n_cols":45,"rows_kept":19,"cut":false,"hidden":true,"merged":[[2,0,2,1],[2,2,2,15],[3,2,3,3],[3,4,3,5],[3,6,3,7],[3,8,3,9],[3,10,3,11],[3,12,3,13],[3,14,3,15],[5,2,6,2],[5,3,6,3],[5,4,6,4],[5,5,6,5],[5,6,6,6],[5,7,6,7],[5,8,6,8],[4,0,6,0],[4,1,6,1],[4,2,4,3],[4,4,4,5],[4,6,4,7],[4,8,4,9],[5,9,6,9],[5,10,6,10],[5,11,6,11],[5,12,6,12],[5,13,6,13],[5,14,6,14],[5,15,6,15],[4,10,4,11],[4,12,4,13],[4,14,4,15],[7,0,10,0],[11,0,14,0],[15,0,18,0],[22,4,22,15],[23,4,23,5],[23,6,23,7],[23,8,23,9],[23,10,23,11],[23,12,23,13],[23,14,23,15],[25,12,26,12],[25,13,26,13],[25,14,26,14],[25,15,26,15],[27,0,30,0],[31,0,34,0],[24,12,24,13],[24,14,24,15],[25,4,26,4],[25,5,26,5],[25,6,26,6],[25,7,26,7],[25,8,26,8],[25,9,26,9],[25,10,26,10],[25,11,26,11],[24,0,26,0],[24,1,26,1],[24,4,24,5],[24,6,24,7],[24,8,24,9],[24,10,24,11],[35,0,38,0],[41,0,42,1],[41,4,41,15],[42,4,42,5],[42,6,42,7],[42,8,42,9],[42,10,42,11],[42,12,42,13],[42,14,42,15],[44,12,45,12],[44,13,45,13],[44,14,45,14],[44,15,45,15],[46,0,49,0],[50,0,53,0],[43,12,43,13],[43,14,43,15],[44,4,45,4],[44,5,45,5],[44,6,45,6],[44,7,45,7],[44,8,45,8],[44,9,45,9],[44,10,45,10],[44,11,45,11],[43,0,45,0],[43,1,45,1],[43,4,43,5],[43,6,43,7],[43,8,43,9],[43,10,43,11],[54,0,57,0],[60,0,61,1],[60,4,60,15],[61,4,61,5],[61,6,61,7],[61,8,61,9],[61,10,61,11],[61,12,61,13],[61,14,61,15],[63,12,64,12],[63,13,64,13],[63,14,64,14],[63,15,64,15],[65,0,68,0],[69,0,72,0],[62,12,62,13],[62,14,62,15],[63,4,64,4],[63,5,64,5],[63,6,64,6],[63,7,64,7],[63,8,64,8],[63,9,64,9],[63,10,64,10],[63,11,64,11],[62,0,64,0],[62,1,64,1],[62,4,62,5],[62,6,62,7],[62,8,62,9],[62,10,62,11],[73,0,76,0],[79,0,80,1],[79,4,79,15],[80,4,80,5],[80,6,80,7],[80,8,80,9],[80,10,80,11],[80,12,80,13],[80,14,80,15],[82,12,83,12],[82,13,83,13],[82,14,83,14],[82,15,83,15],[84,0,87,0],[88,0,91,0],[81,12,81,13],[81,14,81,15],[82,4,83,4],[82,5,83,5],[82,6,83,6],[82,7,83,7],[82,8,83,8],[82,9,83,9],[82,10,83,10],[82,11,83,11],[81,0,83,0],[81,1,83,1],[81,4,81,5],[81,6,81,7],[81,8,81,9],[81,10,81,11],[92,0,95,0],[98,0,99,1],[98,4,98,15],[99,4,99,5],[99,6,99,7],[99,8,99,9],[99,10,99,11],[99,12,99,13],[99,14,99,15],[101,12,102,12],[101,13,102,13],[101,14,102,14],[101,15,102,15],[103,0,106,0],[107,0,110,0],[100,12,100,13],[100,14,100,15],[101,4,102,4],[101,5,102,5],[101,6,102,6],[101,7,102,7],[101,8,102,8],[101,9,102,9],[101,10,102,10],[101,11,102,11],[100,0,102,0],[100,1,102,1],[100,4,100,5],[100,6,100,7],[100,8,100,9],[100,10,100,11],[111,0,114,0],[117,0,118,1],[117,4,117,15],[118,4,118,5],[118,6,118,7],[118,8,118,9],[118,10,118,11],[118,12,118,13],[118,14,118,15],[130,0,133,0],[120,12,121,12],[120,13,121,13],[120,14,121,14],[120,15,121,15],[122,0,125,0],[126,0,129,0],[119,12,119,13],[119,14,119,15],[120,4,121,4],[120,5,121,5],[120,6,121,6],[120,7,121,7],[120,8,121,8],[120,9,121,9],[120,10,121,10],[120,11,121,11],[119,0,121,0],[119,1,121,1],[119,4,119,5],[119,6,119,7],[119,8,119,9],[119,10,119,11]]}
[]
["CA16NA_48"]
["Evaporator Air \n",null,"Condenser  Entering Air Temperature ˚F"]
[80,"°F DB",75,null,85,null,95,null,100,null,105,null,115,null,125]
["CFM","EWB†\n˚F","Capacity Mbtuh",null,"Capacity Mbtuh",null,"Capacity Mbtuh",null,"Capacity Mbtuh",null,"Capacity Mbtuh",null,"Capacity Mbtuh",null,"Capacity Mbtuh"]
[null,null,"Total","Sens.","Total","Sens.","Total","Sens.","Total","Sens.","Total","Sens.","Total","Sens.","Total","Sens."]
[null,null,null,null,null,null,null,null,null,null,null,null,null,null,null,null,null,"Total Factors",null,null,null,null,null,null,"Sens. %",null,null,null,null,null,null,"IDB Adj",null,null,null,null,null,null,"Sens Calc"]
[1400,72,{"$f":"R8*$G$13","v":55.58},{"$f":"IF(AM8>C8,C8,AM8)","v":27.79},{"$f":"S8*$G$13","v":52.810000000000009},{"$f":"IF(AN8>E8,E8,AN8)","v":26.81},{"$f":"T8*$G$13","v":49.960000000000008},{"$f":"IF(AO8>G8,G8,AO8)","v":25.820000000000004},{"$f":"U8*$G$13","v":48.475000000000001},{"$f":"IF(AP8>I8,I8,AP8)","v":25.314999999999998},{"$f":"V8*$G$13","v":46.99},{"$f":"IF(AQ8>K8,K8,AQ8)","v":24.81},{"$f":"W8*$G$13","v":43.89},{"$f":"IF(AR8>M8,M8,AR8)","v":23.760000000000005},{"$f":"X8*$G$13","v":40.590000000000003},{"$f":"IF(AS8>O8,O8,AS8)","v":22.650000000000002},null,1.2082608695652173,1.1480434782608697,1.0860869565217393,1.053804347826087,1.0215217391304348,0.95413043478260873,0.8823913043478262,0.5,0.50766900208293875,0.51681345076060847,0.52222795255286225,0.52798467759097678,0.5413533834586467,0.55801921655580189,0.83499999999999996,0.83499999999999996,0.83499999999999996,0.83499999999999996,0.83499999999999996,0.83499999999999996,0.83499999999999996,{"$f":"Y8*C8+($A$4-80)*AF8*$A$8/1000","v":27.79},{"$f":"Z8*E8+($A$4-80)*AG8*$A$8/1000","v":26.81},{"$f":"AA8*G8+($A$4-80)*AH8*$A$8/1000","v":25.820000000000004},{"$f":"AB8*I8+($A$4-80)*AI8*$A$8/1000","v":25.314999999999998},{"$f":"AC8*K8+($A$4-80)*AJ8*$A$8/1000","v":24.81},{"$f":"AD8*M8+($A$4-80)*AK8*$A$8/1000","v":23.760000000000005},{"$f":"AE8*O8+($A$4-80)*AL8*$A$8/1000","v":22.650000000000002}]
[null,67,50.34,34.19,47.86,{"$f":"IF(AN9>E9,E9,AN9)","v":33.229999999999997},{"$f":"T9*$G$13","v":45.32},{"$f":"IF(AO9>G9,G9,AO9)","v":32.26},43.995000000000005,{"$f":"IF(AP9>I9,I9,AP9)","v":31.759999999999998},42.67,{"$f":"IF(AQ9>K9,K9,AQ9)","v":31.26},39.880000000000003,{"$f":"IF(AR9>M9,M9,AR9)","v":30.21},36.92,{"$f":"IF(AS9>O9,O9,AS9)","v":29.1},null,1.0943478260869566,1.0404347826086957,0.98521739130434782,0.95641304347826095,0.92760869565217396,0.86695652173913051,0.80260869565217396,0.67918156535558194,0.69431675720852482,0.71182700794351272,0.72190021593362874,0.73259901570189834,0.75752256770310933,0.78819068255687974,0.83499999999999996,0.83499999999999996,0.83499999999999996,0.83499999999999996,0.83499999999999996,0.83499999999999996,0.83499999999999996,{"$f":"Y9*C9+($A$4-80)*AF9*$A$8/1000","v":34.19},{"$f":"Z9*E9+($A$4-80)*AG9*$A$8/1000","v":33.229999999999997},{"$f":"AA9*G9+($A$4-80)*AH9*$A$8/1000","v":32.26},{"$f":"AB9*I9+($A$4-80)*AI9*$A$8/1000","v":31.759999999999998},{"$f":"AC9*K9+($A$4-80)*AJ9*$A$8/1000","v":31.26},{"$f":"AD9*M9+($A$4-80)*AK9*$A$8/1000","v":30.21},{"$f":"AE9*O9+($A$4-80)*AL9*$A$8/1000","v":29.1}]
[null,62,45.83,40.46,43.71,39.479999999999997,{"$f":"T10*$G$13","v":41.58},41.2,40.564999999999998,40.375,39.549999999999997,39.549999999999997,37.46,37.46,35.17,35.17,null,0.9963043478260869,0.95021739130434779,0.90391304347826085,0.88184782608695644,0.85978260869565215,0.81434782608695655,0.76456521739130434,0.88282784202487463,0.90322580645161277,0.990860990860991,0.99531615925058559,1,1,1,0.83499999999999996,0.83499999999999996,0.83499999999999996,0.83499999999999996,0.83499999999999996,0.83499999999999996,0.83499999999999996,40.46,{"$f":"Z10*E10+($A$4-80)*AG10*$A$8/1000","v":39.479999999999997},{"$f":"AA10*G10+($A$4-80)*AH10*$A$8/1000","v":41.2},40.375,39.549999999999997,37.46,35.17]
[null,57,44.96,44.96,43.24,43.24,{"$f":"T11*$G$13","v":41.42},41.42,40.450000000000003,40.450000000000003,39.479999999999997,39.479999999999997,37.409999999999997,37.409999999999997,35.130000000000003,35.130000000000003,null,0.97739130434782606,0.94000000000000006,0.90043478260869569,0.87934782608695661,0.8582608695652173,0.81326086956521737,0.76369565217391311,1,1,1,1,1,1,1,0.83499999999999996,0.83499999999999996,0.83499999999999996,0.83499999999999996,0.83499999999999996,0.83499999999999996,0.83499999999999996,44.96,{"$f":"Z11*E11+($A$4-80)*AG11*$A$8/1000","v":43.24},{"$f":"AA11*G11+($A$4-80)*AH11*$A$8/1000","v":41.42},{"$f":"AB11*I11+($A$4-80)*AI11*$A$8/1000","v":40.450000000000003},39.479999999999997,37.409999999999997,35.130000000000003]
[1600,72,56.54999999999999,29.219999999999995,53.649999999999991,28.219999999999995,{"$f":"T12*$G$13","v":50.66},27.2,49.12,26.685000000000002,47.58,26.169999999999998,44.35,25.09,40.94,23.97,null,1.2293478260869564,1.1663043478260868,1.1013043478260869,1.0678260869565217,1.0343478260869565,0.96413043478260874,0.8899999999999999,0.51671087533156501,0.52600186393289838,0.53691275167785235,0.54326140065146589,0.55002101723413199,0.56572717023675312,0.58549096238397658,0.83499999999999996,0.83499999999999996,0.83499999999999996,0.83499999999999996,0.83499999999999996,0.83499999999999996,0.83499999999999996,{"$f":"Y12*C12+($A$4-80)*AF12*$A$12/1000","v":29.219999999999995},{"$f":"Z12*E12+($A$4-80)*AG12*$A$12/1000","v":28.219999999999995},{"$f":"AA12*G12+($A$4-80)*AH12*$A$12/1000","v":27.2},{"$f":"AB12*I12+($A$4-80)*AI12*$A$12/1000","v":26.685000000000002},{"$f":"AC12*K12+($A$4-80)*AJ12*$A$12/1000","v":26.169999999999998},{"$f":"AD12*M12+($A$4-80)*AK12*$A$12/1000","v":25.09},{"$f":"AE12*O12+($A$4-80)*AL12*$A$12/1000","v":23.97}]
[null,67,51.23,36.479999999999997,48.66,35.5,46,34.5,44.625,33.984999999999999,43.25,33.47,40.369999999999997,32.39,37.31,31.24,null,1.113695652173913,1.0578260869565217,1,0.97010869565217395,0.94021739130434778,0.87760869565217381,0.81108695652173923,0.71208276400546555,0.72955199342375676,0.75,0.76156862745098042,0.7738728323699422,0.80232846172900674,0.83730903243098354,0.83499999999999996,0.83499999999999996,0.83499999999999996,0.83499999999999996,0.83499999999999996,0.83499999999999996,0.83499999999999996,{"$f":"Y13*C13+($A$4-80)*AF13*$A$12/1000","v":36.479999999999997},{"$f":"Z13*E13+($A$4-80)*AG13*$A$12/1000","v":35.5},{"$f":"AA13*G13+($A$4-80)*AH13*$A$12/1000","v":34.5},{"$f":"AB13*I13+($A$4-80)*AI13*$A$12/1000","v":33.984999999999999},{"$f":"AC13*K13+($A$4-80)*AJ13*$A$12/1000","v":33.47},{"$f":"AD13*M13+($A$4-80)*AK13*$A$12/1000","v":32.39},{"$f":"AE13*O13+($A$4-80)*AL13*$A$12/1000","v":31.24}]
[null,62,47.04,46.57,45.07,45.07,{"$f":"T14*$G$13","v":43.08},43.08,42.024999999999999,42.024999999999999,40.97,40.97,38.72,38.72,36.270000000000003,36.270000000000003,null,1.0226086956521738,0.97978260869565215,0.93652173913043479,0.91358695652173905,0.89065217391304341,0.84173913043478255,0.7884782608695653,0.9900085034013606,1,1,1,1,1,1,0.83499999999999996,0.83499999999999996,0.83499999999999996,0.83499999999999996,0.83499999999999996,0.83499999999999996,0.83499999999999996,46.57,{"$f":"Z14*E14+($A$4-80)*AG14*$A$12/1000","v":45.07},{"$f":"AA14*G14+($A$4-80)*AH14*$A$12/1000","v":43.08},42.024999999999999,40.97,38.72,36.270000000000003]
[null,57,46.86999999999999,46.86999999999999,44.99,44.99,43.03,43.03,41.975000000000001,41.975000000000001,40.92,40.92,38.67,38.67,36.229999999999997,36.229999999999997,null,1.0189130434782607,0.97804347826086957,0.93543478260869573,0.91249999999999998,0.88956521739130434,0.84065217391304348,0.78760869565217384,1,1,1,1,1,1,1,0.83499999999999996,0.83499999999999996,0.83499999999999996,0.83499999999999996,0.83499999999999996,0.83499999999999996,0.83499999999999996,46.86999999999999,{"$f":"Z15*E15+($A$4-80)*AG15*$A$12/1000","v":44.99},{"$f":"AA15*G15+($A$4-80)*AH15*$A$12/1000","v":43.03},41.975000000000001,40.92,38.67,36.229999999999997]
[1800,72,57.26,30.569999999999997,54.240000000000009,29.550000000000004,51.16,28.51,49.564999999999998,27.985000000000003,47.97,27.46,44.65,26.36,41.16,25.22,null,1.2447826086956522,1.1791304347826088,1.1121739130434782,1.0774999999999999,1.0428260869565218,0.97065217391304348,0.89478260869565207,0.53388054488298986,0.54480088495575218,0.5572713057075841,0.56461212549177853,0.57244110902647494,0.59036954087346027,0.61273080660835766,0.83499999999999996,0.83499999999999996,0.83499999999999996,0.83499999999999996,0.83499999999999996,0.83499999999999996,0.83499999999999996,{"$f":"Y16*C16+($A$4-80)*AF16*$A$16/1000","v":30.569999999999997},{"$f":"Z16*E16+($A$4-80)*AG16*$A$16/1000","v":29.550000000000004},{"$f":"AA16*G16+($A$4-80)*AH16*$A$16/1000","v":28.51},{"$f":"AB16*I16+($A$4-80)*AI16*$A$16/1000","v":27.985000000000003},{"$f":"AC16*K16+($A$4-80)*AJ16*$A$16/1000","v":27.46},{"$f":"AD16*M16+($A$4-80)*AK16*$A$16/1000","v":26.36},{"$f":"AE16*O16+($A$4-80)*AL16*$A$16/1000","v":25.22}]
[null,67,51.92,38.67,49.24,37.659999999999997,46.51,36.630000000000003,45.09,36.1,43.67,35.57,40.72,34.44,37.630000000000003,33.229999999999997,null,1.1286956521739131,1.0704347826086957,1.0110869565217391,0.98021739130434793,0.94934782608695656,0.88521739130434784,0.81804347826086965,0.74479969183359018,0.76482534524776591,0.78757256503977646,0.80062098026169881,0.81451797572704376,0.84577603143418467,0.88307201700770643,0.83499999999999996,0.83499999999999996,0.83499999999999996,0.83499999999999996,0.83499999999999996,0.83499999999999996,0.83499999999999996,{"$f":"Y17*C17+($A$4-80)*AF17*$A$16/1000","v":38.67},{"$f":"Z17*E17+($A$4-80)*AG17*$A$16/1000","v":37.659999999999997},{"$f":"AA17*G17+($A$4-80)*AH17*$A$16/1000","v":36.630000000000003},{"$f":"AB17*I17+($A$4-80)*AI17*$A$16/1000","v":36.1},{"$f":"AC17*K17+($A$4-80)*AJ17*$A$16/1000","v":35.57},{"$f":"AD17*M17+($A$4-80)*AK17*$A$16/1000","v":34.44},{"$f":"AE17*O17+($A$4-80)*AL17*$A$16/1000","v":33.229999999999997}]
[null,62,48.5,48.5,46.480000000000004,46.480000000000004,44.35,44.35,43.230000000000004,43.230000000000004,42.11,42.11,39.72,39.72,37.130000000000003,37.130000000000003,null,1.0543478260869565,1.0104347826086957,0.96413043478260874,0.93978260869565222,0.9154347826086956,0.86347826086956514,0.8071739130434783,1,1,1,1,1,1,1,0.83499999999999996,0.83499999999999996,0.83499999999999996,0.83499999999999996,0.83499999999999996,0.83499999999999996,0.83499999999999996,48.5,{"$f":"Z18*E18+($A$4-80)*AG18*$A$16/1000","v":46.480000000000004},{"$f":"AA18*G18+($A$4-80)*AH18*$A$16/1000","v":44.35},43.230000000000004,42.11,39.72,37.130000000000003]
[null,57,48.44,48.44,46.42,46.42,44.3,44.3,43.185000000000002,43.185000000000002,42.07,42.07,39.68,39.68,37.090000000000003,37.090000000000003,null,1.0530434782608695,1.0091304347826087,0.96304347826086956,0.93880434782608702,0.91456521739130436,0.86260869565217391,0.80630434782608706,1,1,1,1,1,1,1,0.83499999999999996,0.83499999999999996,0.83499999999999996,0.83499999999999996,0.83499999999999996,0.83499999999999996,0.83499999999999996,48.44,{"$f":"Z19*E19+($A$4-80)*AG19*$A$16/1000","v":46.42},{"$f":"AA19*G19+($A$4-80)*AH19*$A$16/1000","v":44.3},43.185000000000002,42.07,39.68,37.090000000000003]

{"sheet":"CA16NA_49","index":23,"n_rows":19,"n_cols":45,"rows_kept":19,"cut":false,"hidden":true,"merged":[[2,0,2,1],[2,2,2,15],[3,2,3,3],[3,4,3,5],[3,6,3,7],[3,8,3,9],[3,10,3,11],[3,12,3,13],[3,14,3,15],[5,2,6,2],[5,3,6,3],[5,4,6,4],[5,5,6,5],[5,6,6,6],[5,7,6,7],[5,8,6,8],[4,0,6,0],[4,1,6,1],[4,2,4,3],[4,4,4,5],[4,6,4,7],[4,8,4,9],[5,9,6,9],[5,10,6,10],[5,11,6,11],[5,12,6,12],[5,13,6,13],[5,14,6,14],[5,15,6,15],[4,10,4,11],[4,12,4,13],[4,14,4,15],[7,0,10,0],[11,0,14,0],[15,0,18,0],[22,4,22,15],[23,4,23,5],[23,6,23,7],[23,8,23,9],[23,10,23,11],[23,12,23,13],[23,14,23,15],[25,12,26,12],[25,13,26,13],[25,14,26,14],[25,15,26,15],[27,0,30,0],[31,0,34,0],[24,12,24,13],[24,14,24,15],[25,4,26,4],[25,5,26,5],[25,6,26,6],[25,7,26,7],[25,8,26,8],[25,9,26,9],[25,10,26,10],[25,11,26,11],[24,0,26,0],[24,1,26,1],[24,4,24,5],[24,6,24,7],[24,8,24,9],[24,10,24,11],[35,0,38,0],[41,0,42,1],[41,4,41,15],[42,4,42,5],[42,6,42,7],[42,8,42,9],[42,10,42,11],[42,12,42,13],[42,14,42,15],[44,12,45,12],[44,13,45,13],[44,14,45,14],[44,15,45,15],[46,0,49,0],[50,0,53,0],[43,12,43,13],[43,14,43,15],[44,4,45,4],[44,5,45,5],[44,6,45,6],[44,7,45,7],[44,8,45,8],[44,9,45,9],[44,10,45,10],[44,11,45,11],[43,0,45,0],[43,1,45,1],[43,4,43,5],[43,6,43,7],[43,8,43,9],[43,10,43,11],[54,0,57,0],[60,0,61,1],[60,4,60,15],[61,4,61,5],[61,6,61,7],[61,8,61,9],[61,10,61,11],[61,12,61,13],[61,14,61,15],[63,12,64,12],[63,13,64,13],[63,14,64,14],[63,15,64,15],[65,0,68,0],[69,0,72,0],[62,12,62,13],[62,14,62,15],[63,4,64,4],[63,5,64,5],[63,6,64,6],[63,7,64,7],[63,8,64,8],[63,9,64,9],[63,10,64,10],[63,11,64,11],[62,0,64,0],[62,1,64,1],[62,4,62,5],[62,6,62,7],[62,8,62,9],[62,10,62,11],[73,0,76,0],[79,0,80,1],[79,4,79,15],[80,4,80,5],[80,6,80,7],[80,8,80,9],[80,10,80,11],[80,12,80,13],[80,14,80,15],[82,12,83,12],[82,13,83,13],[82,14,83,14],[82,15,83,15],[84,0,87,0],[88,0,91,0],[81,12,81,13],[81,14,81,15],[82,4,83,4],[82,5,83,5],[82,6,83,6],[82,7,83,7],[82,8,83,8],[82,9,83,9],[82,10,83,10],[82,11,83,11],[81,0,83,0],[81,1,83,1],[81,4,81,5],[81,6,81,7],[81,8,81,9],[81,10,81,11],[92,0,95,0],[98,0,99,1],[98,4,98,15],[99,4,99,5],[99,6,99,7],[99,8,99,9],[99,10,99,11],[99,12,99,13],[99,14,99,15],[101,12,102,12],[101,13,102,13],[101,14,102,14],[101,15,102,15],[103,0,106,0],[107,0,110,0],[100,12,100,13],[100,14,100,15],[101,4,102,4],[101,5,102,5],[101,6,102,6],[101,7,102,7],[101,8,102,8],[101,9,102,9],[101,10,102,10],[101,11,102,11],[100,0,102,0],[100,1,102,1],[100,4,100,5],[100,6,100,7],[100,8,100,9],[100,10,100,11],[111,0,114,0],[117,0,118,1],[117,4,117,15],[118,4,118,5],[118,6,118,7],[118,8,118,9],[118,10,118,11],[118,12,118,13],[118,14,118,15],[130,0,133,0],[120,12,121,12],[120,13,121,13],[120,14,121,14],[120,15,121,15],[122,0,125,0],[126,0,129,0],[119,12,119,13],[119,14,119,15],[120,4,121,4],[120,5,121,5],[120,6,121,6],[120,7,121,7],[120,8,121,8],[120,9,121,9],[120,10,121,10],[120,11,121,11],[119,0,121,0],[119,1,121,1],[119,4,119,5],[119,6,119,7],[119,8,119,9],[119,10,119,11]]}
[]
["CA16NA_49"]
["Evaporator Air \n",null,"Condenser  Entering Air Temperature ˚F"]
[80,"°F DB",75,null,85,null,95,null,100,null,105,null,115,null,125]
["CFM","EWB†\n˚F","Capacity Mbtuh",null,"Capacity Mbtuh",null,"Capacity Mbtuh",null,"Capacity Mbtuh",null,"Capacity Mbtuh",null,"Capacity Mbtuh",null,"Capacity Mbtuh"]
[null,null,"Total","Sens.","Total","Sens.","Total","Sens.","Total","Sens.","Total","Sens.","Total","Sens.","Total","Sens."]
[null,null,null,null,null,null,null,null,null,null,null,null,null,null,null,null,null,"Total Factors",null,null,null,null,null,null,"Sens. %",null,null,null,null,null,null,"IDB Adj",null,null,null,null,null,null,"Sens Calc"]
[1400,72,{"$f":"R8*$G$13","v":57.92},{"$f":"IF(AM8>C8,C8,AM8)","v":28.29},{"$f":"S8*$G$13","v":55.13},{"$f":"IF(AN8>E8,E8,AN8)","v":27.3},{"$f":"T8*$G$13","v":52.32},{"$f":"IF(AO8>G8,G8,AO8)","v":26.32},{"$f":"U8*$G$13","v":50.89},{"$f":"IF(AP8>I8,I8,AP8)","v":25.824999999999999},{"$f":"V8*$G$13","v":49.46},{"$f":"IF(AQ8>K8,K8,AQ8)","v":25.33},{"$f":"W8*$G$13","v":46.46},{"$f":"IF(AR8>M8,M8,AR8)","v":24.31},{"$f":"X8*$G$13","v":43.33},{"$f":"IF(AS8>O8,O8,AS8)","v":23.26},null,1.1942268041237114,1.1367010309278351,1.0787628865979382,1.0492783505154639,1.0197938144329897,0.95793814432989688,0.89340206185567006,0.48843232044198892,0.49519317975693816,0.50305810397553519,0.50746708587148748,0.51213101496158508,0.52324580284115363,0.53681052388645289,0.83499999999999996,0.83499999999999996,0.83499999999999996,0.83499999999999996,0.83499999999999996,0.83499999999999996,0.83499999999999996,{"$f":"Y8*C8+($A$4-80)*AF8*$A$8/1000","v":28.29},{"$f":"Z8*E8+($A$4-80)*AG8*$A$8/1000","v":27.3},{"$f":"AA8*G8+($A$4-80)*AH8*$A$8/1000","v":26.32},{"$f":"AB8*I8+($A$4-80)*AI8*$A$8/1000","v":25.824999999999999},{"$f":"AC8*K8+($A$4-80)*AJ8*$A$8/1000","v":25.33},{"$f":"AD8*M8+($A$4-80)*AK8*$A$8/1000","v":24.31},{"$f":"AE8*O8+($A$4-80)*AL8*$A$8/1000","v":23.26}]
[null,67,52.84,34.68,50.34,{"$f":"IF(AN9>E9,E9,AN9)","v":33.700000000000003},{"$f":"T9*$G$13","v":47.78},{"$f":"IF(AO9>G9,G9,AO9)","v":32.72},46.465000000000003,{"$f":"IF(AP9>I9,I9,AP9)","v":32.22},45.15,{"$f":"IF(AQ9>K9,K9,AQ9)","v":31.72},42.41,{"$f":"IF(AR9>M9,M9,AR9)","v":30.69},39.51,{"$f":"IF(AS9>O9,O9,AS9)","v":29.620000000000005},null,1.0894845360824743,1.037938144329897,0.98515463917525781,0.95804123711340217,0.93092783505154642,0.87443298969072158,0.81463917525773188,0.65632096896290681,0.66944775526420341,0.68480535789033059,0.69342515872161836,0.70254706533776301,0.7236500825277058,0.74968362439888647,0.83499999999999996,0.83499999999999996,0.83499999999999996,0.83499999999999996,0.83499999999999996,0.83499999999999996,0.83499999999999996,{"$f":"Y9*C9+($A$4-80)*AF9*$A$8/1000","v":34.68},{"$f":"Z9*E9+($A$4-80)*AG9*$A$8/1000","v":33.700000000000003},{"$f":"AA9*G9+($A$4-80)*AH9*$A$8/1000","v":32.72},{"$f":"AB9*I9+($A$4-80)*AI9*$A$8/1000","v":32.22},{"$f":"AC9*K9+($A$4-80)*AJ9*$A$8/1000","v":31.72},{"$f":"AD9*M9+($A$4-80)*AK9*$A$8/1000","v":30.69},{"$f":"AE9*O9+($A$4-80)*AL9*$A$8/1000","v":29.620000000000005}]
[null,62,48.3,40.98,46.07,40,{"$f":"T10*$G$13","v":43.81},38.99,42.66,38.454999999999998,41.51,37.92,39.299999999999997,39.299999999999997,37.08,37.08,null,0.99587628865979372,0.94989690721649489,0.903298969072165,0.8795876288659793,0.85587628865979382,0.81030927835051536,0.76453608247422677,0.8484472049689441,0.86824397655741259,0.88997945674503542,0.90142991092358182,0.91351481570705861,1,1,0.83499999999999996,0.83499999999999996,0.83499999999999996,0.83499999999999996,0.83499999999999996,0.83499999999999996,0.83499999999999996,40.98,{"$f":"Z10*E10+($A$4-80)*AG10*$A$8/1000","v":40},{"$f":"AA10*G10+($A$4-80)*AH10*$A$8/1000","v":38.99},38.454999999999998,37.92,39.299999999999997,37.08]
[null,57,46.85,46.85,45.08,45.08,{"$f":"T11*$G$13","v":43.24},43.24,42.275000000000006,42.275000000000006,41.31,41.31,39.25,39.25,37.04,37.04,null,0.96597938144329898,0.92948453608247417,0.89154639175257733,0.8716494845360826,0.85175257731958764,0.80927835051546393,0.76371134020618558,1,1,1,1,1,1,1,0.83499999999999996,0.83499999999999996,0.83499999999999996,0.83499999999999996,0.83499999999999996,0.83499999999999996,0.83499999999999996,46.85,{"$f":"Z11*E11+($A$4-80)*AG11*$A$8/1000","v":45.08},{"$f":"AA11*G11+($A$4-80)*AH11*$A$8/1000","v":43.24},{"$f":"AB11*I11+($A$4-80)*AI11*$A$8/1000","v":42.275000000000006},41.31,39.25,37.04]
[1600,72,58.92,29.679999999999996,56.01,28.680000000000003,{"$f":"T12*$G$13","v":53.08},27.68,51.585000000000001,27.179999999999996,50.09,26.679999999999996,46.99,25.64,43.76,24.58,null,1.2148453608247423,1.1548453608247422,1.0944329896907217,1.0636082474226805,1.0327835051546392,0.96886597938144337,0.90226804123711335,0.50373387644263401,0.5120514193893948,0.52147701582516959,0.52689735388194237,0.53264124575763616,0.54564801021493936,0.5617001828153565,0.83499999999999996,0.83499999999999996,0.83499999999999996,0.83499999999999996,0.83499999999999996,0.83499999999999996,0.83499999999999996,{"$f":"Y12*C12+($A$4-80)*AF12*$A$12/1000","v":29.679999999999996},{"$f":"Z12*E12+($A$4-80)*AG12*$A$12/1000","v":28.680000000000003},{"$f":"AA12*G12+($A$4-80)*AH12*$A$12/1000","v":27.68},{"$f":"AB12*I12+($A$4-80)*AI12*$A$12/1000","v":27.179999999999996},{"$f":"AC12*K12+($A$4-80)*AJ12*$A$12/1000","v":26.679999999999996},{"$f":"AD12*M12+($A$4-80)*AK12*$A$12/1000","v":25.64},{"$f":"AE12*O12+($A$4-80)*AL12*$A$12/1000","v":24.58}]
[null,67,53.79999999999999,36.919999999999995,51.159999999999989,35.919999999999995,48.5,34.92,47.135000000000005,34.414999999999999,45.77,33.909999999999997,42.94,32.86,39.97,31.770000000000003,null,1.1092783505154638,1.0548453608247421,1,0.97185567010309293,0.94371134020618563,0.88536082474226796,0.82412371134020612,0.68624535315985136,0.70211102423768579,0.72000000000000008,0.7301368409886495,0.74087830456630965,0.76525384257102935,0.79484613460095077,0.83499999999999996,0.83499999999999996,0.83499999999999996,0.83499999999999996,0.83499999999999996,0.83499999999999996,0.83499999999999996,{"$f":"Y13*C13+($A$4-80)*AF13*$A$12/1000","v":36.919999999999995},{"$f":"Z13*E13+($A$4-80)*AG13*$A$12/1000","v":35.919999999999995},{"$f":"AA13*G13+($A$4-80)*AH13*$A$12/1000","v":34.92},{"$f":"AB13*I13+($A$4-80)*AI13*$A$12/1000","v":34.414999999999999},{"$f":"AC13*K13+($A$4-80)*AJ13*$A$12/1000","v":33.909999999999997},{"$f":"AD13*M13+($A$4-80)*AK13*$A$12/1000","v":32.86},{"$f":"AE13*O13+($A$4-80)*AL13*$A$12/1000","v":31.770000000000003}]
[null,62,49.4,44.03,47.13,42.97,{"$f":"T14*$G$13","v":44.97},44.97,43.924999999999997,43.924999999999997,42.88,42.88,40.67,40.67,38.32,38.32,null,1.0185567010309278,0.97175257731958764,0.92721649484536084,0.9056701030927834,0.88412371134020629,0.83855670103092783,0.79010309278350521,0.89129554655870447,0.91173350307659662,1,1,1,1,1,0.83499999999999996,0.83499999999999996,0.83499999999999996,0.83499999999999996,0.83499999999999996,0.83499999999999996,0.83499999999999996,44.03,{"$f":"Z14*E14+($A$4-80)*AG14*$A$12/1000","v":42.97},{"$f":"AA14*G14+($A$4-80)*AH14*$A$12/1000","v":44.97},43.924999999999997,42.88,40.67,38.32]
[null,57,48.81,48.81,46.88,46.88,44.91,44.91,43.87,43.87,42.83,42.83,40.619999999999997,40.619999999999997,38.26,38.26,null,1.0063917525773196,0.96659793814432993,0.92597938144329894,0.90453608247422679,0.88309278350515463,0.83752577319587629,0.78886597938144321,1,1,1,1,1,1,1,0.83499999999999996,0.83499999999999996,0.83499999999999996,0.83499999999999996,0.83499999999999996,0.83499999999999996,0.83499999999999996,48.81,{"$f":"Z15*E15+($A$4-80)*AG15*$A$12/1000","v":46.88},{"$f":"AA15*G15+($A$4-80)*AH15*$A$12/1000","v":44.91},43.87,42.83,40.619999999999997,38.26]
[1800,72,59.66,31.01,56.64,29.989999999999995,53.609999999999992,28.969999999999995,52.074999999999996,28.464999999999996,50.54,27.960000000000004,47.35,26.91,44.03,25.829999999999995,null,1.230103092783505,1.1678350515463918,1.1053608247422679,1.0737113402061855,1.0420618556701031,0.97628865979381452,0.90783505154639177,0.51977874622862896,0.52948446327683607,0.54038425666853196,0.54661545847335569,0.553225168183617,0.56832101372756072,0.58664546899841008,0.83499999999999996,0.83499999999999996,0.83499999999999996,0.83499999999999996,0.83499999999999996,0.83499999999999996,0.83499999999999996,{"$f":"Y16*C16+($A$4-80)*AF16*$A$16/1000","v":31.01},{"$f":"Z16*E16+($A$4-80)*AG16*$A$16/1000","v":29.989999999999995},{"$f":"AA16*G16+($A$4-80)*AH16*$A$16/1000","v":28.969999999999995},{"$f":"AB16*I16+($A$4-80)*AI16*$A$16/1000","v":28.464999999999996},{"$f":"AC16*K16+($A$4-80)*AJ16*$A$16/1000","v":27.960000000000004},{"$f":"AD16*M16+($A$4-80)*AK16*$A$16/1000","v":26.91},{"$f":"AE16*O16+($A$4-80)*AL16*$A$16/1000","v":25.829999999999995}]
[null,67,54.5,39.06,51.77,38.049999999999997,49.02,37.03,47.620000000000005,36.515000000000001,46.22,36,43.32,34.93,40.28,33.799999999999997,null,1.1237113402061856,1.0674226804123712,1.0107216494845361,0.98185567010309283,0.95298969072164941,0.89319587628865982,0.83051546391752584,0.71669724770642207,0.73498164960401768,0.75540595675234601,0.76679966400671984,0.77888360017308522,0.80632502308402587,0.83912611717974173,0.83499999999999996,0.83499999999999996,0.83499999999999996,0.83499999999999996,0.83499999999999996,0.83499999999999996,0.83499999999999996,{"$f":"Y17*C17+($A$4-80)*AF17*$A$16/1000","v":39.06},{"$f":"Z17*E17+($A$4-80)*AG17*$A$16/1000","v":38.049999999999997},{"$f":"AA17*G17+($A$4-80)*AH17*$A$16/1000","v":37.03},{"$f":"AB17*I17+($A$4-80)*AI17*$A$16/1000","v":36.515000000000001},{"$f":"AC17*K17+($A$4-80)*AJ17*$A$16/1000","v":36},{"$f":"AD17*M17+($A$4-80)*AK17*$A$16/1000","v":34.93},{"$f":"AE17*O17+($A$4-80)*AL17*$A$16/1000","v":33.799999999999997}]
[null,62,50.460000000000008,50.460000000000008,48.42,48.42,46.31,46.31,45.204999999999998,45.204999999999998,44.1,44.1,41.77,41.77,39.29,39.29,null,1.0404123711340207,0.99835051546391751,0.95484536082474236,0.93206185567010302,0.90927835051546391,0.86123711340206188,0.81010309278350512,1,1,1,1,1,1,1,0.83499999999999996,0.83499999999999996,0.83499999999999996,0.83499999999999996,0.83499999999999996,0.83499999999999996,0.83499999999999996,50.460000000000008,{"$f":"Z18*E18+($A$4-80)*AG18*$A$16/1000","v":48.42},{"$f":"AA18*G18+($A$4-80)*AH18*$A$16/1000","v":46.31},45.204999999999998,44.1,41.77,39.29]
[null,57,50.41,50.41,48.35,48.35,46.25,46.25,45.15,45.15,44.05,44.05,41.72,41.72,39.25,39.25,null,1.039381443298969,0.99690721649484537,0.95360824742268047,0.93092783505154642,0.90824742268041236,0.86020618556701034,0.80927835051546393,1,1,1,1,1,1,1,0.83499999999999996,0.83499999999999996,0.83499999999999996,0.83499999999999996,0.83499999999999996,0.83499999999999996,0.83499999999999996,50.41,{"$f":"Z19*E19+($A$4-80)*AG19*$A$16/1000","v":48.35},{"$f":"AA19*G19+($A$4-80)*AH19*$A$16/1000","v":46.25},45.15,44.05,41.72,39.25]

{"sheet":"CA16NA_60","index":24,"n_rows":19,"n_cols":45,"rows_kept":19,"cut":false,"hidden":true,"merged":[[2,0,2,1],[2,2,2,15],[3,2,3,3],[3,4,3,5],[3,6,3,7],[3,8,3,9],[3,10,3,11],[3,12,3,13],[3,14,3,15],[5,2,6,2],[5,3,6,3],[5,4,6,4],[5,5,6,5],[5,6,6,6],[5,7,6,7],[5,8,6,8],[4,0,6,0],[4,1,6,1],[4,2,4,3],[4,4,4,5],[4,6,4,7],[4,8,4,9],[5,9,6,9],[5,10,6,10],[5,11,6,11],[5,12,6,12],[5,13,6,13],[5,14,6,14],[5,15,6,15],[4,10,4,11],[4,12,4,13],[4,14,4,15],[7,0,10,0],[11,0,14,0],[15,0,18,0],[22,4,22,15],[23,4,23,5],[23,6,23,7],[23,8,23,9],[23,10,23,11],[23,12,23,13],[23,14,23,15],[25,12,26,12],[25,13,26,13],[25,14,26,14],[25,15,26,15],[27,0,30,0],[31,0,34,0],[24,12,24,13],[24,14,24,15],[25,4,26,4],[25,5,26,5],[25,6,26,6],[25,7,26,7],[25,8,26,8],[25,9,26,9],[25,10,26,10],[25,11,26,11],[24,0,26,0],[24,1,26,1],[24,4,24,5],[24,6,24,7],[24,8,24,9],[24,10,24,11],[35,0,38,0],[41,0,42,1],[41,4,41,15],[42,4,42,5],[42,6,42,7],[42,8,42,9],[42,10,42,11],[42,12,42,13],[42,14,42,15],[44,12,45,12],[44,13,45,13],[44,14,45,14],[44,15,45,15],[46,0,49,0],[50,0,53,0],[43,12,43,13],[43,14,43,15],[44,4,45,4],[44,5,45,5],[44,6,45,6],[44,7,45,7],[44,8,45,8],[44,9,45,9],[44,10,45,10],[44,11,45,11],[43,0,45,0],[43,1,45,1],[43,4,43,5],[43,6,43,7],[43,8,43,9],[43,10,43,11],[54,0,57,0],[60,0,61,1],[60,4,60,15],[61,4,61,5],[61,6,61,7],[61,8,61,9],[61,10,61,11],[61,12,61,13],[61,14,61,15],[63,12,64,12],[63,13,64,13],[63,14,64,14],[63,15,64,15],[65,0,68,0],[69,0,72,0],[62,12,62,13],[62,14,62,15],[63,4,64,4],[63,5,64,5],[63,6,64,6],[63,7,64,7],[63,8,64,8],[63,9,64,9],[63,10,64,10],[63,11,64,11],[62,0,64,0],[62,1,64,1],[62,4,62,5],[62,6,62,7],[62,8,62,9],[62,10,62,11],[73,0,76,0],[79,0,80,1],[79,4,79,15],[80,4,80,5],[80,6,80,7],[80,8,80,9],[80,10,80,11],[80,12,80,13],[80,14,80,15],[82,12,83,12],[82,13,83,13],[82,14,83,14],[82,15,83,15],[84,0,87,0],[88,0,91,0],[81,12,81,13],[81,14,81,15],[82,4,83,4],[82,5,83,5],[82,6,83,6],[82,7,83,7],[82,8,83,8],[82,9,83,9],[82,10,83,10],[82,11,83,11],[81,0,83,0],[81,1,83,1],[81,4,81,5],[81,6,81,7],[81,8,81,9],[81,10,81,11],[92,0,95,0],[98,0,99,1],[98,4,98,15],[99,4,99,5],[99,6,99,7],[99,8,99,9],[99,10,99,11],[99,12,99,13],[99,14,99,15],[101,12,102,12],[101,13,102,13],[101,14,102,14],[101,15,102,15],[103,0,106,0],[107,0,110,0],[100,12,100,13],[100,14,100,15],[101,4,102,4],[101,5,102,5],[101,6,102,6],[101,7,102,7],[101,8,102,8],[101,9,102,9],[101,10,102,10],[101,11,102,11],[100,0,102,0],[100,1,102,1],[100,4,100,5],[100,6,100,7],[100,8,100,9],[100,10,100,11],[111,0,114,0],[117,0,118,1],[117,4,117,15],[118,4,118,5],[118,6,118,7],[118,8,118,9],[118,10,118,11],[118,12,118,13],[118,14,118,15],[130,0,133,0],[120,12,121,12],[120,13,121,13],[120,14,121,14],[120,15,121,15],[122,0,125,0],[126,0,129,0],[119,12,119,13],[119,14,119,15],[120,4,121,4],[120,5,121,5],[120,6,121,6],[120,7,121,7],[120,8,121,8],[120,9,121,9],[120,10,121,10],[120,11,121,11],[119,0,121,0],[119,1,121,1],[119,4,119,5],[119,6,119,7],[119,8,119,9],[119,10,119,11]]}
[]
["CA16NA_60"]
["Evaporator Air \n",null,"Condenser  Entering Air Temperature ˚F"]
[80,"°F DB",75,null,85,null,95,null,100,null,105,null,115,null,125]
["CFM","EWB†\n˚F","Capacity Mbtuh",null,"Capacity Mbtuh",null,"Capacity Mbtuh",null,"Capacity Mbtuh",null,"Capacity Mbtuh",null,"Capacity Mbtuh",null,"Capacity Mbtuh"]
[null,null,"Total","Sens.","Total","Sens.","Total","Sens.","Total","Sens.","Total","Sens.","Total","Sens.","Total","Sens."]
[null,null,null,null,null,null,null,null,null,null,null,null,null,null,null,null,null,"Total Factors",null,null,null,null,null,null,"Sens. %",null,null,null,null,null,null,"IDB Adj",null,null,null,null,null,null,"Sens Calc"]
[1750,72,{"$f":"R8*$G$13","v":67.62},{"$f":"IF(AM8>C8,C8,AM8)","v":32.42},{"$f":"S8*$G$13","v":64.180000000000007},{"$f":"IF(AN8>E8,E8,AN8)","v":31.31},{"$f":"T8*$G$13","v":60.569999999999993},{"$f":"IF(AO8>G8,G8,AO8)","v":30.149999999999995},{"$f":"U8*$G$13","v":58.685000000000002},{"$f":"IF(AP8>I8,I8,AP8)","v":29.554999999999996},{"$f":"V8*$G$13","v":56.8},{"$f":"IF(AQ8>K8,K8,AQ8)","v":28.959999999999997},{"$f":"W8*$G$13","v":52.78},{"$f":"IF(AR8>M8,M8,AR8)","v":27.7},{"$f":"X8*$G$13","v":48.5},{"$f":"IF(AS8>O8,O8,AS8)","v":26.38},null,1.2075,1.1460714285714286,1.0816071428571428,1.0479464285714286,1.0142857142857142,0.9425,0.8660714285714286,0.47944395149364094,0.48784668120909935,0.49777117384843977,0.50362102751980908,0.50985915492957745,0.52482000757862823,0.54391752577319585,0.83499999999999996,0.83499999999999996,0.83499999999999996,0.83499999999999996,0.83499999999999996,0.83499999999999996,0.83499999999999996,{"$f":"Y8*C8+($A$4-80)*AF8*$A$8/1000","v":32.42},{"$f":"Z8*E8+($A$4-80)*AG8*$A$8/1000","v":31.31},{"$f":"AA8*G8+($A$4-80)*AH8*$A$8/1000","v":30.149999999999995},{"$f":"AB8*I8+($A$4-80)*AI8*$A$8/1000","v":29.554999999999996},{"$f":"AC8*K8+($A$4-80)*AJ8*$A$8/1000","v":28.959999999999997},{"$f":"AD8*M8+($A$4-80)*AK8*$A$8/1000","v":27.7},{"$f":"AE8*O8+($A$4-80)*AL8*$A$8/1000","v":26.38}]
[null,67,61.600000000000009,40.4,58.54,{"$f":"IF(AN9>E9,E9,AN9)","v":39.31},{"$f":"T9*$G$13","v":55.32},{"$f":"IF(AO9>G9,G9,AO9)","v":38.17},53.61,{"$f":"IF(AP9>I9,I9,AP9)","v":37.57},51.9,{"$f":"IF(AQ9>K9,K9,AQ9)","v":36.97},48.28,{"$f":"IF(AR9>M9,M9,AR9)","v":35.700000000000003},44.4,{"$f":"IF(AS9>O9,O9,AS9)","v":34.35},null,1.1000000000000001,1.0453571428571429,0.98785714285714288,0.95732142857142855,0.92678571428571421,0.86214285714285721,0.79285714285714282,0.65584415584415579,0.67150666211137688,0.68998553868402024,0.70080208916246967,0.71233140655105975,0.73943661971830987,0.77364864864864868,0.83499999999999996,0.83499999999999996,0.83499999999999996,0.83499999999999996,0.83499999999999996,0.83499999999999996,0.83499999999999996,{"$f":"Y9*C9+($A$4-80)*AF9*$A$8/1000","v":40.4},{"$f":"Z9*E9+($A$4-80)*AG9*$A$8/1000","v":39.31},{"$f":"AA9*G9+($A$4-80)*AH9*$A$8/1000","v":38.17},{"$f":"AB9*I9+($A$4-80)*AI9*$A$8/1000","v":37.57},{"$f":"AC9*K9+($A$4-80)*AJ9*$A$8/1000","v":36.97},{"$f":"AD9*M9+($A$4-80)*AK9*$A$8/1000","v":35.700000000000003},{"$f":"AE9*O9+($A$4-80)*AL9*$A$8/1000","v":34.35}]
[null,62,56.639999999999993,48.22999999999999,54.07,53.77,{"$f":"T10*$G$13","v":51.6},51.6,50.295000000000002,50.295000000000002,48.99,48.99,46.15,46.15,43.04,43.04,null,1.0114285714285713,0.96553571428571427,0.92142857142857149,0.89812500000000006,0.87482142857142864,0.82410714285714282,0.76857142857142857,0.85151836158192085,0.99445163676715376,1,1,1,1,1,0.83499999999999996,0.83499999999999996,0.83499999999999996,0.83499999999999996,0.83499999999999996,0.83499999999999996,0.83499999999999996,48.22999999999999,{"$f":"Z10*E10+($A$4-80)*AG10*$A$8/1000","v":53.77},{"$f":"AA10*G10+($A$4-80)*AH10*$A$8/1000","v":51.6},50.295000000000002,48.99,46.15,43.04]
[null,57,56.190000000000005,56.190000000000005,53.95,53.95,{"$f":"T11*$G$13","v":51.53},51.53,50.230000000000004,50.230000000000004,48.93,48.93,46.09,46.09,42.99,42.99,null,1.0033928571428572,0.96339285714285716,0.9201785714285714,0.89696428571428577,0.87375000000000003,0.82303571428571431,0.76767857142857143,1,1,1,1,1,1,1,0.83499999999999996,0.83499999999999996,0.83499999999999996,0.83499999999999996,0.83499999999999996,0.83499999999999996,0.83499999999999996,56.190000000000005,{"$f":"Z11*E11+($A$4-80)*AG11*$A$8/1000","v":53.95},{"$f":"AA11*G11+($A$4-80)*AH11*$A$8/1000","v":51.53},{"$f":"AB11*I11+($A$4-80)*AI11*$A$8/1000","v":50.230000000000004},48.93,46.09,42.99]
[2000,72,68.55,34.11,64.97,32.979999999999997,{"$f":"T12*$G$13","v":61.23},31.81,59.269999999999996,31.2,57.31,30.590000000000003,53.17,29.32,48.77,27.98,null,1.2241071428571428,1.1601785714285715,1.0933928571428571,1.0583928571428571,1.0233928571428572,0.94946428571428576,0.87089285714285725,0.49759299781181621,0.50761890103124518,0.51951657684141761,0.52640458916821331,0.53376374105740709,0.55143878126763213,0.57371334836989951,0.83499999999999996,0.83499999999999996,0.83499999999999996,0.83499999999999996,0.83499999999999996,0.83499999999999996,0.83499999999999996,{"$f":"Y12*C12+($A$4-80)*AF12*$A$12/1000","v":34.11},{"$f":"Z12*E12+($A$4-80)*AG12*$A$12/1000","v":32.979999999999997},{"$f":"AA12*G12+($A$4-80)*AH12*$A$12/1000","v":31.81},{"$f":"AB12*I12+($A$4-80)*AI12*$A$12/1000","v":31.2},{"$f":"AC12*K12+($A$4-80)*AJ12*$A$12/1000","v":30.590000000000003},{"$f":"AD12*M12+($A$4-80)*AK12*$A$12/1000","v":29.32},{"$f":"AE12*O12+($A$4-80)*AL12*$A$12/1000","v":27.98}]
[null,67,62.54,43.18,59.33,42.05,56,40.880000000000003,54.234999999999999,40.260000000000005,52.47,39.64,48.75,38.33,44.8,36.909999999999997,null,1.1167857142857143,1.0594642857142857,1,0.96848214285714285,0.93696428571428569,0.8705357142857143,0.79999999999999993,0.6904381196034538,0.70874768245407038,0.73000000000000009,0.74232506683875732,0.75547932151705743,0.78625641025641024,0.82388392857142856,0.83499999999999996,0.83499999999999996,0.83499999999999996,0.83499999999999996,0.83499999999999996,0.83499999999999996,0.83499999999999996,{"$f":"Y13*C13+($A$4-80)*AF13*$A$12/1000","v":43.18},{"$f":"Z13*E13+($A$4-80)*AG13*$A$12/1000","v":42.05},{"$f":"AA13*G13+($A$4-80)*AH13*$A$12/1000","v":40.880000000000003},{"$f":"AB13*I13+($A$4-80)*AI13*$A$12/1000","v":40.260000000000005},{"$f":"AC13*K13+($A$4-80)*AJ13*$A$12/1000","v":39.64},{"$f":"AD13*M13+($A$4-80)*AK13*$A$12/1000","v":38.33},{"$f":"AE13*O13+($A$4-80)*AL13*$A$12/1000","v":36.909999999999997}]
[null,62,58.379999999999995,58.379999999999995,55.95,55.95,{"$f":"T14*$G$13","v":53.34},53.34,51.94,51.94,50.54,50.54,47.51,47.51,44.2,44.2,null,1.0425,0.99910714285714286,0.95250000000000001,0.92749999999999999,0.90249999999999997,0.84839285714285706,0.78928571428571437,1,1,1,1,1,1,1,0.83499999999999996,0.83499999999999996,0.83499999999999996,0.83499999999999996,0.83499999999999996,0.83499999999999996,0.83499999999999996,58.379999999999995,{"$f":"Z14*E14+($A$4-80)*AG14*$A$12/1000","v":55.95},{"$f":"AA14*G14+($A$4-80)*AH14*$A$12/1000","v":53.34},51.94,50.54,47.51,44.2]
[null,57,58.29999999999999,58.29999999999999,55.88,55.88,53.27,53.27,51.875,51.875,50.48,50.48,47.45,47.45,44.15,44.15,null,1.0410714285714284,0.99785714285714289,0.95125000000000004,0.9263392857142857,0.90142857142857136,0.84732142857142867,0.78839285714285712,1,1,1,1,1,1,1,0.83499999999999996,0.83499999999999996,0.83499999999999996,0.83499999999999996,0.83499999999999996,0.83499999999999996,0.83499999999999996,58.29999999999999,{"$f":"Z15*E15+($A$4-80)*AG15*$A$12/1000","v":55.88},{"$f":"AA15*G15+($A$4-80)*AH15*$A$12/1000","v":53.27},51.875,50.48,47.45,44.15]
[2250,72,69.2,35.72,65.5,34.57,61.65,33.380000000000003,59.64,32.760000000000005,57.63000000000001,32.140000000000008,53.4,30.86,48.9,29.5,null,1.2357142857142858,1.1696428571428572,1.1008928571428571,1.0649999999999999,1.029107142857143,0.95357142857142851,0.87321428571428572,0.51618497109826589,0.52778625954198477,0.54144363341443635,0.54929577464788737,0.55769564462953325,0.57790262172284645,0.60327198364008183,0.83499999999999996,0.83499999999999996,0.83499999999999996,0.83499999999999996,0.83499999999999996,0.83499999999999996,0.83499999999999996,{"$f":"Y16*C16+($A$4-80)*AF16*$A$16/1000","v":35.72},{"$f":"Z16*E16+($A$4-80)*AG16*$A$16/1000","v":34.57},{"$f":"AA16*G16+($A$4-80)*AH16*$A$16/1000","v":33.380000000000003},{"$f":"AB16*I16+($A$4-80)*AI16*$A$16/1000","v":32.760000000000005},{"$f":"AC16*K16+($A$4-80)*AJ16*$A$16/1000","v":32.140000000000008},{"$f":"AD16*M16+($A$4-80)*AK16*$A$16/1000","v":30.86},{"$f":"AE16*O16+($A$4-80)*AL16*$A$16/1000","v":29.5}]
[null,67,63.209999999999994,45.809999999999995,59.93,44.66,56.49,43.45,54.69,42.81,52.89,42.17,49.12,40.78,45.19,44.77,null,1.1287499999999999,1.0701785714285714,1.00875,0.97660714285714278,0.94446428571428576,0.87714285714285711,0.80696428571428569,0.72472710014238251,0.74520273652594693,0.76916268366082496,0.78277564454196391,0.79731518245415012,0.83021172638436491,0.99070590838681138,0.83499999999999996,0.83499999999999996,0.83499999999999996,0.83499999999999996,0.83499999999999996,0.83499999999999996,0.83499999999999996,{"$f":"Y17*C17+($A$4-80)*AF17*$A$16/1000","v":45.809999999999995},{"$f":"Z17*E17+($A$4-80)*AG17*$A$16/1000","v":44.66},{"$f":"AA17*G17+($A$4-80)*AH17*$A$16/1000","v":43.45},{"$f":"AB17*I17+($A$4-80)*AI17*$A$16/1000","v":42.81},{"$f":"AC17*K17+($A$4-80)*AJ17*$A$16/1000","v":42.17},{"$f":"AD17*M17+($A$4-80)*AK17*$A$16/1000","v":40.78},{"$f":"AE17*O17+($A$4-80)*AL17*$A$16/1000","v":44.77}]
[null,62,60.099999999999994,60.099999999999994,57.510000000000005,57.510000000000005,54.74,54.74,53.255000000000003,53.255000000000003,51.77,51.77,48.57,48.57,45.09,45.09,null,1.0732142857142857,1.0269642857142858,0.97750000000000004,0.95098214285714289,0.92446428571428574,0.86732142857142858,0.80517857142857152,1,1,1,1,1,1,1,0.83499999999999996,0.83499999999999996,0.83499999999999996,0.83499999999999996,0.83499999999999996,0.83499999999999996,0.83499999999999996,60.099999999999994,{"$f":"Z18*E18+($A$4-80)*AG18*$A$16/1000","v":57.510000000000005},{"$f":"AA18*G18+($A$4-80)*AH18*$A$16/1000","v":54.74},53.255000000000003,51.77,48.57,45.09]
[null,57,60.02,60.02,57.439999999999991,57.439999999999991,54.67,54.67,53.19,53.19,51.71,51.71,48.52,48.52,45.05,45.05,null,1.0717857142857143,1.0257142857142856,0.97625000000000006,0.94982142857142848,0.92339285714285713,0.86642857142857144,0.80446428571428563,1,1,1,1,1,1,1,0.83499999999999996,0.83499999999999996,0.83499999999999996,0.83499999999999996,0.83499999999999996,0.83499999999999996,0.83499999999999996,60.02,{"$f":"Z19*E19+($A$4-80)*AG19*$A$16/1000","v":57.439999999999991},{"$f":"AA19*G19+($A$4-80)*AH19*$A$16/1000","v":54.67},53.19,51.71,48.52,45.05]

{"sheet":"CA16NA_61","index":25,"n_rows":19,"n_cols":45,"rows_kept":19,"cut":false,"hidden":true,"merged":[[2,0,2,1],[2,2,2,15],[3,2,3,3],[3,4,3,5],[3,6,3,7],[3,8,3,9],[3,10,3,11],[3,12,3,13],[3,14,3,15],[5,2,6,2],[5,3,6,3],[5,4,6,4],[5,5,6,5],[5,6,6,6],[5,7,6,7],[5,8,6,8],[4,0,6,0],[4,1,6,1],[4,2,4,3],[4,4,4,5],[4,6,4,7],[4,8,4,9],[5,9,6,9],[5,10,6,10],[5,11,6,11],[5,12,6,12],[5,13,6,13],[5,14,6,14],[5,15,6,15],[4,10,4,11],[4,12,4,13],[4,14,4,15],[7,0,10,0],[11,0,14,0],[15,0,18,0],[22,4,22,15],[23,4,23,5],[23,6,23,7],[23,8,23,9],[23,10,23,11],[23,12,23,13],[23,14,23,15],[25,12,26,12],[25,13,26,13],[25,14,26,14],[25,15,26,15],[27,0,30,0],[31,0,34,0],[24,12,24,13],[24,14,24,15],[25,4,26,4],[25,5,26,5],[25,6,26,6],[25,7,26,7],[25,8,26,8],[25,9,26,9],[25,10,26,10],[25,11,26,11],[24,0,26,0],[24,1,26,1],[24,4,24,5],[24,6,24,7],[24,8,24,9],[24,10,24,11],[35,0,38,0],[41,0,42,1],[41,4,41,15],[42,4,42,5],[42,6,42,7],[42,8,42,9],[42,10,42,11],[42,12,42,13],[42,14,42,15],[44,12,45,12],[44,13,45,13],[44,14,45,14],[44,15,45,15],[46,0,49,0],[50,0,53,0],[43,12,43,13],[43,14,43,15],[44,4,45,4],[44,5,45,5],[44,6,45,6],[44,7,45,7],[44,8,45,8],[44,9,45,9],[44,10,45,10],[44,11,45,11],[43,0,45,0],[43,1,45,1],[43,4,43,5],[43,6,43,7],[43,8,43,9],[43,10,43,11],[54,0,57,0],[60,0,61,1],[60,4,60,15],[61,4,61,5],[61,6,61,7],[61,8,61,9],[61,10,61,11],[61,12,61,13],[61,14,61,15],[63,12,64,12],[63,13,64,13],[63,14,64,14],[63,15,64,15],[65,0,68,0],[69,0,72,0],[62,12,62,13],[62,14,62,15],[63,4,64,4],[63,5,64,5],[63,6,64,6],[63,7,64,7],[63,8,64,8],[63,9,64,9],[63,10,64,10],[63,11,64,11],[62,0,64,0],[62,1,64,1],[62,4,62,5],[62,6,62,7],[62,8,62,9],[62,10,62,11],[73,0,76,0],[79,0,80,1],[79,4,79,15],[80,4,80,5],[80,6,80,7],[80,8,80,9],[80,10,80,11],[80,12,80,13],[80,14,80,15],[82,12,83,12],[82,13,83,13],[82,14,83,14],[82,15,83,15],[84,0,87,0],[88,0,91,0],[81,12,81,13],[81,14,81,15],[82,4,83,4],[82,5,83,5],[82,6,83,6],[82,7,83,7],[82,8,83,8],[82,9,83,9],[82,10,83,10],[82,11,83,11],[81,0,83,0],[81,1,83,1],[81,4,81,5],[81,6,81,7],[81,8,81,9],[81,10,81,11],[92,0,95,0],[98,0,99,1],[98,4,98,15],[99,4,99,5],[99,6,99,7],[99,8,99,9],[99,10,99,11],[99,12,99,13],[99,14,99,15],[101,12,102,12],[101,13,102,13],[101,14,102,14],[101,15,102,15],[103,0,106,0],[107,0,110,0],[100,12,100,13],[100,14,100,15],[101,4,102,4],[101,5,102,5],[101,6,102,6],[101,7,102,7],[101,8,102,8],[101,9,102,9],[101,10,102,10],[101,11,102,11],[100,0,102,0],[100,1,102,1],[100,4,100,5],[100,6,100,7],[100,8,100,9],[100,10,100,11],[111,0,114,0],[117,0,118,1],[117,4,117,15],[118,4,118,5],[118,6,118,7],[118,8,118,9],[118,10,118,11],[118,12,118,13],[118,14,118,15],[130,0,133,0],[120,12,121,12],[120,13,121,13],[120,14,121,14],[120,15,121,15],[122,0,125,0],[126,0,129,0],[119,12,119,13],[119,14,119,15],[120,4,121,4],[120,5,121,5],[120,6,121,6],[120,7,121,7],[120,8,121,8],[120,9,121,9],[120,10,121,10],[120,11,121,11],[119,0,121,0],[119,1,121,1],[119,4,119,5],[119,6,119,7],[119,8,119,9],[119,10,119,11]]}
[]
["CA16NA_61"]
["Evaporator Air \n",null,"Condenser  Entering Air Temperature ˚F"]
[80,"°F DB",75,null,85,null,95,null,100,null,105,null,115,null,125]
["CFM","EWB†\n˚F","Capacity Mbtuh",null,"Capacity Mbtuh",null,"Capacity Mbtuh",null,"Capacity Mbtuh",null,"Capacity Mbtuh",null,"Capacity Mbtuh",null,"Capacity Mbtuh"]
[null,null,"Total","Sens.","Total","Sens.","Total","Sens.","Total","Sens.","Total","Sens.","Total","Sens.","Total","Sens."]
[null,null,null,null,null,null,null,null,null,null,null,null,null,null,null,null,null,"Total Factors",null,null,null,null,null,null,"Sens. %",null,null,null,null,null,null,"IDB Adj",null,null,null,null,null,null,"Sens Calc"]
[1750,72,{"$f":"R8*$G$13","v":71.33},{"$f":"IF(AM8>C8,C8,AM8)","v":35.83},{"$f":"S8*$G$13","v":67.92},{"$f":"IF(AN8>E8,E8,AN8)","v":34.630000000000003},{"$f":"T8*$G$13","v":64.290000000000006},{"$f":"IF(AO8>G8,G8,AO8)","v":33.36},{"$f":"U8*$G$13","v":62.335000000000008},{"$f":"IF(AP8>I8,I8,AP8)","v":32.685000000000002},{"$f":"V8*$G$13","v":60.38000000000001},{"$f":"IF(AQ8>K8,K8,AQ8)","v":32.01},{"$f":"W8*$G$13","v":56.18},{"$f":"IF(AR8>M8,M8,AR8)","v":30.58},{"$f":"X8*$G$13","v":51.64},{"$f":"IF(AS8>O8,O8,AS8)","v":29.06},null,1.1988235294117646,1.1415126050420168,1.0805042016806723,1.0476470588235296,1.0147899159663867,0.94420168067226895,0.86789915966386555,0.50231319220524318,0.50986454652532398,0.51889874008399439,0.52434426886981633,0.53014243126863192,0.54432182271270912,0.56274206041828034,0.83499999999999996,0.83499999999999996,0.83499999999999996,0.83499999999999996,0.83499999999999996,0.83499999999999996,0.83499999999999996,{"$f":"Y8*C8+($A$4-80)*AF8*$A$8/1000","v":35.83},{"$f":"Z8*E8+($A$4-80)*AG8*$A$8/1000","v":34.630000000000003},{"$f":"AA8*G8+($A$4-80)*AH8*$A$8/1000","v":33.36},{"$f":"AB8*I8+($A$4-80)*AI8*$A$8/1000","v":32.685000000000002},{"$f":"AC8*K8+($A$4-80)*AJ8*$A$8/1000","v":32.01},{"$f":"AD8*M8+($A$4-80)*AK8*$A$8/1000","v":30.58},{"$f":"AE8*O8+($A$4-80)*AL8*$A$8/1000","v":29.06}]
[null,67,64.989999999999995,44.18,61.93,{"$f":"IF(AN9>E9,E9,AN9)","v":42.98},{"$f":"T9*$G$13","v":58.65},{"$f":"IF(AO9>G9,G9,AO9)","v":41.72},56.894999999999996,{"$f":"IF(AP9>I9,I9,AP9)","v":41.055},55.14,{"$f":"IF(AQ9>K9,K9,AQ9)","v":40.39},51.36,{"$f":"IF(AR9>M9,M9,AR9)","v":38.96},47.28,{"$f":"IF(AS9>O9,O9,AS9)","v":37.43},null,1.0922689075630252,1.0408403361344538,0.98571428571428565,0.95621848739495796,0.92672268907563027,0.86319327731092432,0.79462184873949582,0.67979689182951231,0.69400936541256253,0.71133844842284744,0.72159240706564731,0.73249909321726514,0.75856697819314645,0.79166666666666663,0.83499999999999996,0.83499999999999996,0.83499999999999996,0.83499999999999996,0.83499999999999996,0.83499999999999996,0.83499999999999996,{"$f":"Y9*C9+($A$4-80)*AF9*$A$8/1000","v":44.18},{"$f":"Z9*E9+($A$4-80)*AG9*$A$8/1000","v":42.98},{"$f":"AA9*G9+($A$4-80)*AH9*$A$8/1000","v":41.72},{"$f":"AB9*I9+($A$4-80)*AI9*$A$8/1000","v":41.055},{"$f":"AC9*K9+($A$4-80)*AJ9*$A$8/1000","v":40.39},{"$f":"AD9*M9+($A$4-80)*AK9*$A$8/1000","v":38.96},{"$f":"AE9*O9+($A$4-80)*AL9*$A$8/1000","v":37.43}]
[null,62,59.529999999999994,52.419999999999995,56.85,51.21,{"$f":"T10*$G$13","v":54.02},49.88,52.615000000000002,50.545000000000002,51.21,51.21,48.34,48.34,45.16,45.16,null,1.0005042016806722,0.95546218487394963,0.90789915966386558,0.88428571428571434,0.86067226890756299,0.81243697478991606,0.75899159663865545,0.88056442130018475,0.90079155672823219,0.92336171788226584,0.96065760714625104,1,1,1,0.83499999999999996,0.83499999999999996,0.83499999999999996,0.83499999999999996,0.83499999999999996,0.83499999999999996,0.83499999999999996,52.419999999999995,{"$f":"Z10*E10+($A$4-80)*AG10*$A$8/1000","v":51.21},{"$f":"AA10*G10+($A$4-80)*AH10*$A$8/1000","v":49.88},50.545000000000002,51.21,48.34,45.16]
[null,57,58.32,58.32,56.13,56.13,{"$f":"T11*$G$13","v":53.74},53.74,52.44,52.44,51.14,51.14,48.27,48.27,45.1,45.1,null,0.98016806722689076,0.94336134453781517,0.90319327731092436,0.88134453781512601,0.85949579831932776,0.81126050420168072,0.7579831932773109,1,1,1,1,1,1,1,0.83499999999999996,0.83499999999999996,0.83499999999999996,0.83499999999999996,0.83499999999999996,0.83499999999999996,0.83499999999999996,58.32,{"$f":"Z11*E11+($A$4-80)*AG11*$A$8/1000","v":56.13},{"$f":"AA11*G11+($A$4-80)*AH11*$A$8/1000","v":53.74},{"$f":"AB11*I11+($A$4-80)*AI11*$A$8/1000","v":52.44},51.14,48.27,45.1]
[2000,72,72.48,37.659999999999997,68.92,36.43,{"$f":"T12*$G$13","v":65.12},35.130000000000003,63.095000000000006,34.450000000000003,61.07,33.770000000000003,56.7,32.32,52.02,30.78,null,1.2181512605042017,1.1583193277310924,1.0944537815126052,1.0604201680672269,1.0263865546218487,0.95294117647058829,0.87428571428571433,0.51959161147902866,0.52858386535113178,0.539465601965602,0.54600206038513355,0.55297199934501395,0.57001763668430327,0.59169550173010377,0.83499999999999996,0.83499999999999996,0.83499999999999996,0.83499999999999996,0.83499999999999996,0.83499999999999996,0.83499999999999996,{"$f":"Y12*C12+($A$4-80)*AF12*$A$12/1000","v":37.659999999999997},{"$f":"Z12*E12+($A$4-80)*AG12*$A$12/1000","v":36.43},{"$f":"AA12*G12+($A$4-80)*AH12*$A$12/1000","v":35.130000000000003},{"$f":"AB12*I12+($A$4-80)*AI12*$A$12/1000","v":34.450000000000003},{"$f":"AC12*K12+($A$4-80)*AJ12*$A$12/1000","v":33.770000000000003},{"$f":"AD12*M12+($A$4-80)*AK12*$A$12/1000","v":32.32},{"$f":"AE12*O12+($A$4-80)*AL12*$A$12/1000","v":30.78}]
[null,67,66.09,47.12,62.91,45.91,59.5,44.63,57.674999999999997,43.94,55.85,43.25,51.93,41.79,47.73,40.21,null,1.1107563025210085,1.0573109243697478,1,0.96932773109243697,0.93865546218487395,0.87277310924369744,0.80218487394957982,0.71296716598577692,0.72977269114608168,0.75008403361344544,0.76185522323363675,0.77439570277529091,0.80473714615828995,0.8424470982610518,0.83499999999999996,0.83499999999999996,0.83499999999999996,0.83499999999999996,0.83499999999999996,0.83499999999999996,0.83499999999999996,{"$f":"Y13*C13+($A$4-80)*AF13*$A$12/1000","v":47.12},{"$f":"Z13*E13+($A$4-80)*AG13*$A$12/1000","v":45.91},{"$f":"AA13*G13+($A$4-80)*AH13*$A$12/1000","v":44.63},{"$f":"AB13*I13+($A$4-80)*AI13*$A$12/1000","v":43.94},{"$f":"AC13*K13+($A$4-80)*AJ13*$A$12/1000","v":43.25},{"$f":"AD13*M13+($A$4-80)*AK13*$A$12/1000","v":41.79},{"$f":"AE13*O13+($A$4-80)*AL13*$A$12/1000","v":40.21}]
[null,62,60.95000000000001,56.32,58.37,58.37,{"$f":"T14*$G$13","v":55.8},55.8,54.39,54.39,52.98,52.98,49.89,49.89,46.49,46.49,null,1.0243697478991598,0.98100840336134454,0.93781512605042017,0.91411764705882359,0.89042016806722679,0.83848739495798319,0.78134453781512614,0.9240360951599671,1,1,1,1,1,1,0.83499999999999996,0.83499999999999996,0.83499999999999996,0.83499999999999996,0.83499999999999996,0.83499999999999996,0.83499999999999996,56.32,{"$f":"Z14*E14+($A$4-80)*AG14*$A$12/1000","v":58.37},{"$f":"AA14*G14+($A$4-80)*AH14*$A$12/1000","v":55.8},54.39,52.98,49.89,46.49]
[null,57,60.67,60.67,58.3,58.3,55.71,55.71,54.31,54.31,52.91,52.91,49.83,49.83,46.44,46.44,null,1.0196638655462185,0.9798319327731092,0.93630252100840339,0.91277310924369748,0.88924369747899157,0.83747899159663863,0.78050420168067225,1,1,1,1,1,1,1,0.83499999999999996,0.83499999999999996,0.83499999999999996,0.83499999999999996,0.83499999999999996,0.83499999999999996,0.83499999999999996,60.67,{"$f":"Z15*E15+($A$4-80)*AG15*$A$12/1000","v":58.3},{"$f":"AA15*G15+($A$4-80)*AH15*$A$12/1000","v":55.71},54.31,52.91,49.83,46.44]
[2250,72,73.3,39.39,69.62,38.14,65.7,36.83,63.609999999999992,36.14,61.52000000000001,35.450000000000003,57.03,33.979999999999997,52.24,32.42,null,1.2319327731092435,1.1700840336134455,1.104201680672269,1.0690756302521007,1.0339495798319329,0.95848739495798319,0.877983193277311,0.53738062755798088,0.54783108302212002,0.56057838660578385,0.56814966200282979,0.57623537061118335,0.59582675784674721,0.6205972434915773,0.83499999999999996,0.83499999999999996,0.83499999999999996,0.83499999999999996,0.83499999999999996,0.83499999999999996,0.83499999999999996,{"$f":"Y16*C16+($A$4-80)*AF16*$A$16/1000","v":39.39},{"$f":"Z16*E16+($A$4-80)*AG16*$A$16/1000","v":38.14},{"$f":"AA16*G16+($A$4-80)*AH16*$A$16/1000","v":36.83},{"$f":"AB16*I16+($A$4-80)*AI16*$A$16/1000","v":36.14},{"$f":"AC16*K16+($A$4-80)*AJ16*$A$16/1000","v":35.450000000000003},{"$f":"AD16*M16+($A$4-80)*AK16*$A$16/1000","v":33.979999999999997},{"$f":"AE16*O16+($A$4-80)*AL16*$A$16/1000","v":32.42}]
[null,67,66.92,49.95,63.609999999999992,48.709999999999994,60.099999999999994,47.389999999999993,58.230000000000004,46.685000000000002,56.36,45.98,52.35,44.47,48.09,42.81,null,1.1247058823529412,1.0690756302521007,1.0100840336134453,0.97865546218487398,0.94722689075630251,0.87983193277310923,0.80823529411764716,0.74641362821279145,0.76576010061311117,0.78851913477537439,0.8017345011162631,0.81582682753726044,0.84947468958930272,0.89020586400499058,0.83499999999999996,0.83499999999999996,0.83499999999999996,0.83499999999999996,0.83499999999999996,0.83499999999999996,0.83499999999999996,{"$f":"Y17*C17+($A$4-80)*AF17*$A$16/1000","v":49.95},{"$f":"Z17*E17+($A$4-80)*AG17*$A$16/1000","v":48.709999999999994},{"$f":"AA17*G17+($A$4-80)*AH17*$A$16/1000","v":47.389999999999993},{"$f":"AB17*I17+($A$4-80)*AI17*$A$16/1000","v":46.685000000000002},{"$f":"AC17*K17+($A$4-80)*AJ17*$A$16/1000","v":45.98},{"$f":"AD17*M17+($A$4-80)*AK17*$A$16/1000","v":44.47},{"$f":"AE17*O17+($A$4-80)*AL17*$A$16/1000","v":42.81}]
[null,62,62.68,62.68,60.15,60.15,57.4,57.4,55.9,55.9,54.4,54.4,51.13,51.13,47.53,47.53,null,1.0534453781512605,1.0109243697478991,0.96470588235294119,0.93949579831932772,0.91428571428571426,0.85932773109243699,0.79882352941176471,1,1,1,1,1,1,1,0.83499999999999996,0.83499999999999996,0.83499999999999996,0.83499999999999996,0.83499999999999996,0.83499999999999996,0.83499999999999996,62.68,{"$f":"Z18*E18+($A$4-80)*AG18*$A$16/1000","v":60.15},{"$f":"AA18*G18+($A$4-80)*AH18*$A$16/1000","v":57.4},55.9,54.4,51.13,47.53]
[null,57,62.6,62.6,60.07,60.07,57.32,57.32,55.83,55.83,54.34,54.34,51.07,51.07,47.48,47.48,null,1.0521008403361345,1.0095798319327731,0.96336134453781508,0.93831932773109239,0.91327731092436981,0.85831932773109243,0.79798319327731082,1,1,1,1,1,1,1,0.83499999999999996,0.83499999999999996,0.83499999999999996,0.83499999999999996,0.83499999999999996,0.83499999999999996,0.83499999999999996,62.6,{"$f":"Z19*E19+($A$4-80)*AG19*$A$16/1000","v":60.07},{"$f":"AA19*G19+($A$4-80)*AH19*$A$16/1000","v":57.32},55.83,54.34,51.07,47.48]

{"sheet":"24ABB3_18","index":26,"n_rows":19,"n_cols":45,"rows_kept":19,"cut":false,"hidden":true,"merged":[[2,0,2,1],[2,2,2,15],[3,2,3,3],[3,4,3,5],[3,6,3,7],[3,8,3,9],[3,10,3,11],[3,12,3,13],[3,14,3,15],[5,2,6,2],[5,3,6,3],[5,4,6,4],[5,5,6,5],[5,6,6,6],[5,7,6,7],[5,8,6,8],[4,0,6,0],[4,1,6,1],[4,2,4,3],[4,4,4,5],[4,6,4,7],[4,8,4,9],[5,9,6,9],[5,10,6,10],[5,11,6,11],[5,12,6,12],[5,13,6,13],[5,14,6,14],[5,15,6,15],[4,10,4,11],[4,12,4,13],[4,14,4,15],[7,0,10,0],[11,0,14,0],[15,0,18,0],[22,4,22,15],[23,4,23,5],[23,6,23,7],[23,8,23,9],[23,10,23,11],[23,12,23,13],[23,14,23,15],[25,12,26,12],[25,13,26,13],[25,14,26,14],[25,15,26,15],[27,0,30,0],[31,0,34,0],[24,12,24,13],[24,14,24,15],[25,4,26,4],[25,5,26,5],[25,6,26,6],[25,7,26,7],[25,8,26,8],[25,9,26,9],[25,10,26,10],[25,11,26,11],[24,0,26,0],[24,1,26,1],[24,4,24,5],[24,6,24,7],[24,8,24,9],[24,10,24,11],[35,0,38,0],[41,0,42,1],[41,4,41,15],[42,4,42,5],[42,6,42,7],[42,8,42,9],[42,10,42,11],[42,12,42,13],[42,14,42,15],[44,12,45,12],[44,13,45,13],[44,14,45,14],[44,15,45,15],[46,0,49,0],[50,0,53,0],[43,12,43,13],[43,14,43,15],[44,4,45,4],[44,5,45,5],[44,6,45,6],[44,7,45,7],[44,8,45,8],[44,9,45,9],[44,10,45,10],[44,11,45,11],[43,0,45,0],[43,1,45,1],[43,4,43,5],[43,6,43,7],[43,8,43,9],[43,10,43,11],[54,0,57,0],[60,0,61,1],[60,4,60,15],[61,4,61,5],[61,6,61,7],[61,8,61,9],[61,10,61,11],[61,12,61,13],[61,14,61,15],[63,12,64,12],[63,13,64,13],[63,14,64,14],[63,15,64,15],[65,0,68,0],[69,0,72,0],[62,12,62,13],[62,14,62,15],[63,4,64,4],[63,5,64,5],[63,6,64,6],[63,7,64,7],[63,8,64,8],[63,9,64,9],[63,10,64,10],[63,11,64,11],[62,0,64,0],[62,1,64,1],[62,4,62,5],[62,6,62,7],[62,8,62,9],[62,10,62,11],[73,0,76,0],[79,0,80,1],[79,4,79,15],[80,4,80,5],[80,6,80,7],[80,8,80,9],[80,10,80,11],[80,12,80,13],[80,14,80,15],[82,12,83,12],[82,13,83,13],[82,14,83,14],[82,15,83,15],[84,0,87,0],[88,0,91,0],[81,12,81,13],[81,14,81,15],[82,4,83,4],[82,5,83,5],[82,6,83,6],[82,7,83,7],[82,8,83,8],[82,9,83,9],[82,10,83,10],[82,11,83,11],[81,0,83,0],[81,1,83,1],[81,4,81,5],[81,6,81,7],[81,8,81,9],[81,10,81,11],[92,0,95,0],[98,0,99,1],[98,4,98,15],[99,4,99,5],[99,6,99,7],[99,8,99,9],[99,10,99,11],[99,12,99,13],[99,14,99,15],[101,12,102,12],[101,13,102,13],[101,14,102,14],[101,15,102,15],[103,0,106,0],[107,0,110,0],[100,12,100,13],[100,14,100,15],[101,4,102,4],[101,5,102,5],[101,6,102,6],[101,7,102,7],[101,8,102,8],[101,9,102,9],[101,10,102,10],[101,11,102,11],[100,0,102,0],[100,1,102,1],[100,4,100,5],[100,6,100,7],[100,8,100,9],[100,10,100,11],[111,0,114,0],[117,0,118,1],[117,4,117,15],[118,4,118,5],[118,6,118,7],[118,8,118,9],[118,10,118,11],[118,12,118,13],[118,14,118,15],[130,0,133,0],[120,12,121,12],[120,13,121,13],[120,14,121,14],[120,15,121,15],[122,0,125,0],[126,0,129,0],[119,12,119,13],[119,14,119,15],[120,4,121,4],[120,5,121,5],[120,6,121,6],[120,7,121,7],[120,8,121,8],[120,9,121,9],[120,10,121,10],[120,11,121,11],[119,0,121,0],[119,1,121,1],[119,4,119,5],[119,6,119,7],[119,8,119,9],[119,10,119,11]]}
[]
["24ABB3_18"]
["Evaporator Air \n",null,"Condenser  Entering Air Temperature ˚F"]
[80,"°F DB",75,null,85,null,95,null,100,null,105,null,115,null,125]
["CFM","EWB†\n˚F","Capacity Mbtuh",null,"Capacity Mbtuh",null,"Capacity Mbtuh",null,"Capacity Mbtuh",null,"Capacity Mbtuh",null,"Capacity Mbtuh",null,"Capacity Mbtuh"]
[null,null,"Total","Sens.","Total","Sens.","Total","Sens.","Total","Sens.","Total","Sens.","Total","Sens.","Total","Sens."]
[null,null,null,null,null,null,null,null,null,null,null,null,null,null,null,null,null,"Total Factors",null,null,null,null,null,null,"Sens. %",null,null,null,null,null,null,"IDB Adj",null,null,null,null,null,null,"Sens Calc"]
[525,72,{"$f":"R8*$G$13","v":20.79},{"$f":"IF(AM8>C8,C8,AM8)","v":10.509999999999998},{"$f":"S8*$G$13","v":19.89},{"$f":"IF(AN8>E8,E8,AN8)","v":10.18},{"$f":"T8*$G$13","v":18.93},{"$f":"IF(AO8>G8,G8,AO8)","v":9.83},{"$f":"U8*$G$13","v":18.434999999999999},{"$f":"IF(AP8>I8,I8,AP8)","v":9.652125806306282},{"$f":"V8*$G$13","v":17.940000000000001},{"$f":"IF(AQ8>K8,K8,AQ8)","v":9.4699999999999989},{"$f":"W8*$G$13","v":16.87},{"$f":"IF(AR8>M8,M8,AR8)","v":9.09},{"$f":"X8*$G$13","v":15.67},{"$f":"IF(AS8>O8,O8,AS8)","v":8.67},null,1.1812499999999999,1.1301136363636364,1.0755681818181817,1.0474431818181817,1.0193181818181818,0.95852272727272725,0.89034090909090902,0.5055315055315055,0.51181498240321766,0.51928156365557321,0.52357612185008318,0.52787068004459303,0.53882631890930643,0.55328653477983403,0.83499999999999996,0.83499999999999996,0.83499999999999996,0.83499999999999996,0.83499999999999996,0.83499999999999996,0.83499999999999996,{"$f":"Y8*C8+($A$4-80)*AF8*$A$8/1000","v":10.509999999999998},{"$f":"Z8*E8+($A$4-80)*AG8*$A$8/1000","v":10.18},{"$f":"AA8*G8+($A$4-80)*AH8*$A$8/1000","v":9.83},{"$f":"AB8*I8+($A$4-80)*AI8*$A$8/1000","v":9.652125806306282},{"$f":"AC8*K8+($A$4-80)*AJ8*$A$8/1000","v":9.4699999999999989},{"$f":"AD8*M8+($A$4-80)*AK8*$A$8/1000","v":9.09},{"$f":"AE8*O8+($A$4-80)*AL8*$A$8/1000","v":8.67}]
[null,67,19.09,12.93,18.239999999999998,{"$f":"IF(AN9>E9,E9,AN9)","v":12.58},{"$f":"T9*$G$13","v":17.329999999999998},{"$f":"IF(AO9>G9,G9,AO9)","v":12.21},16.86,{"$f":"IF(AP9>I9,I9,AP9)","v":12.029190786325946},16.39,{"$f":"IF(AQ9>K9,K9,AQ9)","v":11.84},15.37,{"$f":"IF(AR9>M9,M9,AR9)","v":11.44},14.26,{"$f":"IF(AS9>O9,O9,AS9)","v":11.01},null,1.0846590909090907,1.0363636363636362,0.98465909090909076,0.95795454545454528,0.93124999999999991,0.87329545454545443,0.81022727272727268,0.67731796752226292,0.68969298245614041,0.70455856895556845,0.7134751356065212,0.72239170225747407,0.74430709173715026,0.77208976157082754,0.83499999999999996,0.83499999999999996,0.83499999999999996,0.83499999999999996,0.83499999999999996,0.83499999999999996,0.83499999999999996,{"$f":"Y9*C9+($A$4-80)*AF9*$A$8/1000","v":12.93},{"$f":"Z9*E9+($A$4-80)*AG9*$A$8/1000","v":12.58},{"$f":"AA9*G9+($A$4-80)*AH9*$A$8/1000","v":12.21},{"$f":"AB9*I9+($A$4-80)*AI9*$A$8/1000","v":12.029190786325946},{"$f":"AC9*K9+($A$4-80)*AJ9*$A$8/1000","v":11.84},{"$f":"AD9*M9+($A$4-80)*AK9*$A$8/1000","v":11.44},{"$f":"AE9*O9+($A$4-80)*AL9*$A$8/1000","v":11.01}]
[null,62,17.53,15.32,16.739999999999998,14.95,{"$f":"T10*$G$13","v":15.91},14.57,15.475,14.370592603674925,15.04,14.16,14.17,14.17,13.33,13.33,null,0.99602272727272723,0.95113636363636345,0.90397727272727268,0.87926136363636354,0.85454545454545439,0.80511363636363631,0.75738636363636358,0.87393040501996577,0.8930704898446834,0.91577624135763669,0.92863280152988215,0.94148936170212771,1,1,0.83499999999999996,0.83499999999999996,0.83499999999999996,0.83499999999999996,0.83499999999999996,0.83499999999999996,0.83499999999999996,15.32,{"$f":"Z10*E10+($A$4-80)*AG10*$A$8/1000","v":14.95},{"$f":"AA10*G10+($A$4-80)*AH10*$A$8/1000","v":14.57},14.370592603674925,14.16,14.17,13.33]
[null,57,17,17,16.36,16.36,{"$f":"T11*$G$13","v":15.67},15.67,15.31,15.31,14.95,14.95,14.18,14.18,13.33,13.33,null,0.96590909090909083,0.92954545454545445,0.89034090909090902,0.86988636363636362,0.84943181818181812,0.80568181818181805,0.75738636363636358,1,1,1,1,1,1,1,0.83499999999999996,0.83499999999999996,0.83499999999999996,0.83499999999999996,0.83499999999999996,0.83499999999999996,0.83499999999999996,17,{"$f":"Z11*E11+($A$4-80)*AG11*$A$8/1000","v":16.36},{"$f":"AA11*G11+($A$4-80)*AH11*$A$8/1000","v":15.67},{"$f":"AB11*I11+($A$4-80)*AI11*$A$8/1000","v":15.31},14.95,14.18,13.33]
[600,72,21.12,11.01,20.190000000000001,10.670000000000002,{"$f":"T12*$G$13","v":19.190000000000001},10.319999999999999,18.684999999999999,10.142543859649122,18.180000000000003,9.9600000000000026,17.07,9.5700000000000021,15.84,9.15,null,1.2,1.147159090909091,1.0903409090909091,1.0616477272727272,1.0329545454545455,0.9698863636363636,0.89999999999999991,0.52130681818181812,0.52847944526993562,0.5377800937988535,0.54281743963870066,0.54785478547854793,0.56063268892794382,0.57765151515151514,0.83499999999999996,0.83499999999999996,0.83499999999999996,0.83499999999999996,0.83499999999999996,0.83499999999999996,0.83499999999999996,{"$f":"Y12*C12+($A$4-80)*AF12*$A$12/1000","v":11.01},{"$f":"Z12*E12+($A$4-80)*AG12*$A$12/1000","v":10.670000000000002},{"$f":"AA12*G12+($A$4-80)*AH12*$A$12/1000","v":10.319999999999999},{"$f":"AB12*I12+($A$4-80)*AI12*$A$12/1000","v":10.142543859649122},{"$f":"AC12*K12+($A$4-80)*AJ12*$A$12/1000","v":9.9600000000000026},{"$f":"AD12*M12+($A$4-80)*AK12*$A$12/1000","v":9.5700000000000021},{"$f":"AE12*O12+($A$4-80)*AL12*$A$12/1000","v":9.15}]
[null,67,19.420000000000002,13.74,18.54,13.39,17.600000000000001,13.019999999999998,17.115000000000002,12.84006843293883,16.63,12.65,15.59,12.24,14.44,11.8,null,1.103409090909091,1.0534090909090907,1,0.97244318181818179,0.94488636363636347,0.8857954545454545,0.82045454545454533,0.70751802265705455,0.72222222222222232,0.73977272727272714,0.75022310446618923,0.76067348165965132,0.78511866581141765,0.81717451523545714,0.83499999999999996,0.83499999999999996,0.83499999999999996,0.83499999999999996,0.83499999999999996,0.83499999999999996,0.83499999999999996,{"$f":"Y13*C13+($A$4-80)*AF13*$A$12/1000","v":13.74},{"$f":"Z13*E13+($A$4-80)*AG13*$A$12/1000","v":13.39},{"$f":"AA13*G13+($A$4-80)*AH13*$A$12/1000","v":13.019999999999998},{"$f":"AB13*I13+($A$4-80)*AI13*$A$12/1000","v":12.84006843293883},{"$f":"AC13*K13+($A$4-80)*AJ13*$A$12/1000","v":12.65},{"$f":"AD13*M13+($A$4-80)*AK13*$A$12/1000","v":12.24},{"$f":"AE13*O13+($A$4-80)*AL13*$A$12/1000","v":11.8}]
[null,62,17.93,16.440000000000001,17.12,16.059999999999999,{"$f":"T14*$G$13","v":16.3},16.21,15.915000000000003,15.871062883435586,15.530000000000001,15.530000000000001,14.71,14.71,13.81,13.81,null,1.0187499999999998,0.97272727272727266,0.92613636363636365,0.90426136363636367,0.88238636363636358,0.83579545454545456,0.78465909090909092,0.91689905186837706,0.93808411214953258,0.994478527607362,0.997239263803681,1,1,1,0.83499999999999996,0.83499999999999996,0.83499999999999996,0.83499999999999996,0.83499999999999996,0.83499999999999996,0.83499999999999996,16.440000000000001,{"$f":"Z14*E14+($A$4-80)*AG14*$A$12/1000","v":16.059999999999999},{"$f":"AA14*G14+($A$4-80)*AH14*$A$12/1000","v":16.21},15.871062883435586,15.530000000000001,14.71,13.81]
[null,57,17.7,17.7,17.02,17.02,16.29,16.29,15.909999999999998,15.909999999999998,15.530000000000001,15.530000000000001,14.71,14.71,13.81,13.81,null,1.0056818181818181,0.96704545454545443,0.92556818181818168,0.90397727272727257,0.88238636363636358,0.83579545454545456,0.78465909090909092,1,1,1,1,1,1,1,0.83499999999999996,0.83499999999999996,0.83499999999999996,0.83499999999999996,0.83499999999999996,0.83499999999999996,0.83499999999999996,17.7,{"$f":"Z15*E15+($A$4-80)*AG15*$A$12/1000","v":17.02},{"$f":"AA15*G15+($A$4-80)*AH15*$A$12/1000","v":16.29},15.909999999999998,15.530000000000001,14.71,13.81]
[675,72,21.35,11.48,20.39,11.14,19.37,10.79,18.855,10.613001242379219,18.34,10.43,17.2,10.039999999999999,15.94,9.61,null,1.2130681818181819,1.1585227272727272,1.1005681818181818,1.0713068181818182,1.0420454545454545,0.97727272727272718,0.90568181818181803,0.53770491803278686,0.54634624816086319,0.55704697986577179,0.56287463497105383,0.56870229007633588,0.58372093023255811,0.60288582183186945,0.83499999999999996,0.83499999999999996,0.83499999999999996,0.83499999999999996,0.83499999999999996,0.83499999999999996,0.83499999999999996,{"$f":"Y16*C16+($A$4-80)*AF16*$A$16/1000","v":11.48},{"$f":"Z16*E16+($A$4-80)*AG16*$A$16/1000","v":11.14},{"$f":"AA16*G16+($A$4-80)*AH16*$A$16/1000","v":10.79},{"$f":"AB16*I16+($A$4-80)*AI16*$A$16/1000","v":10.613001242379219},{"$f":"AC16*K16+($A$4-80)*AJ16*$A$16/1000","v":10.43},{"$f":"AD16*M16+($A$4-80)*AK16*$A$16/1000","v":10.039999999999999},{"$f":"AE16*O16+($A$4-80)*AL16*$A$16/1000","v":9.61}]
[null,67,19.66,14.52,18.760000000000002,14.17,17.79,13.8,17.3,13.615541319358409,16.809999999999999,13.42,15.74,13.01,14.58,12.56,null,1.1170454545454545,1.0659090909090909,1.0107954545454545,0.98295454545454541,0.95511363636363622,0.89431818181818179,0.82840909090909087,0.73855544252288907,0.75533049040511724,0.77571669477234406,0.78702550978950336,0.79833432480666278,0.82655654383735699,0.86145404663923186,0.83499999999999996,0.83499999999999996,0.83499999999999996,0.83499999999999996,0.83499999999999996,0.83499999999999996,0.83499999999999996,{"$f":"Y17*C17+($A$4-80)*AF17*$A$16/1000","v":14.52},{"$f":"Z17*E17+($A$4-80)*AG17*$A$16/1000","v":14.17},{"$f":"AA17*G17+($A$4-80)*AH17*$A$16/1000","v":13.8},{"$f":"AB17*I17+($A$4-80)*AI17*$A$16/1000","v":13.615541319358409},{"$f":"AC17*K17+($A$4-80)*AJ17*$A$16/1000","v":13.42},{"$f":"AD17*M17+($A$4-80)*AK17*$A$16/1000","v":13.01},{"$f":"AE17*O17+($A$4-80)*AL17*$A$16/1000","v":12.56}]
[null,62,18.28,18.11,17.55,17.55,16.79,16.79,16.39,16.39,15.99,15.99,15.13,15.13,14.18,14.18,null,1.0386363636363636,0.99715909090909083,0.95397727272727262,0.93124999999999991,0.9085227272727272,0.85965909090909087,0.80568181818181805,0.99070021881838066,1,1,1,1,1,1,0.83499999999999996,0.83499999999999996,0.83499999999999996,0.83499999999999996,0.83499999999999996,0.83499999999999996,0.83499999999999996,18.11,{"$f":"Z18*E18+($A$4-80)*AG18*$A$16/1000","v":17.55},{"$f":"AA18*G18+($A$4-80)*AH18*$A$16/1000","v":16.79},16.39,15.99,15.13,14.18]
[null,57,18.260000000000002,18.260000000000002,17.55,17.55,16.79,16.79,16.39,16.39,15.99,15.99,15.13,15.13,14.18,14.18,null,1.0375000000000001,0.99715909090909083,0.95397727272727262,0.93124999999999991,0.9085227272727272,0.85965909090909087,0.80568181818181805,1,1,1,1,1,1,1,0.83499999999999996,0.83499999999999996,0.83499999999999996,0.83499999999999996,0.83499999999999996,0.83499999999999996,0.83499999999999996,18.260000000000002,{"$f":"Z19*E19+($A$4-80)*AG19*$A$16/1000","v":17.55},{"$f":"AA19*G19+($A$4-80)*AH19*$A$16/1000","v":16.79},16.39,15.99,15.13,14.18]

{"sheet":"24ABB3_24","index":27,"n_rows":19,"n_cols":45,"rows_kept":19,"cut":false,"hidden":true,"merged":[[2,0,2,1],[2,2,2,15],[3,2,3,3],[3,4,3,5],[3,6,3,7],[3,8,3,9],[3,10,3,11],[3,12,3,13],[3,14,3,15],[5,2,6,2],[5,3,6,3],[5,4,6,4],[5,5,6,5],[5,6,6,6],[5,7,6,7],[5,8,6,8],[4,0,6,0],[4,1,6,1],[4,2,4,3],[4,4,4,5],[4,6,4,7],[4,8,4,9],[5,9,6,9],[5,10,6,10],[5,11,6,11],[5,12,6,12],[5,13,6,13],[5,14,6,14],[5,15,6,15],[4,10,4,11],[4,12,4,13],[4,14,4,15],[7,0,10,0],[11,0,14,0],[15,0,18,0],[22,4,22,15],[23,4,23,5],[23,6,23,7],[23,8,23,9],[23,10,23,11],[23,12,23,13],[23,14,23,15],[25,12,26,12],[25,13,26,13],[25,14,26,14],[25,15,26,15],[27,0,30,0],[31,0,34,0],[24,12,24,13],[24,14,24,15],[25,4,26,4],[25,5,26,5],[25,6,26,6],[25,7,26,7],[25,8,26,8],[25,9,26,9],[25,10,26,10],[25,11,26,11],[24,0,26,0],[24,1,26,1],[24,4,24,5],[24,6,24,7],[24,8,24,9],[24,10,24,11],[35,0,38,0],[41,0,42,1],[41,4,41,15],[42,4,42,5],[42,6,42,7],[42,8,42,9],[42,10,42,11],[42,12,42,13],[42,14,42,15],[44,12,45,12],[44,13,45,13],[44,14,45,14],[44,15,45,15],[46,0,49,0],[50,0,53,0],[43,12,43,13],[43,14,43,15],[44,4,45,4],[44,5,45,5],[44,6,45,6],[44,7,45,7],[44,8,45,8],[44,9,45,9],[44,10,45,10],[44,11,45,11],[43,0,45,0],[43,1,45,1],[43,4,43,5],[43,6,43,7],[43,8,43,9],[43,10,43,11],[54,0,57,0],[60,0,61,1],[60,4,60,15],[61,4,61,5],[61,6,61,7],[61,8,61,9],[61,10,61,11],[61,12,61,13],[61,14,61,15],[63,12,64,12],[63,13,64,13],[63,14,64,14],[63,15,64,15],[65,0,68,0],[69,0,72,0],[62,12,62,13],[62,14,62,15],[63,4,64,4],[63,5,64,5],[63,6,64,6],[63,7,64,7],[63,8,64,8],[63,9,64,9],[63,10,64,10],[63,11,64,11],[62,0,64,0],[62,1,64,1],[62,4,62,5],[62,6,62,7],[62,8,62,9],[62,10,62,11],[73,0,76,0],[79,0,80,1],[79,4,79,15],[80,4,80,5],[80,6,80,7],[80,8,80,9],[80,10,80,11],[80,12,80,13],[80,14,80,15],[82,12,83,12],[82,13,83,13],[82,14,83,14],[82,15,83,15],[84,0,87,0],[88,0,91,0],[81,12,81,13],[81,14,81,15],[82,4,83,4],[82,5,83,5],[82,6,83,6],[82,7,83,7],[82,8,83,8],[82,9,83,9],[82,10,83,10],[82,11,83,11],[81,0,83,0],[81,1,83,1],[81,4,81,5],[81,6,81,7],[81,8,81,9],[81,10,81,11],[92,0,95,0],[98,0,99,1],[98,4,98,15],[99,4,99,5],[99,6,99,7],[99,8,99,9],[99,10,99,11],[99,12,99,13],[99,14,99,15],[101,12,102,12],[101,13,102,13],[101,14,102,14],[101,15,102,15],[103,0,106,0],[107,0,110,0],[100,12,100,13],[100,14,100,15],[101,4,102,4],[101,5,102,5],[101,6,102,6],[101,7,102,7],[101,8,102,8],[101,9,102,9],[101,10,102,10],[101,11,102,11],[100,0,102,0],[100,1,102,1],[100,4,100,5],[100,6,100,7],[100,8,100,9],[100,10,100,11],[111,0,114,0],[117,0,118,1],[117,4,117,15],[118,4,118,5],[118,6,118,7],[118,8,118,9],[118,10,118,11],[118,12,118,13],[118,14,118,15],[130,0,133,0],[120,12,121,12],[120,13,121,13],[120,14,121,14],[120,15,121,15],[122,0,125,0],[126,0,129,0],[119,12,119,13],[119,14,119,15],[120,4,121,4],[120,5,121,5],[120,6,121,6],[120,7,121,7],[120,8,121,8],[120,9,121,9],[120,10,121,10],[120,11,121,11],[119,0,121,0],[119,1,121,1],[119,4,119,5],[119,6,119,7],[119,8,119,9],[119,10,119,11]]}
[]
["24ABB3_24"]
["Evaporator Air \n",null,"Condenser  Entering Air Temperature ˚F"]
[80,"°F DB",75,null,85,null,95,null,100,null,105,null,115,null,125]
["CFM","EWB†\n˚F","Capacity Mbtuh",null,"Capacity Mbtuh",null,"Capacity Mbtuh",null,"Capacity Mbtuh",null,"Capacity Mbtuh",null,"Capacity Mbtuh",null,"Capacity Mbtuh"]
[null,null,"Total","Sens.","Total","Sens.","Total","Sens.","Total","Sens.","Total","Sens.","Total","Sens.","Total","Sens."]
[null,null,null,null,null,null,null,null,null,null,null,null,null,null,null,null,null,"Total Factors",null,null,null,null,null,null,"Sens. %",null,null,null,null,null,null,"IDB Adj",null,null,null,null,null,null,"Sens Calc"]
[700,72,{"$f":"R8*$G$13","v":70.669565217391309},{"$f":"IF(AM8>C8,C8,AM8)","v":34.617391304347827},{"$f":"S8*$G$13","v":67.356521739130429},{"$f":"IF(AN8>E8,E8,AN8)","v":33.443478260869561},{"$f":"T8*$G$13","v":64.252173913043464},{"$f":"IF(AO8>G8,G8,AO8)","v":32.373913043478261},{"$f":"U8*$G$13","v":62.673913043478265},{"$f":"IF(AP8>I8,I8,AP8)","v":31.845858161677238},{"$f":"V8*$G$13","v":61.095652173913052},{"$f":"IF(AQ8>K8,K8,AQ8)","v":31.304347826086957},{"$f":"W8*$G$13","v":57.599999999999994},{"$f":"IF(AR8>M8,M8,AR8)","v":30.104347826086958},{"$f":"X8*$G$13","v":53.660869565217389},{"$f":"IF(AS8>O8,O8,AS8)","v":28.799999999999997},null,1.1778260869565218,1.1226086956521739,1.0708695652173912,1.0445652173913045,1.0182608695652176,0.96,0.89434782608695651,0.48984865263935029,0.4965143299767622,0.50385708485586689,0.50811983192409049,0.51238257899231421,0.52264492753623193,0.53670393777345649,0.83499999999999996,0.83499999999999996,0.83499999999999996,0.83499999999999996,0.83499999999999996,0.83499999999999996,0.83499999999999996,{"$f":"Y8*C8+($A$4-80)*AF8*$A$8/1000","v":34.617391304347827},{"$f":"Z8*E8+($A$4-80)*AG8*$A$8/1000","v":33.443478260869561},{"$f":"AA8*G8+($A$4-80)*AH8*$A$8/1000","v":32.373913043478261},{"$f":"AB8*I8+($A$4-80)*AI8*$A$8/1000","v":31.845858161677238},{"$f":"AC8*K8+($A$4-80)*AJ8*$A$8/1000","v":31.304347826086957},{"$f":"AD8*M8+($A$4-80)*AK8*$A$8/1000","v":30.104347826086958},{"$f":"AE8*O8+($A$4-80)*AL8*$A$8/1000","v":28.799999999999997}]
[null,67,64.9304347826087,42.808695652173917,62.165217391304338,{"$f":"IF(AN9>E9,E9,AN9)","v":41.713043478260865},{"$f":"T9*$G$13","v":59.243478260869566},{"$f":"IF(AO9>G9,G9,AO9)","v":40.591304347826082},57.730434782608697,{"$f":"IF(AP9>I9,I9,AP9)","v":40.043240762666905},56.217391304347828,{"$f":"IF(AQ9>K9,K9,AQ9)","v":39.469565217391306},52.956521739130437,{"$f":"IF(AR9>M9,M9,AR9)","v":38.243478260869566},49.278260869565216,{"$f":"IF(AS9>O9,O9,AS9)","v":36.88695652173913},null,1.0821739130434782,1.036086956521739,0.98739130434782607,0.96217391304347832,0.93695652173913047,0.88260869565217392,0.82130434782608697,0.65930092406588992,0.6710029374737726,0.68516072214883306,0.69362444460109862,0.7020881670533643,0.72216748768472905,0.74854420328215987,0.83499999999999996,0.83499999999999996,0.83499999999999996,0.83499999999999996,0.83499999999999996,0.83499999999999996,0.83499999999999996,{"$f":"Y9*C9+($A$4-80)*AF9*$A$8/1000","v":42.808695652173917},{"$f":"Z9*E9+($A$4-80)*AG9*$A$8/1000","v":41.713043478260865},{"$f":"AA9*G9+($A$4-80)*AH9*$A$8/1000","v":40.591304347826082},{"$f":"AB9*I9+($A$4-80)*AI9*$A$8/1000","v":40.043240762666905},{"$f":"AC9*K9+($A$4-80)*AJ9*$A$8/1000","v":39.469565217391306},{"$f":"AD9*M9+($A$4-80)*AK9*$A$8/1000","v":38.243478260869566},{"$f":"AE9*O9+($A$4-80)*AL9*$A$8/1000","v":36.88695652173913}]
[null,62,60.026086956521738,51.026086956521731,57.469565217391306,49.930434782608693,{"$f":"T10*$G$13","v":54.756521739130427},48.704347826086959,53.38695652173913,48.093850310901225,52.017391304347832,47.452173913043488,49.330434782608698,49.330434782608698,46.486956521739131,46.486956521739131,null,1.0004347826086957,0.95782608695652183,0.91260869565217384,0.88978260869565218,0.86695652173913051,0.82217391304347831,0.77478260869565219,0.8500651890482398,0.8688152519291874,0.88947117675083387,0.90085394344061254,0.9122367101303912,1,1,0.83499999999999996,0.83499999999999996,0.83499999999999996,0.83499999999999996,0.83499999999999996,0.83499999999999996,0.83499999999999996,51.026086956521731,{"$f":"Z10*E10+($A$4-80)*AG10*$A$8/1000","v":49.930434782608693},{"$f":"AA10*G10+($A$4-80)*AH10*$A$8/1000","v":48.704347826086959},48.093850310901225,47.452173913043488,49.330434782608698,46.486956521739131]
[null,57,58.591304347826089,58.591304347826089,56.504347826086956,56.504347826086956,{"$f":"T11*$G$13","v":54.234782608695653},54.234782608695653,53.060869565217388,53.060869565217388,51.88695652173913,51.88695652173913,49.330434782608698,49.330434782608698,46.486956521739131,46.486956521739131,null,0.97652173913043483,0.94173913043478263,0.90391304347826085,0.8843478260869565,0.86478260869565216,0.82217391304347831,0.77478260869565219,1,1,1,1,1,1,1,0.83499999999999996,0.83499999999999996,0.83499999999999996,0.83499999999999996,0.83499999999999996,0.83499999999999996,0.83499999999999996,58.591304347826089,{"$f":"Z11*E11+($A$4-80)*AG11*$A$8/1000","v":56.504347826086956},{"$f":"AA11*G11+($A$4-80)*AH11*$A$8/1000","v":54.234782608695653},{"$f":"AB11*I11+($A$4-80)*AI11*$A$8/1000","v":53.060869565217388},51.88695652173913,49.330434782608698,46.486956521739131]
[800,72,71.791304347826085,36.313043478260866,68.217391304347828,35.113043478260877,{"$f":"T12*$G$13","v":64.982608695652175},34.017391304347825,63.365217391304355,33.477393228506294,61.747826086956522,32.921739130434773,58.14782608695652,31.721739130434784,54.078260869565213,30.391304347826086,null,1.1965217391304348,1.1369565217391304,1.0830434782608696,1.0560869565217392,1.0291304347826087,0.96913043478260863,0.90130434782608693,0.5058139534883721,0.51472275334608042,0.52348454435969483,0.52832444370498466,0.53316434305027449,0.54553611484970843,0.56198745779064163,0.83499999999999996,0.83499999999999996,0.83499999999999996,0.83499999999999996,0.83499999999999996,0.83499999999999996,0.83499999999999996,{"$f":"Y12*C12+($A$4-80)*AF12*$A$12/1000","v":36.313043478260866},{"$f":"Z12*E12+($A$4-80)*AG12*$A$12/1000","v":35.113043478260877},{"$f":"AA12*G12+($A$4-80)*AH12*$A$12/1000","v":34.017391304347825},{"$f":"AB12*I12+($A$4-80)*AI12*$A$12/1000","v":33.477393228506294},{"$f":"AC12*K12+($A$4-80)*AJ12*$A$12/1000","v":32.921739130434773},{"$f":"AD12*M12+($A$4-80)*AK12*$A$12/1000","v":31.721739130434784},{"$f":"AE12*O12+($A$4-80)*AL12*$A$12/1000","v":30.391304347826086}]
[null,67,65.869565217391298,45.495652173913044,63.026086956521745,44.42608695652175,60,43.304347826086961,58.460869565217386,42.74495326082625,56.92173913043478,42.156521739130433,53.556521739130439,40.9304347826087,49.8,39.547826086956519,null,1.0978260869565217,1.0504347826086957,1,0.97434782608695647,0.94869565217391305,0.89260869565217393,0.83,0.69069306930693075,0.70488410596026496,0.72173913043478266,0.73117204001115854,0.74060494958753442,0.76424744276668288,0.79413305395495026,0.83499999999999996,0.83499999999999996,0.83499999999999996,0.83499999999999996,0.83499999999999996,0.83499999999999996,0.83499999999999996,{"$f":"Y13*C13+($A$4-80)*AF13*$A$12/1000","v":45.495652173913044},{"$f":"Z13*E13+($A$4-80)*AG13*$A$12/1000","v":44.42608695652175},{"$f":"AA13*G13+($A$4-80)*AH13*$A$12/1000","v":43.304347826086961},{"$f":"AB13*I13+($A$4-80)*AI13*$A$12/1000","v":42.74495326082625},{"$f":"AC13*K13+($A$4-80)*AJ13*$A$12/1000","v":42.156521739130433},{"$f":"AD13*M13+($A$4-80)*AK13*$A$12/1000","v":40.9304347826087},{"$f":"AE13*O13+($A$4-80)*AL13*$A$12/1000","v":39.547826086956519}]
[null,62,61.22608695652174,54.756521739130434,58.669565217391295,53.530434782608687,{"$f":"T14*$G$13","v":56.139130434782608},56.139130434782608,54.913043478260867,54.913043478260867,53.686956521739127,53.686956521739127,50.973913043478255,50.973913043478255,47.947826086956525,47.947826086956525,null,1.0204347826086957,0.97782608695652162,0.93565217391304345,0.91521739130434776,0.89478260869565207,0.84956521739130431,0.7991304347826087,0.89433319130805278,0.91240551356158295,1,1,1,1,1,0.83499999999999996,0.83499999999999996,0.83499999999999996,0.83499999999999996,0.83499999999999996,0.83499999999999996,0.83499999999999996,54.756521739130434,{"$f":"Z14*E14+($A$4-80)*AG14*$A$12/1000","v":53.530434782608687},{"$f":"AA14*G14+($A$4-80)*AH14*$A$12/1000","v":56.139130434782608},54.913043478260867,53.686956521739127,50.973913043478255,47.947826086956525]
[null,57,60.782608695652172,60.782608695652172,58.539130434782606,58.539130434782606,56.165217391304353,56.165217391304353,54.926086956521743,54.926086956521743,53.686956521739127,53.686956521739127,50.973913043478255,50.973913043478255,47.947826086956525,47.947826086956525,null,1.0130434782608695,0.97565217391304349,0.93608695652173923,0.91543478260869571,0.89478260869565207,0.84956521739130431,0.7991304347826087,1,1,1,1,1,1,1,0.83499999999999996,0.83499999999999996,0.83499999999999996,0.83499999999999996,0.83499999999999996,0.83499999999999996,0.83499999999999996,60.782608695652172,{"$f":"Z15*E15+($A$4-80)*AG15*$A$12/1000","v":58.539130434782606},{"$f":"AA15*G15+($A$4-80)*AH15*$A$12/1000","v":56.165217391304353},54.926086956521743,53.686956521739127,50.973913043478255,47.947826086956525]
[900,72,72.495652173913044,37.904347826086955,68.895652173913049,36.704347826086959,65.478260869565219,35.556521739130439,63.821739130434793,35.018067735625763,62.165217391304338,34.460869565217386,58.486956521739138,33.286956521739128,54.339130434782604,31.930434782608696,null,1.2082608695652173,1.1482608695652174,1.0913043478260871,1.0636956521739132,1.036086956521739,0.97478260869565225,0.90565217391304342,0.52284994602374957,0.53275274517228322,0.54302788844621519,0.54868557661924688,0.55434326479227869,0.56913470115967879,0.58761401824291892,0.83499999999999996,0.83499999999999996,0.83499999999999996,0.83499999999999996,0.83499999999999996,0.83499999999999996,0.83499999999999996,{"$f":"Y16*C16+($A$4-80)*AF16*$A$16/1000","v":37.904347826086955},{"$f":"Z16*E16+($A$4-80)*AG16*$A$16/1000","v":36.704347826086959},{"$f":"AA16*G16+($A$4-80)*AH16*$A$16/1000","v":35.556521739130439},{"$f":"AB16*I16+($A$4-80)*AI16*$A$16/1000","v":35.018067735625763},{"$f":"AC16*K16+($A$4-80)*AJ16*$A$16/1000","v":34.460869565217386},{"$f":"AD16*M16+($A$4-80)*AK16*$A$16/1000","v":33.286956521739128},{"$f":"AE16*O16+($A$4-80)*AL16*$A$16/1000","v":31.930434782608696}]
[null,67,66.547826086956519,48.130434782608688,63.6,47.034782608695657,60.547826086956519,45.886956521739123,58.969565217391306,45.330153770863383,57.391304347826086,44.739130434782602,53.947826086956518,43.460869565217394,50.139130434782608,42.052173913043482,null,1.1091304347826088,1.06,1.0091304347826087,0.98282608695652174,0.95652173913043481,0.89913043478260868,0.83565217391304347,0.72324578596628764,0.73954060705496316,0.75786299009047819,0.76870422231796631,0.77954545454545443,0.80560928433268864,0.83870967741935498,0.83499999999999996,0.83499999999999996,0.83499999999999996,0.83499999999999996,0.83499999999999996,0.83499999999999996,0.83499999999999996,{"$f":"Y17*C17+($A$4-80)*AF17*$A$16/1000","v":48.130434782608688},{"$f":"Z17*E17+($A$4-80)*AG17*$A$16/1000","v":47.034782608695657},{"$f":"AA17*G17+($A$4-80)*AH17*$A$16/1000","v":45.886956521739123},{"$f":"AB17*I17+($A$4-80)*AI17*$A$16/1000","v":45.330153770863383},{"$f":"AC17*K17+($A$4-80)*AJ17*$A$16/1000","v":44.739130434782602},{"$f":"AD17*M17+($A$4-80)*AK17*$A$16/1000","v":43.460869565217394},{"$f":"AE17*O17+($A$4-80)*AL17*$A$16/1000","v":42.052173913043482}]
[null,62,62.530434782608694,62.530434782608694,60.182608695652171,60.182608695652171,57.678260869565221,57.678260869565221,56.386956521739137,56.386956521739137,55.095652173913045,55.095652173913045,52.252173913043478,52.252173913043478,49.095652173913045,49.095652173913045,null,1.0421739130434782,1.0030434782608695,0.96130434782608698,0.93978260869565222,0.91826086956521746,0.87086956521739134,0.81826086956521737,1,1,1,1,1,1,1,0.83499999999999996,0.83499999999999996,0.83499999999999996,0.83499999999999996,0.83499999999999996,0.83499999999999996,0.83499999999999996,62.530434782608694,{"$f":"Z18*E18+($A$4-80)*AG18*$A$16/1000","v":60.182608695652171},{"$f":"AA18*G18+($A$4-80)*AH18*$A$16/1000","v":57.678260869565221},56.386956521739137,55.095652173913045,52.252173913043478,49.095652173913045]
[null,57,62.504347826086963,62.504347826086963,60.182608695652171,60.182608695652171,57.678260869565221,57.678260869565221,56.386956521739137,56.386956521739137,55.095652173913045,55.095652173913045,52.278260869565216,52.278260869565216,49.095652173913045,49.095652173913045,null,1.0417391304347827,1.0030434782608695,0.96130434782608698,0.93978260869565222,0.91826086956521746,0.8713043478260869,0.81826086956521737,1,1,1,1,1,1,1,0.83499999999999996,0.83499999999999996,0.83499999999999996,0.83499999999999996,0.83499999999999996,0.83499999999999996,0.83499999999999996,62.504347826086963,{"$f":"Z19*E19+($A$4-80)*AG19*$A$16/1000","v":60.182608695652171},{"$f":"AA19*G19+($A$4-80)*AH19*$A$16/1000","v":57.678260869565221},56.386956521739137,55.095652173913045,52.278260869565216,49.095652173913045]

{"sheet":"24ABB3_30","index":28,"n_rows":19,"n_cols":45,"rows_kept":19,"cut":false,"hidden":true,"merged":[[2,0,2,1],[2,2,2,15],[3,2,3,3],[3,4,3,5],[3,6,3,7],[3,8,3,9],[3,10,3,11],[3,12,3,13],[3,14,3,15],[5,2,6,2],[5,3,6,3],[5,4,6,4],[5,5,6,5],[5,6,6,6],[5,7,6,7],[5,8,6,8],[4,0,6,0],[4,1,6,1],[4,2,4,3],[4,4,4,5],[4,6,4,7],[4,8,4,9],[5,9,6,9],[5,10,6,10],[5,11,6,11],[5,12,6,12],[5,13,6,13],[5,14,6,14],[5,15,6,15],[4,10,4,11],[4,12,4,13],[4,14,4,15],[7,0,10,0],[11,0,14,0],[15,0,18,0],[22,4,22,15],[23,4,23,5],[23,6,23,7],[23,8,23,9],[23,10,23,11],[23,12,23,13],[23,14,23,15],[25,12,26,12],[25,13,26,13],[25,14,26,14],[25,15,26,15],[27,0,30,0],[31,0,34,0],[24,12,24,13],[24,14,24,15],[25,4,26,4],[25,5,26,5],[25,6,26,6],[25,7,26,7],[25,8,26,8],[25,9,26,9],[25,10,26,10],[25,11,26,11],[24,0,26,0],[24,1,26,1],[24,4,24,5],[24,6,24,7],[24,8,24,9],[24,10,24,11],[35,0,38,0],[41,0,42,1],[41,4,41,15],[42,4,42,5],[42,6,42,7],[42,8,42,9],[42,10,42,11],[42,12,42,13],[42,14,42,15],[44,12,45,12],[44,13,45,13],[44,14,45,14],[44,15,45,15],[46,0,49,0],[50,0,53,0],[43,12,43,13],[43,14,43,15],[44,4,45,4],[44,5,45,5],[44,6,45,6],[44,7,45,7],[44,8,45,8],[44,9,45,9],[44,10,45,10],[44,11,45,11],[43,0,45,0],[43,1,45,1],[43,4,43,5],[43,6,43,7],[43,8,43,9],[43,10,43,11],[54,0,57,0],[60,0,61,1],[60,4,60,15],[61,4,61,5],[61,6,61,7],[61,8,61,9],[61,10,61,11],[61,12,61,13],[61,14,61,15],[63,12,64,12],[63,13,64,13],[63,14,64,14],[63,15,64,15],[65,0,68,0],[69,0,72,0],[62,12,62,13],[62,14,62,15],[63,4,64,4],[63,5,64,5],[63,6,64,6],[63,7,64,7],[63,8,64,8],[63,9,64,9],[63,10,64,10],[63,11,64,11],[62,0,64,0],[62,1,64,1],[62,4,62,5],[62,6,62,7],[62,8,62,9],[62,10,62,11],[73,0,76,0],[79,0,80,1],[79,4,79,15],[80,4,80,5],[80,6,80,7],[80,8,80,9],[80,10,80,11],[80,12,80,13],[80,14,80,15],[82,12,83,12],[82,13,83,13],[82,14,83,14],[82,15,83,15],[84,0,87,0],[88,0,91,0],[81,12,81,13],[81,14,81,15],[82,4,83,4],[82,5,83,5],[82,6,83,6],[82,7,83,7],[82,8,83,8],[82,9,83,9],[82,10,83,10],[82,11,83,11],[81,0,83,0],[81,1,83,1],[81,4,81,5],[81,6,81,7],[81,8,81,9],[81,10,81,11],[92,0,95,0],[98,0,99,1],[98,4,98,15],[99,4,99,5],[99,6,99,7],[99,8,99,9],[99,10,99,11],[99,12,99,13],[99,14,99,15],[101,12,102,12],[101,13,102,13],[101,14,102,14],[101,15,102,15],[103,0,106,0],[107,0,110,0],[100,12,100,13],[100,14,100,15],[101,4,102,4],[101,5,102,5],[101,6,102,6],[101,7,102,7],[101,8,102,8],[101,9,102,9],[101,10,102,10],[101,11,102,11],[100,0,102,0],[100,1,102,1],[100,4,100,5],[100,6,100,7],[100,8,100,9],[100,10,100,11],[111,0,114,0],[117,0,118,1],[117,4,117,15],[118,4,118,5],[118,6,118,7],[118,8,118,9],[118,10,118,11],[118,12,118,13],[118,14,118,15],[130,0,133,0],[120,12,121,12],[120,13,121,13],[120,14,121,14],[120,15,121,15],[122,0,125,0],[126,0,129,0],[119,12,119,13],[119,14,119,15],[120,4,121,4],[120,5,121,5],[120,6,121,6],[120,7,121,7],[120,8,121,8],[120,9,121,9],[120,10,121,10],[120,11,121,11],[119,0,121,0],[119,1,121,1],[119,4,119,5],[119,6,119,7],[119,8,119,9],[119,10,119,11]]}
[]
["24ABB3_30"]
["Evaporator Air \n",null,"Condenser  Entering Air Temperature ˚F"]
[80,"°F DB",75,null,85,null,95,null,100,null,105,null,115,null,125]
["CFM","EWB†\n˚F","Capacity Mbtuh",null,"Capacity Mbtuh",null,"Capacity Mbtuh",null,"Capacity Mbtuh",null,"Capacity Mbtuh",null,"Capacity Mbtuh",null,"Capacity Mbtuh"]
[null,null,"Total","Sens.","Total","Sens.","Total","Sens.","Total","Sens.","Total","Sens.","Total","Sens.","Total","Sens."]
[null,null,null,null,null,null,null,null,null,null,null,null,null,null,null,null,null,"Total Factors",null,null,null,null,null,null,"Sens. %",null,null,null,null,null,null,"IDB Adj",null,null,null,null,null,null,"Sens Calc"]
[875,72,{"$f":"R8*$G$13","v":32.18},{"$f":"IF(AM8>C8,C8,AM8)","v":16.57},{"$f":"S8*$G$13","v":30.84},{"$f":"IF(AN8>E8,E8,AN8)","v":16.09},{"$f":"T8*$G$13","v":29.420000000000005},{"$f":"IF(AO8>G8,G8,AO8)","v":15.590000000000002},{"$f":"U8*$G$13","v":28.675000000000001},{"$f":"IF(AP8>I8,I8,AP8)","v":15.333595209435163},{"$f":"V8*$G$13","v":27.930000000000003},{"$f":"IF(AQ8>K8,K8,AQ8)","v":15.07},{"$f":"W8*$G$13","v":26.28},{"$f":"IF(AR8>M8,M8,AR8)","v":14.5},{"$f":"X8*$G$13","v":24.43},{"$f":"IF(AS8>O8,O8,AS8)","v":13.86},null,1.1744525547445257,1.1255474452554746,1.0737226277372265,1.0465328467153285,1.0193430656934308,0.95912408759124101,0.89160583941605842,0.51491609695463025,0.52172503242542156,0.52991162474507136,0.53473740922180168,0.53956319369853201,0.5517503805175038,0.56733524355300857,0.83499999999999996,0.83499999999999996,0.83499999999999996,0.83499999999999996,0.83499999999999996,0.83499999999999996,0.83499999999999996,{"$f":"Y8*C8+($A$4-80)*AF8*$A$8/1000","v":16.57},{"$f":"Z8*E8+($A$4-80)*AG8*$A$8/1000","v":16.09},{"$f":"AA8*G8+($A$4-80)*AH8*$A$8/1000","v":15.590000000000002},{"$f":"AB8*I8+($A$4-80)*AI8*$A$8/1000","v":15.333595209435163},{"$f":"AC8*K8+($A$4-80)*AJ8*$A$8/1000","v":15.07},{"$f":"AD8*M8+($A$4-80)*AK8*$A$8/1000","v":14.5},{"$f":"AE8*O8+($A$4-80)*AL8*$A$8/1000","v":13.86}]
[null,67,29.699999999999996,20.7,28.439999999999998,{"$f":"IF(AN9>E9,E9,AN9)","v":20.199999999999996},{"$f":"T9*$G$13","v":27.08},{"$f":"IF(AO9>G9,G9,AO9)","v":19.68},26.375000000000004,{"$f":"IF(AP9>I9,I9,AP9)","v":19.411518533724546},25.67,{"$f":"IF(AQ9>K9,K9,AQ9)","v":19.13},24.11,{"$f":"IF(AR9>M9,M9,AR9)","v":18.54},22.39,{"$f":"IF(AS9>O9,O9,AS9)","v":17.88},null,1.083941605839416,1.037956204379562,0.98832116788321167,0.96259124087591252,0.93686131386861327,0.87992700729927009,0.81715328467153292,0.69696969696969702,0.71026722925457098,0.72673559822747413,0.73598174535448502,0.74522789248149579,0.76897552882621312,0.79857079053148716,0.83499999999999996,0.83499999999999996,0.83499999999999996,0.83499999999999996,0.83499999999999996,0.83499999999999996,0.83499999999999996,{"$f":"Y9*C9+($A$4-80)*AF9*$A$8/1000","v":20.7},{"$f":"Z9*E9+($A$4-80)*AG9*$A$8/1000","v":20.199999999999996},{"$f":"AA9*G9+($A$4-80)*AH9*$A$8/1000","v":19.68},{"$f":"AB9*I9+($A$4-80)*AI9*$A$8/1000","v":19.411518533724546},{"$f":"AC9*K9+($A$4-80)*AJ9*$A$8/1000","v":19.13},{"$f":"AD9*M9+($A$4-80)*AK9*$A$8/1000","v":18.54},{"$f":"AE9*O9+($A$4-80)*AL9*$A$8/1000","v":17.88}]
[null,62,27.500000000000004,24.800000000000004,26.34,24.26,{"$f":"T10*$G$13","v":25.11},23.67,24.524999999999999,23.821774193548386,23.94,23.94,22.71,22.71,21.35,21.35,null,1.0036496350364965,0.96131386861313872,0.91642335766423355,0.89507299270072993,0.87372262773722642,0.82883211678832125,0.77919708029197088,0.90181818181818185,0.92103264996203504,0.94265232974910407,0.97132616487455203,1,1,1,0.83499999999999996,0.83499999999999996,0.83499999999999996,0.83499999999999996,0.83499999999999996,0.83499999999999996,0.83499999999999996,24.800000000000004,{"$f":"Z10*E10+($A$4-80)*AG10*$A$8/1000","v":24.26},{"$f":"AA10*G10+($A$4-80)*AH10*$A$8/1000","v":23.67},23.821774193548386,23.94,22.71,21.35]
[null,57,27.1,27.1,26.12,26.12,{"$f":"T11*$G$13","v":25.05},25.05,24.495000000000001,24.495000000000001,23.94,23.94,22.71,22.71,21.35,21.35,null,0.98905109489051102,0.95328467153284679,0.91423357664233584,0.89397810218978113,0.87372262773722642,0.82883211678832125,0.77919708029197088,1,1,1,1,1,1,1,0.83499999999999996,0.83499999999999996,0.83499999999999996,0.83499999999999996,0.83499999999999996,0.83499999999999996,0.83499999999999996,27.1,{"$f":"Z11*E11+($A$4-80)*AG11*$A$8/1000","v":26.12},{"$f":"AA11*G11+($A$4-80)*AH11*$A$8/1000","v":25.05},{"$f":"AB11*I11+($A$4-80)*AI11*$A$8/1000","v":24.495000000000001},23.94,22.71,21.35]
[1000,72,32.58,17.38,31.18,16.89,{"$f":"T12*$G$13","v":29.72},16.38,28.954999999999998,16.124386067885816,28.19,15.86,26.5,15.29,24.59,14.65,null,1.1890510948905109,1.1379562043795621,1.0846715328467154,1.0567518248175183,1.0288321167883212,0.96715328467153294,0.89744525547445264,0.53345610804174337,0.5416933932007697,0.55114401076716013,0.55687743284012492,0.56261085491308971,0.57698113207547164,0.59577063847092315,0.83499999999999996,0.83499999999999996,0.83499999999999996,0.83499999999999996,0.83499999999999996,0.83499999999999996,0.83499999999999996,{"$f":"Y12*C12+($A$4-80)*AF12*$A$12/1000","v":17.38},{"$f":"Z12*E12+($A$4-80)*AG12*$A$12/1000","v":16.89},{"$f":"AA12*G12+($A$4-80)*AH12*$A$12/1000","v":16.38},{"$f":"AB12*I12+($A$4-80)*AI12*$A$12/1000","v":16.124386067885816},{"$f":"AC12*K12+($A$4-80)*AJ12*$A$12/1000","v":15.86},{"$f":"AD12*M12+($A$4-80)*AK12*$A$12/1000","v":15.29},{"$f":"AE12*O12+($A$4-80)*AL12*$A$12/1000","v":14.65}]
[null,67,30.080000000000002,22.03,28.790000000000003,21.530000000000005,27.4,21,26.680000000000003,20.732677729915764,25.96,20.45,24.36,19.850000000000001,22.6,19.170000000000002,null,1.0978102189781023,1.0507299270072994,1,0.9737226277372264,0.94744525547445269,0.88905109489051093,0.82481751824817529,0.7323803191489362,0.74782910732893371,0.76642335766423364,0.77708687143612298,0.78775038520801233,0.81486042692939253,0.84823008849557524,0.83499999999999996,0.83499999999999996,0.83499999999999996,0.83499999999999996,0.83499999999999996,0.83499999999999996,0.83499999999999996,{"$f":"Y13*C13+($A$4-80)*AF13*$A$12/1000","v":22.03},{"$f":"Z13*E13+($A$4-80)*AG13*$A$12/1000","v":21.530000000000005},{"$f":"AA13*G13+($A$4-80)*AH13*$A$12/1000","v":21},{"$f":"AB13*I13+($A$4-80)*AI13*$A$12/1000","v":20.732677729915764},{"$f":"AC13*K13+($A$4-80)*AJ13*$A$12/1000","v":20.45},{"$f":"AD13*M13+($A$4-80)*AK13*$A$12/1000","v":19.850000000000001},{"$f":"AE13*O13+($A$4-80)*AL13*$A$12/1000","v":19.170000000000002}]
[null,62,28.07,27.82,27,27,{"$f":"T14*$G$13","v":25.89},25.89,25.305000000000003,25.305000000000003,24.72,24.72,23.42,23.42,21.98,21.98,null,1.0244525547445256,0.98540145985401462,0.94489051094890519,0.92354014598540157,0.90218978102189784,0.8547445255474454,0.80218978102189786,0.99109369433558958,1,1,1,1,1,1,0.83499999999999996,0.83499999999999996,0.83499999999999996,0.83499999999999996,0.83499999999999996,0.83499999999999996,0.83499999999999996,27.82,{"$f":"Z14*E14+($A$4-80)*AG14*$A$12/1000","v":27},{"$f":"AA14*G14+($A$4-80)*AH14*$A$12/1000","v":25.89},25.305000000000003,24.72,23.42,21.98]
[null,57,28.04,28.04,27.01,27.01,25.89,25.89,25.305000000000003,25.305000000000003,24.72,24.72,23.42,23.42,21.98,21.98,null,1.0233576642335767,0.98576642335766429,0.94489051094890519,0.92354014598540157,0.90218978102189784,0.8547445255474454,0.80218978102189786,1,1,1,1,1,1,1,0.83499999999999996,0.83499999999999996,0.83499999999999996,0.83499999999999996,0.83499999999999996,0.83499999999999996,0.83499999999999996,28.04,{"$f":"Z15*E15+($A$4-80)*AG15*$A$12/1000","v":27.01},{"$f":"AA15*G15+($A$4-80)*AH15*$A$12/1000","v":25.89},25.305000000000003,24.72,23.42,21.98]
[1125,72,32.83,18.14,31.4,17.649999999999999,29.909999999999997,17.139999999999997,29.130000000000003,16.885144449220679,28.350000000000005,16.62,26.63,16.04,24.68,15.400000000000002,null,1.1981751824817519,1.1459854014598541,1.0916058394160584,1.063138686131387,1.0346715328467155,0.97189781021897814,0.90072992700729926,0.5525434054218703,0.56210191082802541,0.5730524908057506,0.57964793852456842,0.58624338624338623,0.60232820127675557,0.62398703403565647,0.83499999999999996,0.83499999999999996,0.83499999999999996,0.83499999999999996,0.83499999999999996,0.83499999999999996,0.83499999999999996,{"$f":"Y16*C16+($A$4-80)*AF16*$A$16/1000","v":18.14},{"$f":"Z16*E16+($A$4-80)*AG16*$A$16/1000","v":17.649999999999999},{"$f":"AA16*G16+($A$4-80)*AH16*$A$16/1000","v":17.139999999999997},{"$f":"AB16*I16+($A$4-80)*AI16*$A$16/1000","v":16.885144449220679},{"$f":"AC16*K16+($A$4-80)*AJ16*$A$16/1000","v":16.62},{"$f":"AD16*M16+($A$4-80)*AK16*$A$16/1000","v":16.04},{"$f":"AE16*O16+($A$4-80)*AL16*$A$16/1000","v":15.400000000000002}]
[null,67,30.36,23.3,29.03,22.8,27.620000000000005,22.260000000000005,26.885000000000002,21.988779644672373,26.15,21.7,24.54,21.08,22.76,20.38,null,1.108029197080292,1.0594890510948907,1.0080291970802921,0.98120437956204387,0.95437956204379559,0.89562043795620438,0.83065693430656939,0.76745718050065881,0.78539441956596623,0.80593772628530058,0.81788282107764076,0.82982791586998095,0.8590057049714751,0.89543057996485054,0.83499999999999996,0.83499999999999996,0.83499999999999996,0.83499999999999996,0.83499999999999996,0.83499999999999996,0.83499999999999996,{"$f":"Y17*C17+($A$4-80)*AF17*$A$16/1000","v":23.3},{"$f":"Z17*E17+($A$4-80)*AG17*$A$16/1000","v":22.8},{"$f":"AA17*G17+($A$4-80)*AH17*$A$16/1000","v":22.260000000000005},{"$f":"AB17*I17+($A$4-80)*AI17*$A$16/1000","v":21.988779644672373},{"$f":"AC17*K17+($A$4-80)*AJ17*$A$16/1000","v":21.7},{"$f":"AD17*M17+($A$4-80)*AK17*$A$16/1000","v":21.08},{"$f":"AE17*O17+($A$4-80)*AL17*$A$16/1000","v":20.38}]
[null,62,28.790000000000003,28.790000000000003,27.710000000000004,27.710000000000004,26.54,26.54,25.934999999999999,25.934999999999999,25.33,25.33,23.98,23.98,22.47,22.47,null,1.0507299270072994,1.0113138686131389,0.96861313868613141,0.94653284671532845,0.92445255474452548,0.87518248175182489,0.82007299270072997,1,1,1,1,1,1,1,0.83499999999999996,0.83499999999999996,0.83499999999999996,0.83499999999999996,0.83499999999999996,0.83499999999999996,0.83499999999999996,28.790000000000003,{"$f":"Z18*E18+($A$4-80)*AG18*$A$16/1000","v":27.710000000000004},{"$f":"AA18*G18+($A$4-80)*AH18*$A$16/1000","v":26.54},25.934999999999999,25.33,23.98,22.47]
[null,57,28.790000000000003,28.790000000000003,27.710000000000004,27.710000000000004,26.55,26.55,25.939999999999998,25.939999999999998,25.33,25.33,23.98,23.98,22.47,22.47,null,1.0507299270072994,1.0113138686131389,0.96897810218978109,0.94671532846715323,0.92445255474452548,0.87518248175182489,0.82007299270072997,1,1,1,1,1,1,1,0.83499999999999996,0.83499999999999996,0.83499999999999996,0.83499999999999996,0.83499999999999996,0.83499999999999996,0.83499999999999996,28.790000000000003,{"$f":"Z19*E19+($A$4-80)*AG19*$A$16/1000","v":27.710000000000004},{"$f":"AA19*G19+($A$4-80)*AH19*$A$16/1000","v":26.55},25.939999999999998,25.33,23.98,22.47]

{"sheet":"24ABB3_36","index":29,"n_rows":19,"n_cols":45,"rows_kept":19,"cut":false,"hidden":true,"merged":[[2,0,2,1],[2,2,2,15],[3,2,3,3],[3,4,3,5],[3,6,3,7],[3,8,3,9],[3,10,3,11],[3,12,3,13],[3,14,3,15],[5,2,6,2],[5,3,6,3],[5,4,6,4],[5,5,6,5],[5,6,6,6],[5,7,6,7],[5,8,6,8],[4,0,6,0],[4,1,6,1],[4,2,4,3],[4,4,4,5],[4,6,4,7],[4,8,4,9],[5,9,6,9],[5,10,6,10],[5,11,6,11],[5,12,6,12],[5,13,6,13],[5,14,6,14],[5,15,6,15],[4,10,4,11],[4,12,4,13],[4,14,4,15],[7,0,10,0],[11,0,14,0],[15,0,18,0],[22,4,22,15],[23,4,23,5],[23,6,23,7],[23,8,23,9],[23,10,23,11],[23,12,23,13],[23,14,23,15],[25,12,26,12],[25,13,26,13],[25,14,26,14],[25,15,26,15],[27,0,30,0],[31,0,34,0],[24,12,24,13],[24,14,24,15],[25,4,26,4],[25,5,26,5],[25,6,26,6],[25,7,26,7],[25,8,26,8],[25,9,26,9],[25,10,26,10],[25,11,26,11],[24,0,26,0],[24,1,26,1],[24,4,24,5],[24,6,24,7],[24,8,24,9],[24,10,24,11],[35,0,38,0],[41,0,42,1],[41,4,41,15],[42,4,42,5],[42,6,42,7],[42,8,42,9],[42,10,42,11],[42,12,42,13],[42,14,42,15],[44,12,45,12],[44,13,45,13],[44,14,45,14],[44,15,45,15],[46,0,49,0],[50,0,53,0],[43,12,43,13],[43,14,43,15],[44,4,45,4],[44,5,45,5],[44,6,45,6],[44,7,45,7],[44,8,45,8],[44,9,45,9],[44,10,45,10],[44,11,45,11],[43,0,45,0],[43,1,45,1],[43,4,43,5],[43,6,43,7],[43,8,43,9],[43,10,43,11],[54,0,57,0],[60,0,61,1],[60,4,60,15],[61,4,61,5],[61,6,61,7],[61,8,61,9],[61,10,61,11],[61,12,61,13],[61,14,61,15],[63,12,64,12],[63,13,64,13],[63,14,64,14],[63,15,64,15],[65,0,68,0],[69,0,72,0],[62,12,62,13],[62,14,62,15],[63,4,64,4],[63,5,64,5],[63,6,64,6],[63,7,64,7],[63,8,64,8],[63,9,64,9],[63,10,64,10],[63,11,64,11],[62,0,64,0],[62,1,64,1],[62,4,62,5],[62,6,62,7],[62,8,62,9],[62,10,62,11],[73,0,76,0],[79,0,80,1],[79,4,79,15],[80,4,80,5],[80,6,80,7],[80,8,80,9],[80,10,80,11],[80,12,80,13],[80,14,80,15],[82,12,83,12],[82,13,83,13],[82,14,83,14],[82,15,83,15],[84,0,87,0],[88,0,91,0],[81,12,81,13],[81,14,81,15],[82,4,83,4],[82,5,83,5],[82,6,83,6],[82,7,83,7],[82,8,83,8],[82,9,83,9],[82,10,83,10],[82,11,83,11],[81,0,83,0],[81,1,83,1],[81,4,81,5],[81,6,81,7],[81,8,81,9],[81,10,81,11],[92,0,95,0],[98,0,99,1],[98,4,98,15],[99,4,99,5],[99,6,99,7],[99,8,99,9],[99,10,99,11],[99,12,99,13],[99,14,99,15],[101,12,102,12],[101,13,102,13],[101,14,102,14],[101,15,102,15],[103,0,106,0],[107,0,110,0],[100,12,100,13],[100,14,100,15],[101,4,102,4],[101,5,102,5],[101,6,102,6],[101,7,102,7],[101,8,102,8],[101,9,102,9],[101,10,102,10],[101,11,102,11],[100,0,102,0],[100,1,102,1],[100,4,100,5],[100,6,100,7],[100,8,100,9],[100,10,100,11],[111,0,114,0],[117,0,118,1],[117,4,117,15],[118,4,118,5],[118,6,118,7],[118,8,118,9],[118,10,118,11],[118,12,118,13],[118,14,118,15],[130,0,133,0],[120,12,121,12],[120,13,121,13],[120,14,121,14],[120,15,121,15],[122,0,125,0],[126,0,129,0],[119,12,119,13],[119,14,119,15],[120,4,121,4],[120,5,121,5],[120,6,121,6],[120,7,121,7],[120,8,121,8],[120,9,121,9],[120,10,121,10],[120,11,121,11],[119,0,121,0],[119,1,121,1],[119,4,119,5],[119,6,119,7],[119,8,119,9],[119,10,119,11]]}
[]
["24ABB3_36"]
["Evaporator Air \n",null,"Condenser  Entering Air Temperature ˚F"]
[80,"°F DB",75,null,85,null,95,null,100,null,105,null,115,null,125]
["CFM","EWB†\n˚F","Capacity Mbtuh",null,"Capacity Mbtuh",null,"Capacity Mbtuh",null,"Capacity Mbtuh",null,"Capacity Mbtuh",null,"Capacity Mbtuh",null,"Capacity Mbtuh"]
[null,null,"Total","Sens.","Total","Sens.","Total","Sens.","Total","Sens.","Total","Sens.","Total","Sens.","Total","Sens."]
[null,null,null,null,null,null,null,null,null,null,null,null,null,null,null,null,null,"Total Factors",null,null,null,null,null,null,"Sens. %",null,null,null,null,null,null,"IDB Adj",null,null,null,null,null,null,"Sens Calc"]
[1050,72,{"$f":"R8*$G$13","v":40.457988165680476},{"$f":"IF(AM8>C8,C8,AM8)","v":21.124260355029588},{"$f":"S8*$G$13","v":38.727810650887577},{"$f":"IF(AN8>E8,E8,AN8)","v":20.460355029585799},{"$f":"T8*$G$13","v":36.876923076923077},{"$f":"IF(AO8>G8,G8,AO8)","v":19.766272189349113},{"$f":"U8*$G$13","v":35.886094674556212},{"$f":"IF(AP8>I8,I8,AP8)","v":19.408939530651388},{"$f":"V8*$G$13","v":34.895266272189346},{"$f":"IF(AQ8>K8,K8,AQ8)","v":19.042011834319524},{"$f":"W8*$G$13","v":32.7526627218935},{"$f":"IF(AR8>M8,M8,AR8)","v":18.257396449704146},{"$f":"X8*$G$13","v":30.398816568047337},{"$f":"IF(AS8>O8,O8,AS8)","v":17.402366863905328},null,1.1899408284023669,1.13905325443787,1.0846153846153845,1.055473372781065,1.0263313609467455,0.96331360946745581,0.89408284023668638,0.52212829438090502,0.52831168831168829,0.53600654664484448,0.54084847366834321,0.54569040069184205,0.55743243243243235,0.57246856386499012,0.83499999999999996,0.83499999999999996,0.83499999999999996,0.83499999999999996,0.83499999999999996,0.83499999999999996,0.83499999999999996,{"$f":"Y8*C8+($A$4-80)*AF8*$A$8/1000","v":21.124260355029588},{"$f":"Z8*E8+($A$4-80)*AG8*$A$8/1000","v":20.460355029585799},{"$f":"AA8*G8+($A$4-80)*AH8*$A$8/1000","v":19.766272189349113},{"$f":"AB8*I8+($A$4-80)*AI8*$A$8/1000","v":19.408939530651388},{"$f":"AC8*K8+($A$4-80)*AJ8*$A$8/1000","v":19.042011834319524},{"$f":"AD8*M8+($A$4-80)*AK8*$A$8/1000","v":18.257396449704146},{"$f":"AE8*O8+($A$4-80)*AL8*$A$8/1000","v":17.402366863905328}]
[null,67,36.826627218934917,25.882248520710064,35.207100591715985,{"$f":"IF(AN9>E9,E9,AN9)","v":25.198224852071014},{"$f":"T9*$G$13","v":33.486982248520711},{"$f":"IF(AO9>G9,G9,AO9)","v":24.494082840236686},32.566568047337284,{"$f":"IF(AP9>I9,I9,AP9)","v":24.12547348085236},31.646153846153851,{"$f":"IF(AQ9>K9,K9,AQ9)","v":23.739644970414204},29.66449704142012,{"$f":"IF(AR9>M9,M9,AR9)","v":22.944970414201183},27.501775147928996,{"$f":"IF(AS9>O9,O9,AS9)","v":22.079881656804734},null,1.0831360946745563,1.0355029585798818,0.98491124260355034,0.95784023668639062,0.9307692307692309,0.87248520710059174,0.8088757396449705,0.70281343895110626,0.71571428571428575,0.7314508861519976,0.74080490906455565,0.75015893197711381,0.77348253645303489,0.80285296269202633,0.83499999999999996,0.83499999999999996,0.83499999999999996,0.83499999999999996,0.83499999999999996,0.83499999999999996,0.83499999999999996,{"$f":"Y9*C9+($A$4-80)*AF9*$A$8/1000","v":25.882248520710064},{"$f":"Z9*E9+($A$4-80)*AG9*$A$8/1000","v":25.198224852071014},{"$f":"AA9*G9+($A$4-80)*AH9*$A$8/1000","v":24.494082840236686},{"$f":"AB9*I9+($A$4-80)*AI9*$A$8/1000","v":24.12547348085236},{"$f":"AC9*K9+($A$4-80)*AJ9*$A$8/1000","v":23.739644970414204},{"$f":"AD9*M9+($A$4-80)*AK9*$A$8/1000","v":22.944970414201183},{"$f":"AE9*O9+($A$4-80)*AL9*$A$8/1000","v":22.079881656804734}]
[null,62,33.617751479289943,30.620118343195266,32.15917159763314,29.926035502958584,{"$f":"T10*$G$13","v":30.630177514792901},29.181656804733731,29.830473372781071,28.784025389374307,29.030769230769234,28.366863905325445,27.451479289940828,27.451479289940828,25.791715976331364,25.791715976331364,null,0.98875739644970428,0.94585798816568056,0.90088757396449715,0.87736686390532559,0.85384615384615392,0.80739644970414204,0.75857988165680479,0.91083183722321959,0.93055989990616206,0.95270935960591141,0.9649201683684443,0.97713097713097707,1,1,0.83499999999999996,0.83499999999999996,0.83499999999999996,0.83499999999999996,0.83499999999999996,0.83499999999999996,0.83499999999999996,30.620118343195266,{"$f":"Z10*E10+($A$4-80)*AG10*$A$8/1000","v":29.926035502958584},{"$f":"AA10*G10+($A$4-80)*AH10*$A$8/1000","v":29.181656804733731},28.784025389374307,28.366863905325445,27.451479289940828,25.791715976331364]
[null,57,32.742603550295854,32.742603550295854,31.565680473372783,31.565680473372783,{"$f":"T11*$G$13","v":30.298224852071009},30.298224852071009,29.619230769230768,29.619230769230768,28.940236686390534,28.940236686390534,27.451479289940828,27.451479289940828,25.801775147928996,25.801775147928996,null,0.96301775147928992,0.92840236686390543,0.89112426035502967,0.87115384615384617,0.85118343195266277,0.80739644970414204,0.75887573964497046,1,1,1,1,1,1,1,0.83499999999999996,0.83499999999999996,0.83499999999999996,0.83499999999999996,0.83499999999999996,0.83499999999999996,0.83499999999999996,32.742603550295854,{"$f":"Z11*E11+($A$4-80)*AG11*$A$8/1000","v":31.565680473372783},{"$f":"AA11*G11+($A$4-80)*AH11*$A$8/1000","v":30.298224852071009},{"$f":"AB11*I11+($A$4-80)*AI11*$A$8/1000","v":29.619230769230768},28.940236686390534,27.451479289940828,25.801775147928996]
[1200,72,41.142011834319533,22.1,39.341420118343201,21.436094674556216,{"$f":"T12*$G$13","v":37.42011834319527},20.731952662721891,36.399112426035501,20.370521876014042,35.378106508875746,19.997633136094674,33.155029585798822,19.20295857988166,30.720710059171598,18.337869822485207,null,1.2100591715976332,1.1571005917159765,1.1005917159763314,1.0705621301775148,1.0405325443786984,0.97514792899408298,0.90355029585798818,0.53716381418092907,0.54487343390437226,0.55403225806451606,0.55964336815651161,0.56525447824850716,0.5791868932038835,0.59692206941715786,0.83499999999999996,0.83499999999999996,0.83499999999999996,0.83499999999999996,0.83499999999999996,0.83499999999999996,0.83499999999999996,{"$f":"Y12*C12+($A$4-80)*AF12*$A$12/1000","v":22.1},{"$f":"Z12*E12+($A$4-80)*AG12*$A$12/1000","v":21.436094674556216},{"$f":"AA12*G12+($A$4-80)*AH12*$A$12/1000","v":20.731952662721891},{"$f":"AB12*I12+($A$4-80)*AI12*$A$12/1000","v":20.370521876014042},{"$f":"AC12*K12+($A$4-80)*AJ12*$A$12/1000","v":19.997633136094674},{"$f":"AD12*M12+($A$4-80)*AK12*$A$12/1000","v":19.20295857988166},{"$f":"AE12*O12+($A$4-80)*AL12*$A$12/1000","v":18.337869822485207}]
[null,67,37.470414201183438,27.461538461538467,35.780473372781074,26.767455621301782,34,26.053254437869825,33.04940828402367,25.686435924210269,32.09881656804734,25.298816568047339,30.056804733727812,24.49408284023669,27.833727810650892,23.618934911242608,null,1.1020710059171599,1.0523668639053256,1,0.97204142011834316,0.94408284023668643,0.88402366863905335,0.81863905325443798,0.73288590604026849,0.74810233342704524,0.76627218934911245,0.77721318649530202,0.7881541836414917,0.81492637215528785,0.84857246114925911,0.83499999999999996,0.83499999999999996,0.83499999999999996,0.83499999999999996,0.83499999999999996,0.83499999999999996,0.83499999999999996,{"$f":"Y13*C13+($A$4-80)*AF13*$A$12/1000","v":27.461538461538467},{"$f":"Z13*E13+($A$4-80)*AG13*$A$12/1000","v":26.767455621301782},{"$f":"AA13*G13+($A$4-80)*AH13*$A$12/1000","v":26.053254437869825},{"$f":"AB13*I13+($A$4-80)*AI13*$A$12/1000","v":25.686435924210269},{"$f":"AC13*K13+($A$4-80)*AJ13*$A$12/1000","v":25.298816568047339},{"$f":"AD13*M13+($A$4-80)*AK13*$A$12/1000","v":24.49408284023669},{"$f":"AE13*O13+($A$4-80)*AL13*$A$12/1000","v":23.618934911242608}]
[null,62,34.392307692307689,32.792899408284022,32.923668639053254,32.03846153846154,{"$f":"T14*$G$13","v":31.424852071005919},31.424852071005919,30.715680473372778,30.715680473372778,30.006508875739645,30.006508875739645,28.427218934911245,28.427218934911245,26.676923076923082,26.676923076923082,null,1.0115384615384615,0.96834319526627222,0.92426035502958581,0.90340236686390529,0.88254437869822489,0.83609467455621311,0.78461538461538471,0.95349517402749351,0.97311335166513913,1,1,1,1,1,0.83499999999999996,0.83499999999999996,0.83499999999999996,0.83499999999999996,0.83499999999999996,0.83499999999999996,0.83499999999999996,32.792899408284022,{"$f":"Z14*E14+($A$4-80)*AG14*$A$12/1000","v":32.03846153846154},{"$f":"AA14*G14+($A$4-80)*AH14*$A$12/1000","v":31.424852071005919},30.715680473372778,30.006508875739645,28.427218934911245,26.676923076923082]
[null,57,34.070414201183432,34.070414201183432,32.802958579881661,32.802958579881661,31.455029585798819,31.455029585798819,30.730769230769234,30.730769230769234,30.006508875739645,30.006508875739645,28.427218934911245,28.427218934911245,26.676923076923082,26.676923076923082,null,1.0020710059171598,0.96479289940828405,0.92514792899408294,0.90384615384615397,0.88254437869822489,0.83609467455621311,0.78461538461538471,1,1,1,1,1,1,1,0.83499999999999996,0.83499999999999996,0.83499999999999996,0.83499999999999996,0.83499999999999996,0.83499999999999996,0.83499999999999996,34.070414201183432,{"$f":"Z15*E15+($A$4-80)*AG15*$A$12/1000","v":32.802958579881661},{"$f":"AA15*G15+($A$4-80)*AH15*$A$12/1000","v":31.455029585798819},30.730769230769234,30.006508875739645,28.427218934911245,26.676923076923082]
[1350,72,41.644970414201183,23.025443786982247,39.784023668639051,22.35147928994083,37.822485207100598,21.647337278106512,36.766272189349117,21.276841137470679,35.710059171597635,20.892899408284023,33.43668639053255,20.088165680473374,30.931952662721894,19.213017751479292,null,1.2248520710059172,1.1701183431952662,1.1124260355029587,1.0813609467455623,1.0502958579881658,0.98343195266272199,0.90976331360946749,0.55289855072463767,0.56182048040455124,0.57234042553191489,0.57870542403356307,0.58507042253521124,0.60078219013237055,0.62113821138211389,0.83499999999999996,0.83499999999999996,0.83499999999999996,0.83499999999999996,0.83499999999999996,0.83499999999999996,0.83499999999999996,{"$f":"Y16*C16+($A$4-80)*AF16*$A$16/1000","v":23.025443786982247},{"$f":"Z16*E16+($A$4-80)*AG16*$A$16/1000","v":22.35147928994083},{"$f":"AA16*G16+($A$4-80)*AH16*$A$16/1000","v":21.647337278106512},{"$f":"AB16*I16+($A$4-80)*AI16*$A$16/1000","v":21.276841137470679},{"$f":"AC16*K16+($A$4-80)*AJ16*$A$16/1000","v":20.892899408284023},{"$f":"AD16*M16+($A$4-80)*AK16*$A$16/1000","v":20.088165680473374},{"$f":"AE16*O16+($A$4-80)*AL16*$A$16/1000","v":19.213017751479292}]
[null,67,37.943195266272191,28.960355029585799,36.213017751479292,28.276331360946745,34.392307692307689,27.55207100591716,33.421597633136095,27.181650118948994,32.450887573964501,26.787573964497046,30.368639053254441,25.962721893491125,28.095266272189352,25.067455621301779,null,1.1159763313609468,1.0650887573964498,1.0115384615384615,0.98298816568047331,0.95443786982248524,0.89319526627218948,0.82633136094674564,0.76325556733828204,0.78083333333333327,0.80111143609242474,0.81329595363207718,0.82548047117172973,0.85491884730043055,0.89223057644110282,0.83499999999999996,0.83499999999999996,0.83499999999999996,0.83499999999999996,0.83499999999999996,0.83499999999999996,0.83499999999999996,{"$f":"Y17*C17+($A$4-80)*AF17*$A$16/1000","v":28.960355029585799},{"$f":"Z17*E17+($A$4-80)*AG17*$A$16/1000","v":28.276331360946745},{"$f":"AA17*G17+($A$4-80)*AH17*$A$16/1000","v":27.55207100591716},{"$f":"AB17*I17+($A$4-80)*AI17*$A$16/1000","v":27.181650118948994},{"$f":"AC17*K17+($A$4-80)*AJ17*$A$16/1000","v":26.787573964497046},{"$f":"AD17*M17+($A$4-80)*AK17*$A$16/1000","v":25.962721893491125},{"$f":"AE17*O17+($A$4-80)*AL17*$A$16/1000","v":25.067455621301779}]
[null,62,35.10650887573965,35.10650887573965,33.828994082840239,33.828994082840239,32.410650887573965,32.410650887573965,31.646153846153847,31.646153846153847,30.88165680473373,30.88165680473373,29.221893491124263,29.221893491124263,27.381065088757396,27.381065088757396,null,1.0325443786982249,0.9949704142011836,0.95325443786982256,0.93076923076923079,0.90828402366863914,0.85946745562130189,0.80532544378698223,1,1,1,1,1,1,1,0.83499999999999996,0.83499999999999996,0.83499999999999996,0.83499999999999996,0.83499999999999996,0.83499999999999996,0.83499999999999996,35.10650887573965,{"$f":"Z18*E18+($A$4-80)*AG18*$A$16/1000","v":33.828994082840239},{"$f":"AA18*G18+($A$4-80)*AH18*$A$16/1000","v":32.410650887573965},31.646153846153847,30.88165680473373,29.221893491124263,27.381065088757396]
[null,57,35.166863905325449,35.166863905325449,33.839053254437871,33.839053254437871,32.420710059171597,32.420710059171597,31.651183431952667,31.651183431952667,30.88165680473373,30.88165680473373,29.221893491124263,29.221893491124263,27.381065088757396,27.381065088757396,null,1.0343195266272192,0.99526627218934927,0.95355029585798812,0.93091715976331368,0.90828402366863914,0.85946745562130189,0.80532544378698223,1,1,1,1,1,1,1,0.83499999999999996,0.83499999999999996,0.83499999999999996,0.83499999999999996,0.83499999999999996,0.83499999999999996,0.83499999999999996,35.166863905325449,{"$f":"Z19*E19+($A$4-80)*AG19*$A$16/1000","v":33.839053254437871},{"$f":"AA19*G19+($A$4-80)*AH19*$A$16/1000","v":32.420710059171597},31.651183431952667,30.88165680473373,29.221893491124263,27.381065088757396]

{"sheet":"24ABB3_42","index":30,"n_rows":19,"n_cols":45,"rows_kept":19,"cut":false,"hidden":true,"merged":[[2,0,2,1],[2,2,2,15],[3,2,3,3],[3,4,3,5],[3,6,3,7],[3,8,3,9],[3,10,3,11],[3,12,3,13],[3,14,3,15],[5,2,6,2],[5,3,6,3],[5,4,6,4],[5,5,6,5],[5,6,6,6],[5,7,6,7],[5,8,6,8],[4,0,6,0],[4,1,6,1],[4,2,4,3],[4,4,4,5],[4,6,4,7],[4,8,4,9],[5,9,6,9],[5,10,6,10],[5,11,6,11],[5,12,6,12],[5,13,6,13],[5,14,6,14],[5,15,6,15],[4,10,4,11],[4,12,4,13],[4,14,4,15],[7,0,10,0],[11,0,14,0],[15,0,18,0],[22,4,22,15],[23,4,23,5],[23,6,23,7],[23,8,23,9],[23,10,23,11],[23,12,23,13],[23,14,23,15],[25,12,26,12],[25,13,26,13],[25,14,26,14],[25,15,26,15],[27,0,30,0],[31,0,34,0],[24,12,24,13],[24,14,24,15],[25,4,26,4],[25,5,26,5],[25,6,26,6],[25,7,26,7],[25,8,26,8],[25,9,26,9],[25,10,26,10],[25,11,26,11],[24,0,26,0],[24,1,26,1],[24,4,24,5],[24,6,24,7],[24,8,24,9],[24,10,24,11],[35,0,38,0],[41,0,42,1],[41,4,41,15],[42,4,42,5],[42,6,42,7],[42,8,42,9],[42,10,42,11],[42,12,42,13],[42,14,42,15],[44,12,45,12],[44,13,45,13],[44,14,45,14],[44,15,45,15],[46,0,49,0],[50,0,53,0],[43,12,43,13],[43,14,43,15],[44,4,45,4],[44,5,45,5],[44,6,45,6],[44,7,45,7],[44,8,45,8],[44,9,45,9],[44,10,45,10],[44,11,45,11],[43,0,45,0],[43,1,45,1],[43,4,43,5],[43,6,43,7],[43,8,43,9],[43,10,43,11],[54,0,57,0],[60,0,61,1],[60,4,60,15],[61,4,61,5],[61,6,61,7],[61,8,61,9],[61,10,61,11],[61,12,61,13],[61,14,61,15],[63,12,64,12],[63,13,64,13],[63,14,64,14],[63,15,64,15],[65,0,68,0],[69,0,72,0],[62,12,62,13],[62,14,62,15],[63,4,64,4],[63,5,64,5],[63,6,64,6],[63,7,64,7],[63,8,64,8],[63,9,64,9],[63,10,64,10],[63,11,64,11],[62,0,64,0],[62,1,64,1],[62,4,62,5],[62,6,62,7],[62,8,62,9],[62,10,62,11],[73,0,76,0],[79,0,80,1],[79,4,79,15],[80,4,80,5],[80,6,80,7],[80,8,80,9],[80,10,80,11],[80,12,80,13],[80,14,80,15],[82,12,83,12],[82,13,83,13],[82,14,83,14],[82,15,83,15],[84,0,87,0],[88,0,91,0],[81,12,81,13],[81,14,81,15],[82,4,83,4],[82,5,83,5],[82,6,83,6],[82,7,83,7],[82,8,83,8],[82,9,83,9],[82,10,83,10],[82,11,83,11],[81,0,83,0],[81,1,83,1],[81,4,81,5],[81,6,81,7],[81,8,81,9],[81,10,81,11],[92,0,95,0],[98,0,99,1],[98,4,98,15],[99,4,99,5],[99,6,99,7],[99,8,99,9],[99,10,99,11],[99,12,99,13],[99,14,99,15],[101,12,102,12],[101,13,102,13],[101,14,102,14],[101,15,102,15],[103,0,106,0],[107,0,110,0],[100,12,100,13],[100,14,100,15],[101,4,102,4],[101,5,102,5],[101,6,102,6],[101,7,102,7],[101,8,102,8],[101,9,102,9],[101,10,102,10],[101,11,102,11],[100,0,102,0],[100,1,102,1],[100,4,100,5],[100,6,100,7],[100,8,100,9],[100,10,100,11],[111,0,114,0],[117,0,118,1],[117,4,117,15],[118,4,118,5],[118,6,118,7],[118,8,118,9],[118,10,118,11],[118,12,118,13],[118,14,118,15],[130,0,133,0],[120,12,121,12],[120,13,121,13],[120,14,121,14],[120,15,121,15],[122,0,125,0],[126,0,129,0],[119,12,119,13],[119,14,119,15],[120,4,121,4],[120,5,121,5],[120,6,121,6],[120,7,121,7],[120,8,121,8],[120,9,121,9],[120,10,121,10],[120,11,121,11],[119,0,121,0],[119,1,121,1],[119,4,119,5],[119,6,119,7],[119,8,119,9],[119,10,119,11]]}
[]
["24ABB3_42"]
["Evaporator Air \n",null,"Condenser  Entering Air Temperature ˚F"]
[80,"°F DB",75,null,85,null,95,null,100,null,105,null,115,null,125]
["CFM","EWB†\n˚F","Capacity Mbtuh",null,"Capacity Mbtuh",null,"Capacity Mbtuh",null,"Capacity Mbtuh",null,"Capacity Mbtuh",null,"Capacity Mbtuh",null,"Capacity Mbtuh"]
[null,null,"Total","Sens.","Total","Sens.","Total","Sens.","Total","Sens.","Total","Sens.","Total","Sens.","Total","Sens."]
[null,null,null,null,null,null,null,null,null,null,null,null,null,null,null,null,null,"Total Factors",null,null,null,null,null,null,"Sens. %",null,null,null,null,null,null,"IDB Adj",null,null,null,null,null,null,"Sens Calc"]
[1225,72,{"$f":"R8*$G$13","v":48.489999999999995},{"$f":"IF(AM8>C8,C8,AM8)","v":25.489999999999995},{"$f":"S8*$G$13","v":46.390000000000008},{"$f":"IF(AN8>E8,E8,AN8)","v":24.69},{"$f":"T8*$G$13","v":44.18},{"$f":"IF(AO8>G8,G8,AO8)","v":23.849999999999998},{"$f":"U8*$G$13","v":43.004999999999995},{"$f":"IF(AP8>I8,I8,AP8)","v":23.415458104231412},{"$f":"V8*$G$13","v":41.83},{"$f":"IF(AQ8>K8,K8,AQ8)","v":22.97},{"$f":"W8*$G$13","v":39.28},{"$f":"IF(AR8>M8,M8,AR8)","v":22.03},{"$f":"X8*$G$13","v":36.450000000000003},{"$f":"IF(AS8>O8,O8,AS8)","v":21},null,1.1826829268292682,1.1314634146341465,1.0775609756097562,1.0489024390243902,1.0202439024390244,0.95804878048780495,0.88902439024390256,0.52567539698906984,0.53222677301142485,0.53983703033046626,0.54448222542103042,0.54912742051159458,0.56084521384928721,0.57613168724279828,0.83499999999999996,0.83499999999999996,0.83499999999999996,0.83499999999999996,0.83499999999999996,0.83499999999999996,0.83499999999999996,{"$f":"Y8*C8+($A$4-80)*AF8*$A$8/1000","v":25.489999999999995},{"$f":"Z8*E8+($A$4-80)*AG8*$A$8/1000","v":24.69},{"$f":"AA8*G8+($A$4-80)*AH8*$A$8/1000","v":23.849999999999998},{"$f":"AB8*I8+($A$4-80)*AI8*$A$8/1000","v":23.415458104231412},{"$f":"AC8*K8+($A$4-80)*AJ8*$A$8/1000","v":22.97},{"$f":"AD8*M8+($A$4-80)*AK8*$A$8/1000","v":22.03},{"$f":"AE8*O8+($A$4-80)*AL8*$A$8/1000","v":21}]
[null,67,44.470000000000006,31.360000000000003,42.52,{"$f":"IF(AN9>E9,E9,AN9)","v":30.54},{"$f":"T9*$G$13","v":40.46},{"$f":"IF(AO9>G9,G9,AO9)","v":29.669999999999998},39.369999999999997,{"$f":"IF(AP9>I9,I9,AP9)","v":29.229946545370868},38.28,{"$f":"IF(AQ9>K9,K9,AQ9)","v":28.77},35.93,{"$f":"IF(AR9>M9,M9,AR9)","v":27.82},33.340000000000003,{"$f":"IF(AS9>O9,O9,AS9)","v":26.780000000000005},null,1.0846341463414635,1.0370731707317074,0.98682926829268292,0.96024390243902435,0.93365853658536591,0.87634146341463415,0.81317073170731713,0.70519451315493586,0.718250235183443,0.73331685615422637,0.74244212713667435,0.75156739811912221,0.77428332869468408,0.80323935212957409,0.83499999999999996,0.83499999999999996,0.83499999999999996,0.83499999999999996,0.83499999999999996,0.83499999999999996,0.83499999999999996,{"$f":"Y9*C9+($A$4-80)*AF9*$A$8/1000","v":31.360000000000003},{"$f":"Z9*E9+($A$4-80)*AG9*$A$8/1000","v":30.54},{"$f":"AA9*G9+($A$4-80)*AH9*$A$8/1000","v":29.669999999999998},{"$f":"AB9*I9+($A$4-80)*AI9*$A$8/1000","v":29.229946545370868},{"$f":"AC9*K9+($A$4-80)*AJ9*$A$8/1000","v":28.77},{"$f":"AD9*M9+($A$4-80)*AK9*$A$8/1000","v":27.82},{"$f":"AE9*O9+($A$4-80)*AL9*$A$8/1000","v":26.780000000000005}]
[null,62,40.83,37.19,39.07,36.35,{"$f":"T10*$G$13","v":37.22},35.450000000000003,36.255000000000003,34.976870658049549,35.29,34.479999999999997,33.32,33.32,31.36,31.36,null,0.99585365853658536,0.95292682926829264,0.90780487804878041,0.88426829268292684,0.86073170731707316,0.81268292682926835,0.76487804878048782,0.91084986529512613,0.93038136677757877,0.95244492208490072,0.96474612213624455,0.9770473221875885,1,1,0.83499999999999996,0.83499999999999996,0.83499999999999996,0.83499999999999996,0.83499999999999996,0.83499999999999996,0.83499999999999996,37.19,{"$f":"Z10*E10+($A$4-80)*AG10*$A$8/1000","v":36.35},{"$f":"AA10*G10+($A$4-80)*AH10*$A$8/1000","v":35.450000000000003},34.976870658049549,34.479999999999997,33.32,31.36]
[null,57,39.729999999999997,39.729999999999997,38.29,38.29,{"$f":"T11*$G$13","v":36.76},36.76,35.94,35.94,35.119999999999997,35.119999999999997,33.340000000000003,33.340000000000003,31.36,31.36,null,0.96902439024390241,0.93390243902439019,0.89658536585365844,0.87658536585365843,0.85658536585365852,0.81317073170731713,0.76487804878048782,1,1,1,1,1,1,1,0.83499999999999996,0.83499999999999996,0.83499999999999996,0.83499999999999996,0.83499999999999996,0.83499999999999996,0.83499999999999996,39.729999999999997,{"$f":"Z11*E11+($A$4-80)*AG11*$A$8/1000","v":38.29},{"$f":"AA11*G11+($A$4-80)*AH11*$A$8/1000","v":36.76},{"$f":"AB11*I11+($A$4-80)*AI11*$A$8/1000","v":35.94},35.119999999999997,33.340000000000003,31.36]
[1400,72,49.21,26.62,47.02,25.8,{"$f":"T12*$G$13","v":44.73},24.949999999999996,43.515000000000001,24.511684404298126,42.300000000000004,24.060000000000006,39.67,23.11,36.75,22.070000000000004,null,1.2002439024390243,1.1468292682926831,1.0909756097560974,1.0613414634146341,1.0317073170731708,0.96756097560975618,0.89634146341463417,0.54094696199959358,0.54870267971076137,0.55779119159400847,0.56329275891757158,0.5687943262411348,0.58255608772372069,0.60054421768707489,0.83499999999999996,0.83499999999999996,0.83499999999999996,0.83499999999999996,0.83499999999999996,0.83499999999999996,0.83499999999999996,{"$f":"Y12*C12+($A$4-80)*AF12*$A$12/1000","v":26.62},{"$f":"Z12*E12+($A$4-80)*AG12*$A$12/1000","v":25.8},{"$f":"AA12*G12+($A$4-80)*AH12*$A$12/1000","v":24.949999999999996},{"$f":"AB12*I12+($A$4-80)*AI12*$A$12/1000","v":24.511684404298126},{"$f":"AC12*K12+($A$4-80)*AJ12*$A$12/1000","v":24.060000000000006},{"$f":"AD12*M12+($A$4-80)*AK12*$A$12/1000","v":23.11},{"$f":"AE12*O12+($A$4-80)*AL12*$A$12/1000","v":22.070000000000004}]
[null,67,45.16,33.200000000000003,43.14,32.369999999999997,41,31.490000000000002,39.875,31.052020948072382,38.75,30.589999999999996,36.340000000000003,29.63,33.67,28.57,null,1.1014634146341462,1.0521951219512196,1,0.97256097560975607,0.94512195121951215,0.88634146341463427,0.82121951219512201,0.73516386182462368,0.7503477051460361,0.76804878048780489,0.77873406766325726,0.78941935483870962,0.81535498073747925,0.84852984852984847,0.83499999999999996,0.83499999999999996,0.83499999999999996,0.83499999999999996,0.83499999999999996,0.83499999999999996,0.83499999999999996,{"$f":"Y13*C13+($A$4-80)*AF13*$A$12/1000","v":33.200000000000003},{"$f":"Z13*E13+($A$4-80)*AG13*$A$12/1000","v":32.369999999999997},{"$f":"AA13*G13+($A$4-80)*AH13*$A$12/1000","v":31.490000000000002},{"$f":"AB13*I13+($A$4-80)*AI13*$A$12/1000","v":31.052020948072382},{"$f":"AC13*K13+($A$4-80)*AJ13*$A$12/1000","v":30.589999999999996},{"$f":"AD13*M13+($A$4-80)*AK13*$A$12/1000","v":29.63},{"$f":"AE13*O13+($A$4-80)*AL13*$A$12/1000","v":28.57}]
[null,62,41.69,39.75,39.909999999999997,38.85,{"$f":"T14*$G$13","v":38.020000000000003},38.020000000000003,37.180000000000007,37.180000000000007,36.340000000000003,36.340000000000003,34.450000000000003,34.450000000000003,32.33,32.33,null,1.0168292682926829,0.97341463414634133,0.92731707317073175,0.90682926829268307,0.88634146341463427,0.84024390243902447,0.78853658536585358,0.95346605900695613,0.9734402405412178,1,1,1,1,1,0.83499999999999996,0.83499999999999996,0.83499999999999996,0.83499999999999996,0.83499999999999996,0.83499999999999996,0.83499999999999996,39.75,{"$f":"Z14*E14+($A$4-80)*AG14*$A$12/1000","v":38.85},{"$f":"AA14*G14+($A$4-80)*AH14*$A$12/1000","v":38.020000000000003},37.180000000000007,36.340000000000003,34.450000000000003,32.33]
[null,57,41.25,41.25,39.72,39.72,38.08,38.08,37.21,37.21,36.340000000000003,36.340000000000003,34.450000000000003,34.450000000000003,32.33,32.33,null,1.0060975609756098,0.96878048780487802,0.92878048780487799,0.90756097560975613,0.88634146341463427,0.84024390243902447,0.78853658536585358,1,1,1,1,1,1,1,0.83499999999999996,0.83499999999999996,0.83499999999999996,0.83499999999999996,0.83499999999999996,0.83499999999999996,0.83499999999999996,41.25,{"$f":"Z15*E15+($A$4-80)*AG15*$A$12/1000","v":39.72},{"$f":"AA15*G15+($A$4-80)*AH15*$A$12/1000","v":38.08},37.21,36.340000000000003,34.450000000000003,32.33]
[1575,72,49.75,27.699999999999996,47.5,26.88,45.14,26.02,43.89,25.577930819356251,42.64,25.120000000000005,39.94,24.16,36.950000000000003,23.1,null,1.2134146341463414,1.1585365853658536,1.1009756097560977,1.0704878048780488,1.04,0.97414634146341461,0.90121951219512197,0.5567839195979899,0.56589473684210523,0.57642888790429769,0.5827735433892971,0.58911819887429651,0.6049073610415624,0.62516914749661701,0.83499999999999996,0.83499999999999996,0.83499999999999996,0.83499999999999996,0.83499999999999996,0.83499999999999996,0.83499999999999996,{"$f":"Y16*C16+($A$4-80)*AF16*$A$16/1000","v":27.699999999999996},{"$f":"Z16*E16+($A$4-80)*AG16*$A$16/1000","v":26.88},{"$f":"AA16*G16+($A$4-80)*AH16*$A$16/1000","v":26.02},{"$f":"AB16*I16+($A$4-80)*AI16*$A$16/1000","v":25.577930819356251},{"$f":"AC16*K16+($A$4-80)*AJ16*$A$16/1000","v":25.120000000000005},{"$f":"AD16*M16+($A$4-80)*AK16*$A$16/1000","v":24.16},{"$f":"AE16*O16+($A$4-80)*AL16*$A$16/1000","v":23.1}]
[null,67,45.69,34.99,43.61,34.15,41.42,33.28,40.269999999999996,32.833640025021744,39.119999999999997,32.36,36.65,31.38,33.93,30.29,null,1.1143902439024389,1.0636585365853659,1.0102439024390244,0.9821951219512195,0.95414634146341459,0.89390243902439026,0.82756097560975606,0.76581308820310801,0.78307727585416187,0.803476581361661,0.81533747268492052,0.82719836400818003,0.85620736698499322,0.89272030651340994,0.83499999999999996,0.83499999999999996,0.83499999999999996,0.83499999999999996,0.83499999999999996,0.83499999999999996,0.83499999999999996,{"$f":"Y17*C17+($A$4-80)*AF17*$A$16/1000","v":34.99},{"$f":"Z17*E17+($A$4-80)*AG17*$A$16/1000","v":34.15},{"$f":"AA17*G17+($A$4-80)*AH17*$A$16/1000","v":33.28},{"$f":"AB17*I17+($A$4-80)*AI17*$A$16/1000","v":32.833640025021744},{"$f":"AC17*K17+($A$4-80)*AJ17*$A$16/1000","v":32.36},{"$f":"AD17*M17+($A$4-80)*AK17*$A$16/1000","v":31.38},{"$f":"AE17*O17+($A$4-80)*AL17*$A$16/1000","v":30.29}]
[null,62,42.52,42.08,40.869999999999997,40.869999999999997,39.14,39.14,38.225000000000001,38.225000000000001,37.31,37.31,35.32,35.32,33.090000000000003,33.090000000000003,null,1.0370731707317074,0.99682926829268281,0.95463414634146337,0.93231707317073176,0.91,0.86146341463414633,0.80707317073170737,0.98965192850423322,1,1,1,1,1,1,0.83499999999999996,0.83499999999999996,0.83499999999999996,0.83499999999999996,0.83499999999999996,0.83499999999999996,0.83499999999999996,42.08,{"$f":"Z18*E18+($A$4-80)*AG18*$A$16/1000","v":40.869999999999997},{"$f":"AA18*G18+($A$4-80)*AH18*$A$16/1000","v":39.14},38.225000000000001,37.31,35.32,33.090000000000003]
[null,57,42.49,42.49,40.869999999999997,40.869999999999997,39.15,39.15,38.234999999999999,38.234999999999999,37.32,37.32,35.32,35.32,33.090000000000003,33.090000000000003,null,1.0363414634146342,0.99682926829268281,0.95487804878048776,0.93256097560975615,0.91024390243902442,0.86146341463414633,0.80707317073170737,1,1,1,1,1,1,1,0.83499999999999996,0.83499999999999996,0.83499999999999996,0.83499999999999996,0.83499999999999996,0.83499999999999996,0.83499999999999996,42.49,{"$f":"Z19*E19+($A$4-80)*AG19*$A$16/1000","v":40.869999999999997},{"$f":"AA19*G19+($A$4-80)*AH19*$A$16/1000","v":39.15},38.234999999999999,37.32,35.32,33.090000000000003]

{"sheet":"24ABB3_48","index":31,"n_rows":19,"n_cols":45,"rows_kept":19,"cut":false,"hidden":true,"merged":[[2,0,2,1],[2,2,2,15],[3,2,3,3],[3,4,3,5],[3,6,3,7],[3,8,3,9],[3,10,3,11],[3,12,3,13],[3,14,3,15],[5,2,6,2],[5,3,6,3],[5,4,6,4],[5,5,6,5],[5,6,6,6],[5,7,6,7],[5,8,6,8],[4,0,6,0],[4,1,6,1],[4,2,4,3],[4,4,4,5],[4,6,4,7],[4,8,4,9],[5,9,6,9],[5,10,6,10],[5,11,6,11],[5,12,6,12],[5,13,6,13],[5,14,6,14],[5,15,6,15],[4,10,4,11],[4,12,4,13],[4,14,4,15],[7,0,10,0],[11,0,14,0],[15,0,18,0],[22,4,22,15],[23,4,23,5],[23,6,23,7],[23,8,23,9],[23,10,23,11],[23,12,23,13],[23,14,23,15],[25,12,26,12],[25,13,26,13],[25,14,26,14],[25,15,26,15],[27,0,30,0],[31,0,34,0],[24,12,24,13],[24,14,24,15],[25,4,26,4],[25,5,26,5],[25,6,26,6],[25,7,26,7],[25,8,26,8],[25,9,26,9],[25,10,26,10],[25,11,26,11],[24,0,26,0],[24,1,26,1],[24,4,24,5],[24,6,24,7],[24,8,24,9],[24,10,24,11],[35,0,38,0],[41,0,42,1],[41,4,41,15],[42,4,42,5],[42,6,42,7],[42,8,42,9],[42,10,42,11],[42,12,42,13],[42,14,42,15],[44,12,45,12],[44,13,45,13],[44,14,45,14],[44,15,45,15],[46,0,49,0],[50,0,53,0],[43,12,43,13],[43,14,43,15],[44,4,45,4],[44,5,45,5],[44,6,45,6],[44,7,45,7],[44,8,45,8],[44,9,45,9],[44,10,45,10],[44,11,45,11],[43,0,45,0],[43,1,45,1],[43,4,43,5],[43,6,43,7],[43,8,43,9],[43,10,43,11],[54,0,57,0],[60,0,61,1],[60,4,60,15],[61,4,61,5],[61,6,61,7],[61,8,61,9],[61,10,61,11],[61,12,61,13],[61,14,61,15],[63,12,64,12],[63,13,64,13],[63,14,64,14],[63,15,64,15],[65,0,68,0],[69,0,72,0],[62,12,62,13],[62,14,62,15],[63,4,64,4],[63,5,64,5],[63,6,64,6],[63,7,64,7],[63,8,64,8],[63,9,64,9],[63,10,64,10],[63,11,64,11],[62,0,64,0],[62,1,64,1],[62,4,62,5],[62,6,62,7],[62,8,62,9],[62,10,62,11],[73,0,76,0],[79,0,80,1],[79,4,79,15],[80,4,80,5],[80,6,80,7],[80,8,80,9],[80,10,80,11],[80,12,80,13],[80,14,80,15],[82,12,83,12],[82,13,83,13],[82,14,83,14],[82,15,83,15],[84,0,87,0],[88,0,91,0],[81,12,81,13],[81,14,81,15],[82,4,83,4],[82,5,83,5],[82,6,83,6],[82,7,83,7],[82,8,83,8],[82,9,83,9],[82,10,83,10],[82,11,83,11],[81,0,83,0],[81,1,83,1],[81,4,81,5],[81,6,81,7],[81,8,81,9],[81,10,81,11],[92,0,95,0],[98,0,99,1],[98,4,98,15],[99,4,99,5],[99,6,99,7],[99,8,99,9],[99,10,99,11],[99,12,99,13],[99,14,99,15],[101,12,102,12],[101,13,102,13],[101,14,102,14],[101,15,102,15],[103,0,106,0],[107,0,110,0],[100,12,100,13],[100,14,100,15],[101,4,102,4],[101,5,102,5],[101,6,102,6],[101,7,102,7],[101,8,102,8],[101,9,102,9],[101,10,102,10],[101,11,102,11],[100,0,102,0],[100,1,102,1],[100,4,100,5],[100,6,100,7],[100,8,100,9],[100,10,100,11],[111,0,114,0],[117,0,118,1],[117,4,117,15],[118,4,118,5],[118,6,118,7],[118,8,118,9],[118,10,118,11],[118,12,118,13],[118,14,118,15],[130,0,133,0],[120,12,121,12],[120,13,121,13],[120,14,121,14],[120,15,121,15],[122,0,125,0],[126,0,129,0],[119,12,119,13],[119,14,119,15],[120,4,121,4],[120,5,121,5],[120,6,121,6],[120,7,121,7],[120,8,121,8],[120,9,121,9],[120,10,121,10],[120,11,121,11],[119,0,121,0],[119,1,121,1],[119,4,119,5],[119,6,119,7],[119,8,119,9],[119,10,119,11]]}
[]
["24ABB3_48"]
["Evaporator Air \n",null,"Condenser  Entering Air Temperature ˚F"]
[80,"°F DB",75,null,85,null,95,null,100,null,105,null,115,null,125]
["CFM","EWB†\n˚F","Capacity Mbtuh",null,"Capacity Mbtuh",null,"Capacity Mbtuh",null,"Capacity Mbtuh",null,"Capacity Mbtuh",null,"Capacity Mbtuh",null,"Capacity Mbtuh"]
[null,null,"Total","Sens.","Total","Sens.","Total","Sens.","Total","Sens.","Total","Sens.","Total","Sens.","Total","Sens."]
[null,null,null,null,null,null,null,null,null,null,null,null,null,null,null,null,null,"Total Factors",null,null,null,null,null,null,"Sens. %",null,null,null,null,null,null,"IDB Adj",null,null,null,null,null,null,"Sens Calc"]
[1400,72,{"$f":"R8*$G$13","v":54.48},{"$f":"IF(AM8>C8,C8,AM8)","v":26.42},{"$f":"S8*$G$13","v":52.180000000000007},{"$f":"IF(AN8>E8,E8,AN8)","v":25.620000000000005},{"$f":"T8*$G$13","v":49.730000000000004},{"$f":"IF(AO8>G8,G8,AO8)","v":24.770000000000003},{"$f":"U8*$G$13","v":48.43},{"$f":"IF(AP8>I8,I8,AP8)","v":24.335723988255019},{"$f":"V8*$G$13","v":47.13},{"$f":"IF(AQ8>K8,K8,AQ8)","v":23.89},{"$f":"W8*$G$13","v":44.34},{"$f":"IF(AR8>M8,M8,AR8)","v":22.96},{"$f":"X8*$G$13","v":41.3},{"$f":"IF(AS8>O8,O8,AS8)","v":21.95},null,1.1843478260869564,1.1343478260869566,1.0810869565217391,1.0528260869565218,1.0245652173913045,0.9639130434782609,0.89782608695652166,0.48494860499265791,0.49099271751628981,0.49808968429519407,0.50249275218366751,0.50689582007214085,0.51781686964366258,0.53147699757869249,0.83499999999999996,0.83499999999999996,0.83499999999999996,0.83499999999999996,0.83499999999999996,0.83499999999999996,0.83499999999999996,{"$f":"Y8*C8+($A$4-80)*AF8*$A$8/1000","v":26.42},{"$f":"Z8*E8+($A$4-80)*AG8*$A$8/1000","v":25.620000000000005},{"$f":"AA8*G8+($A$4-80)*AH8*$A$8/1000","v":24.770000000000003},{"$f":"AB8*I8+($A$4-80)*AI8*$A$8/1000","v":24.335723988255019},{"$f":"AC8*K8+($A$4-80)*AJ8*$A$8/1000","v":23.89},{"$f":"AD8*M8+($A$4-80)*AK8*$A$8/1000","v":22.96},{"$f":"AE8*O8+($A$4-80)*AL8*$A$8/1000","v":21.95}]
[null,67,49.8,32.57,47.63000000000001,{"$f":"IF(AN9>E9,E9,AN9)","v":31.740000000000002},{"$f":"T9*$G$13","v":45.34},{"$f":"IF(AO9>G9,G9,AO9)","v":30.88},44.134999999999998,{"$f":"IF(AP9>I9,I9,AP9)","v":30.435264729382194},42.93,{"$f":"IF(AQ9>K9,K9,AQ9)","v":29.97},40.340000000000003,{"$f":"IF(AR9>M9,M9,AR9)","v":29.02},37.58,{"$f":"IF(AS9>O9,O9,AS9)","v":28.02},null,1.0826086956521739,1.0354347826086958,0.98565217391304361,0.95945652173913043,0.93326086956521737,0.87695652173913052,0.81695652173913036,0.65401606425702818,0.66638673105185797,0.6810763123070136,0.68959475992709174,0.69811320754716977,0.71938522558254825,0.74560936668440658,0.83499999999999996,0.83499999999999996,0.83499999999999996,0.83499999999999996,0.83499999999999996,0.83499999999999996,0.83499999999999996,{"$f":"Y9*C9+($A$4-80)*AF9*$A$8/1000","v":32.57},{"$f":"Z9*E9+($A$4-80)*AG9*$A$8/1000","v":31.740000000000002},{"$f":"AA9*G9+($A$4-80)*AH9*$A$8/1000","v":30.88},{"$f":"AB9*I9+($A$4-80)*AI9*$A$8/1000","v":30.435264729382194},{"$f":"AC9*K9+($A$4-80)*AJ9*$A$8/1000","v":29.97},{"$f":"AD9*M9+($A$4-80)*AK9*$A$8/1000","v":29.02},{"$f":"AE9*O9+($A$4-80)*AL9*$A$8/1000","v":28.02}]
[null,62,45.58,38.68,43.61,37.81,{"$f":"T10*$G$13","v":41.55},36.89,40.5,38.105686950076183,39.450000000000003,39.21,37.47,37.47,35.380000000000003,35.380000000000003,null,0.99086956521739122,0.94804347826086954,0.90326086956521734,0.88043478260869568,0.85760869565217401,0.81456521739130427,0.76913043478260879,0.84861781483106624,0.86700298096766804,0.88784596871239474,0.94088115926114035,0.99391634980988586,1,1,0.83499999999999996,0.83499999999999996,0.83499999999999996,0.83499999999999996,0.83499999999999996,0.83499999999999996,0.83499999999999996,38.68,{"$f":"Z10*E10+($A$4-80)*AG10*$A$8/1000","v":37.81},{"$f":"AA10*G10+($A$4-80)*AH10*$A$8/1000","v":36.89},38.105686950076183,39.21,37.47,35.380000000000003]
[null,57,44.55,44.55,42.94,42.94,{"$f":"T11*$G$13","v":41.23},41.23,40.325000000000003,40.325000000000003,39.42,39.42,37.47,37.47,35.39,35.39,null,0.96847826086956512,0.9334782608695652,0.89630434782608692,0.87663043478260871,0.85695652173913051,0.81456521739130427,0.76934782608695651,1,1,1,1,1,1,1,0.83499999999999996,0.83499999999999996,0.83499999999999996,0.83499999999999996,0.83499999999999996,0.83499999999999996,0.83499999999999996,44.55,{"$f":"Z11*E11+($A$4-80)*AG11*$A$8/1000","v":42.94},{"$f":"AA11*G11+($A$4-80)*AH11*$A$8/1000","v":41.23},{"$f":"AB11*I11+($A$4-80)*AI11*$A$8/1000","v":40.325000000000003},39.42,37.47,35.39]
[1600,72,55.34,27.67,52.95,26.859999999999996,{"$f":"T12*$G$13","v":50.420000000000009},26.01,49.07500000000001,25.572012168287127,47.730000000000004,25.12,44.84,24.170000000000005,41.69,23.15,null,1.2030434782608697,1.1510869565217392,1.0960869565217393,1.0668478260869567,1.037608695652174,0.97478260869565225,0.90630434782608693,0.5,0.50727101038715761,0.51586671955573182,0.52108022757589656,0.52629373559606119,0.53902765388046392,0.55528903813864239,0.83499999999999996,0.83499999999999996,0.83499999999999996,0.83499999999999996,0.83499999999999996,0.83499999999999996,0.83499999999999996,{"$f":"Y12*C12+($A$4-80)*AF12*$A$12/1000","v":27.67},{"$f":"Z12*E12+($A$4-80)*AG12*$A$12/1000","v":26.859999999999996},{"$f":"AA12*G12+($A$4-80)*AH12*$A$12/1000","v":26.01},{"$f":"AB12*I12+($A$4-80)*AI12*$A$12/1000","v":25.572012168287127},{"$f":"AC12*K12+($A$4-80)*AJ12*$A$12/1000","v":25.12},{"$f":"AD12*M12+($A$4-80)*AK12*$A$12/1000","v":24.170000000000005},{"$f":"AE12*O12+($A$4-80)*AL12*$A$12/1000","v":23.15}]
[null,67,50.62,34.6,48.38,33.76,46,32.880000000000003,44.754999999999995,32.442587472145334,43.51,31.98,40.840000000000003,31.01,38,29.98,null,1.1004347826086955,1.0517391304347827,1,0.97293478260869559,0.94586956521739129,0.88782608695652177,0.82608695652173914,0.6835242986961676,0.69780901198842493,0.71478260869565224,0.72489302808949474,0.73500344748333724,0.75930460333006855,0.78894736842105262,0.83499999999999996,0.83499999999999996,0.83499999999999996,0.83499999999999996,0.83499999999999996,0.83499999999999996,0.83499999999999996,{"$f":"Y13*C13+($A$4-80)*AF13*$A$12/1000","v":34.6},{"$f":"Z13*E13+($A$4-80)*AG13*$A$12/1000","v":33.76},{"$f":"AA13*G13+($A$4-80)*AH13*$A$12/1000","v":32.880000000000003},{"$f":"AB13*I13+($A$4-80)*AI13*$A$12/1000","v":32.442587472145334},{"$f":"AC13*K13+($A$4-80)*AJ13*$A$12/1000","v":31.98},{"$f":"AD13*M13+($A$4-80)*AK13*$A$12/1000","v":31.01},{"$f":"AE13*O13+($A$4-80)*AL13*$A$12/1000","v":29.98}]
[null,62,46.58,41.42,44.61,44.23,{"$f":"T14*$G$13","v":42.74},42.74,41.78,41.78,40.82,40.82,38.75,38.75,36.51,36.51,null,1.0126086956521738,0.96978260869565214,0.92913043478260871,0.90826086956521745,0.88739130434782609,0.84239130434782605,0.79369565217391302,0.88922284242164029,0.99148173055368749,1,1,1,1,1,0.83499999999999996,0.83499999999999996,0.83499999999999996,0.83499999999999996,0.83499999999999996,0.83499999999999996,0.83499999999999996,41.42,{"$f":"Z14*E14+($A$4-80)*AG14*$A$12/1000","v":44.23},{"$f":"AA14*G14+($A$4-80)*AH14*$A$12/1000","v":42.74},41.78,40.82,38.75,36.51]
[null,57,46.27000000000001,46.27000000000001,44.56,44.56,42.75,42.75,41.785000000000004,41.785000000000004,40.82,40.82,38.75,38.75,36.520000000000003,36.520000000000003,null,1.0058695652173915,0.96869565217391307,0.92934782608695654,0.90836956521739132,0.88739130434782609,0.84239130434782605,0.79391304347826097,1,1,1,1,1,1,1,0.83499999999999996,0.83499999999999996,0.83499999999999996,0.83499999999999996,0.83499999999999996,0.83499999999999996,0.83499999999999996,46.27000000000001,{"$f":"Z15*E15+($A$4-80)*AG15*$A$12/1000","v":44.56},{"$f":"AA15*G15+($A$4-80)*AH15*$A$12/1000","v":42.75},41.785000000000004,40.82,38.75,36.520000000000003]
[1800,72,55.96,28.850000000000005,53.51,28.03,50.9,27.17,49.525000000000006,26.733251817747835,48.15,26.279999999999998,45.18,25.320000000000004,41.94,24.28,null,1.2165217391304348,1.1632608695652173,1.1065217391304347,1.0766304347826088,1.0467391304347826,0.98217391304347823,0.91173913043478261,0.51554681915654044,0.52382732199588866,0.53379174852652267,0.53979307052494363,0.54579439252336448,0.56042496679946885,0.57892226990939444,0.83499999999999996,0.83499999999999996,0.83499999999999996,0.83499999999999996,0.83499999999999996,0.83499999999999996,0.83499999999999996,{"$f":"Y16*C16+($A$4-80)*AF16*$A$16/1000","v":28.850000000000005},{"$f":"Z16*E16+($A$4-80)*AG16*$A$16/1000","v":28.03},{"$f":"AA16*G16+($A$4-80)*AH16*$A$16/1000","v":27.17},{"$f":"AB16*I16+($A$4-80)*AI16*$A$16/1000","v":26.733251817747835},{"$f":"AC16*K16+($A$4-80)*AJ16*$A$16/1000","v":26.279999999999998},{"$f":"AD16*M16+($A$4-80)*AK16*$A$16/1000","v":25.320000000000004},{"$f":"AE16*O16+($A$4-80)*AL16*$A$16/1000","v":24.28}]
[null,67,51.209999999999994,36.529999999999994,48.91,35.69,46.480000000000004,34.810000000000009,45.205000000000005,34.35921796070987,43.93,33.880000000000003,41.2,32.89,38.299999999999997,31.829999999999995,null,1.1132608695652173,1.0632608695652173,1.0104347826086957,0.98271739130434788,0.95499999999999996,0.89565217391304353,0.83260869565217388,0.7133372388205429,0.72970762625230012,0.74892426850258187,0.76007561023581172,0.77122695196904167,0.79830097087378638,0.83107049608355088,0.83499999999999996,0.83499999999999996,0.83499999999999996,0.83499999999999996,0.83499999999999996,0.83499999999999996,0.83499999999999996,{"$f":"Y17*C17+($A$4-80)*AF17*$A$16/1000","v":36.529999999999994},{"$f":"Z17*E17+($A$4-80)*AG17*$A$16/1000","v":35.69},{"$f":"AA17*G17+($A$4-80)*AH17*$A$16/1000","v":34.810000000000009},{"$f":"AB17*I17+($A$4-80)*AI17*$A$16/1000","v":34.35921796070987},{"$f":"AC17*K17+($A$4-80)*AJ17*$A$16/1000","v":33.880000000000003},{"$f":"AD17*M17+($A$4-80)*AK17*$A$16/1000","v":32.89},{"$f":"AE17*O17+($A$4-80)*AL17*$A$16/1000","v":31.829999999999995}]
[null,62,47.66,47.66,45.87,45.87,43.97,43.97,42.954999999999998,42.954999999999998,41.94,41.94,39.770000000000003,39.770000000000003,37.409999999999997,37.409999999999997,null,1.036086956521739,0.99717391304347824,0.9558695652173913,0.9338043478260869,0.91173913043478261,0.86456521739130443,0.81326086956521737,1,1,1,1,1,1,1,0.83499999999999996,0.83499999999999996,0.83499999999999996,0.83499999999999996,0.83499999999999996,0.83499999999999996,0.83499999999999996,47.66,{"$f":"Z18*E18+($A$4-80)*AG18*$A$16/1000","v":45.87},{"$f":"AA18*G18+($A$4-80)*AH18*$A$16/1000","v":43.97},42.954999999999998,41.94,39.770000000000003,37.409999999999997]
[null,57,47.67,47.67,45.88,45.88,43.97,43.97,42.96,42.96,41.95,41.95,39.770000000000003,39.770000000000003,37.409999999999997,37.409999999999997,null,1.0363043478260869,0.99739130434782619,0.9558695652173913,0.93391304347826087,0.91195652173913044,0.86456521739130443,0.81326086956521737,1,1,1,1,1,1,1,0.83499999999999996,0.83499999999999996,0.83499999999999996,0.83499999999999996,0.83499999999999996,0.83499999999999996,0.83499999999999996,47.67,{"$f":"Z19*E19+($A$4-80)*AG19*$A$16/1000","v":45.88},{"$f":"AA19*G19+($A$4-80)*AH19*$A$16/1000","v":43.97},42.96,41.95,39.770000000000003,37.409999999999997]

{"sheet":"24ABB3_60","index":32,"n_rows":19,"n_cols":45,"rows_kept":19,"cut":false,"hidden":true,"merged":[[2,0,2,1],[2,2,2,15],[3,2,3,3],[3,4,3,5],[3,6,3,7],[3,8,3,9],[3,10,3,11],[3,12,3,13],[3,14,3,15],[5,2,6,2],[5,3,6,3],[5,4,6,4],[5,5,6,5],[5,6,6,6],[5,7,6,7],[5,8,6,8],[4,0,6,0],[4,1,6,1],[4,2,4,3],[4,4,4,5],[4,6,4,7],[4,8,4,9],[5,9,6,9],[5,10,6,10],[5,11,6,11],[5,12,6,12],[5,13,6,13],[5,14,6,14],[5,15,6,15],[4,10,4,11],[4,12,4,13],[4,14,4,15],[7,0,10,0],[11,0,14,0],[15,0,18,0],[22,4,22,15],[23,4,23,5],[23,6,23,7],[23,8,23,9],[23,10,23,11],[23,12,23,13],[23,14,23,15],[25,12,26,12],[25,13,26,13],[25,14,26,14],[25,15,26,15],[27,0,30,0],[31,0,34,0],[24,12,24,13],[24,14,24,15],[25,4,26,4],[25,5,26,5],[25,6,26,6],[25,7,26,7],[25,8,26,8],[25,9,26,9],[25,10,26,10],[25,11,26,11],[24,0,26,0],[24,1,26,1],[24,4,24,5],[24,6,24,7],[24,8,24,9],[24,10,24,11],[35,0,38,0],[41,0,42,1],[41,4,41,15],[42,4,42,5],[42,6,42,7],[42,8,42,9],[42,10,42,11],[42,12,42,13],[42,14,42,15],[44,12,45,12],[44,13,45,13],[44,14,45,14],[44,15,45,15],[46,0,49,0],[50,0,53,0],[43,12,43,13],[43,14,43,15],[44,4,45,4],[44,5,45,5],[44,6,45,6],[44,7,45,7],[44,8,45,8],[44,9,45,9],[44,10,45,10],[44,11,45,11],[43,0,45,0],[43,1,45,1],[43,4,43,5],[43,6,43,7],[43,8,43,9],[43,10,43,11],[54,0,57,0],[60,0,61,1],[60,4,60,15],[61,4,61,5],[61,6,61,7],[61,8,61,9],[61,10,61,11],[61,12,61,13],[61,14,61,15],[63,12,64,12],[63,13,64,13],[63,14,64,14],[63,15,64,15],[65,0,68,0],[69,0,72,0],[62,12,62,13],[62,14,62,15],[63,4,64,4],[63,5,64,5],[63,6,64,6],[63,7,64,7],[63,8,64,8],[63,9,64,9],[63,10,64,10],[63,11,64,11],[62,0,64,0],[62,1,64,1],[62,4,62,5],[62,6,62,7],[62,8,62,9],[62,10,62,11],[73,0,76,0],[79,0,80,1],[79,4,79,15],[80,4,80,5],[80,6,80,7],[80,8,80,9],[80,10,80,11],[80,12,80,13],[80,14,80,15],[82,12,83,12],[82,13,83,13],[82,14,83,14],[82,15,83,15],[84,0,87,0],[88,0,91,0],[81,12,81,13],[81,14,81,15],[82,4,83,4],[82,5,83,5],[82,6,83,6],[82,7,83,7],[82,8,83,8],[82,9,83,9],[82,10,83,10],[82,11,83,11],[81,0,83,0],[81,1,83,1],[81,4,81,5],[81,6,81,7],[81,8,81,9],[81,10,81,11],[92,0,95,0],[98,0,99,1],[98,4,98,15],[99,4,99,5],[99,6,99,7],[99,8,99,9],[99,10,99,11],[99,12,99,13],[99,14,99,15],[101,12,102,12],[101,13,102,13],[101,14,102,14],[101,15,102,15],[103,0,106,0],[107,0,110,0],[100,12,100,13],[100,14,100,15],[101,4,102,4],[101,5,102,5],[101,6,102,6],[101,7,102,7],[101,8,102,8],[101,9,102,9],[101,10,102,10],[101,11,102,11],[100,0,102,0],[100,1,102,1],[100,4,100,5],[100,6,100,7],[100,8,100,9],[100,10,100,11],[111,0,114,0],[117,0,118,1],[117,4,117,15],[118,4,118,5],[118,6,118,7],[118,8,118,9],[118,10,118,11],[118,12,118,13],[118,14,118,15],[130,0,133,0],[120,12,121,12],[120,13,121,13],[120,14,121,14],[120,15,121,15],[122,0,125,0],[126,0,129,0],[119,12,119,13],[119,14,119,15],[120,4,121,4],[120,5,121,5],[120,6,121,6],[120,7,121,7],[120,8,121,8],[120,9,121,9],[120,10,121,10],[120,11,121,11],[119,0,121,0],[119,1,121,1],[119,4,119,5],[119,6,119,7],[119,8,119,9],[119,10,119,11]]}
[]
["24ABB3_60"]
["Evaporator Air \n",null,"Condenser  Entering Air Temperature ˚F"]
[80,"°F DB",75,null,85,null,95,null,100,null,105,null,115,null,125]
["CFM","EWB†\n˚F","Capacity Mbtuh",null,"Capacity Mbtuh",null,"Capacity Mbtuh",null,"Capacity Mbtuh",null,"Capacity Mbtuh",null,"Capacity Mbtuh",null,"Capacity Mbtuh"]
[null,null,"Total","Sens.","Total","Sens.","Total","Sens.","Total","Sens.","Total","Sens.","Total","Sens.","Total","Sens."]
[null,null,null,null,null,null,null,null,null,null,null,null,null,null,null,null,null,"Total Factors",null,null,null,null,null,null,"Sens. %",null,null,null,null,null,null,"IDB Adj",null,null,null,null,null,null,"Sens Calc"]
[1750,72,{"$f":"R8*$G$13","v":67.8},{"$f":"IF(AM8>C8,C8,AM8)","v":34.89},{"$f":"S8*$G$13","v":64.83},{"$f":"IF(AN8>E8,E8,AN8)","v":33.799999999999997},{"$f":"T8*$G$13","v":61.64},{"$f":"IF(AO8>G8,G8,AO8)","v":32.64},{"$f":"U8*$G$13","v":59.940000000000005},{"$f":"IF(AP8>I8,I8,AP8)","v":32.043616602917687},{"$f":"V8*$G$13","v":58.24},{"$f":"IF(AQ8>K8,K8,AQ8)","v":31.430000000000003},{"$f":"W8*$G$13","v":54.52},{"$f":"IF(AR8>M8,M8,AR8)","v":30.11},{"$f":"X8*$G$13","v":50.31},{"$f":"IF(AS8>O8,O8,AS8)","v":28.65},null,1.1791304347826086,1.1274782608695653,1.0720000000000001,1.0424347826086957,1.0128695652173914,0.94817391304347831,0.87495652173913052,0.51460176991150441,0.52136356625019276,0.5295262816353018,0.53459487158688168,0.53966346153846156,0.55227439471753481,0.56946929039952288,0.83499999999999996,0.83499999999999996,0.83499999999999996,0.83499999999999996,0.83499999999999996,0.83499999999999996,0.83499999999999996,{"$f":"Y8*C8+($A$4-80)*AF8*$A$8/1000","v":34.89},{"$f":"Z8*E8+($A$4-80)*AG8*$A$8/1000","v":33.799999999999997},{"$f":"AA8*G8+($A$4-80)*AH8*$A$8/1000","v":32.64},{"$f":"AB8*I8+($A$4-80)*AI8*$A$8/1000","v":32.043616602917687},{"$f":"AC8*K8+($A$4-80)*AJ8*$A$8/1000","v":31.430000000000003},{"$f":"AD8*M8+($A$4-80)*AK8*$A$8/1000","v":30.11},{"$f":"AE8*O8+($A$4-80)*AL8*$A$8/1000","v":28.65}]
[null,67,62.53,43.3,59.78,{"$f":"IF(AN9>E9,E9,AN9)","v":42.18},{"$f":"T9*$G$13","v":56.82},{"$f":"IF(AO9>G9,G9,AO9)","v":41},55.254999999999995,{"$f":"IF(AP9>I9,I9,AP9)","v":40.394844555899894},53.69,{"$f":"IF(AQ9>K9,K9,AQ9)","v":39.76},50.29,{"$f":"IF(AR9>M9,M9,AR9)","v":38.43},46.47,{"$f":"IF(AS9>O9,O9,AS9)","v":36.96},null,1.0874782608695652,1.0396521739130435,0.98817391304347824,0.96095652173913038,0.93373913043478252,0.87460869565217392,0.80817391304347819,0.69246761554453862,0.70558715289394447,0.72157690953889475,0.73106224877205495,0.74054758800521514,0.76416782660568705,0.79535183989670755,0.83499999999999996,0.83499999999999996,0.83499999999999996,0.83499999999999996,0.83499999999999996,0.83499999999999996,0.83499999999999996,{"$f":"Y9*C9+($A$4-80)*AF9*$A$8/1000","v":43.3},{"$f":"Z9*E9+($A$4-80)*AG9*$A$8/1000","v":42.18},{"$f":"AA9*G9+($A$4-80)*AH9*$A$8/1000","v":41},{"$f":"AB9*I9+($A$4-80)*AI9*$A$8/1000","v":40.394844555899894},{"$f":"AC9*K9+($A$4-80)*AJ9*$A$8/1000","v":39.76},{"$f":"AD9*M9+($A$4-80)*AK9*$A$8/1000","v":38.43},{"$f":"AE9*O9+($A$4-80)*AL9*$A$8/1000","v":36.96}]
[null,62,57.740000000000009,51.63000000000001,55.26,50.49,{"$f":"T10*$G$13","v":52.6},49.24,51.225000000000001,49.373123972678492,49.85,49.43,47.17,47.17,44.2,44.2,null,1.0041739130434784,0.96104347826086955,0.9147826086956522,0.89086956521739136,0.86695652173913051,0.82034782608695656,0.76869565217391311,0.8941808105299619,0.91368078175895773,0.93612167300380233,0.96384819858815995,0.99157472417251746,1,1,0.83499999999999996,0.83499999999999996,0.83499999999999996,0.83499999999999996,0.83499999999999996,0.83499999999999996,0.83499999999999996,51.63000000000001,{"$f":"Z10*E10+($A$4-80)*AG10*$A$8/1000","v":50.49},{"$f":"AA10*G10+($A$4-80)*AH10*$A$8/1000","v":49.24},49.373123972678492,49.43,47.17,44.2]
[null,57,56.44,56.44,54.39,54.39,{"$f":"T11*$G$13","v":52.16},52.16,50.975000000000001,50.975000000000001,49.79,49.79,47.18,47.18,44.2,44.2,null,0.98156521739130431,0.94591304347826088,0.90713043478260869,0.88652173913043475,0.86591304347826081,0.8205217391304348,0.76869565217391311,1,1,1,1,1,1,1,0.83499999999999996,0.83499999999999996,0.83499999999999996,0.83499999999999996,0.83499999999999996,0.83499999999999996,0.83499999999999996,56.44,{"$f":"Z11*E11+($A$4-80)*AG11*$A$8/1000","v":54.39},{"$f":"AA11*G11+($A$4-80)*AH11*$A$8/1000","v":52.16},{"$f":"AB11*I11+($A$4-80)*AI11*$A$8/1000","v":50.975000000000001},49.79,47.18,44.2]
[2000,72,68.7,36.53,65.64,35.43,{"$f":"T12*$G$13","v":62.330000000000005},34.26,60.569999999999993,33.655546021413571,58.81,33.03,54.97,31.69,50.63,30.21,null,1.1947826086956521,1.1415652173913045,1.0840000000000001,1.053391304347826,1.0227826086956522,0.95599999999999996,0.88052173913043486,0.53173216885007279,0.53976234003656309,0.54965506176800893,0.55564711938936062,0.56163917701071242,0.57649627069310538,0.59668180920402925,0.83499999999999996,0.83499999999999996,0.83499999999999996,0.83499999999999996,0.83499999999999996,0.83499999999999996,0.83499999999999996,{"$f":"Y12*C12+($A$4-80)*AF12*$A$12/1000","v":36.53},{"$f":"Z12*E12+($A$4-80)*AG12*$A$12/1000","v":35.43},{"$f":"AA12*G12+($A$4-80)*AH12*$A$12/1000","v":34.26},{"$f":"AB12*I12+($A$4-80)*AI12*$A$12/1000","v":33.655546021413571},{"$f":"AC12*K12+($A$4-80)*AJ12*$A$12/1000","v":33.03},{"$f":"AD12*M12+($A$4-80)*AK12*$A$12/1000","v":31.69},{"$f":"AE12*O12+($A$4-80)*AL12*$A$12/1000","v":30.21}]
[null,67,63.419999999999995,45.97999999999999,60.56,44.86,57.5,43.66,55.885000000000005,43.052893156119559,54.27,42.41,50.76,41.06,46.84,39.549999999999997,null,1.1029565217391304,1.0532173913043479,1,0.97191304347826091,0.94382608695652181,0.88278260869565217,0.81460869565217398,0.7250078839482812,0.74075297225891679,0.75930434782608691,0.77038370146049129,0.78146305509489578,0.80890464933018136,0.84436379163108444,0.83499999999999996,0.83499999999999996,0.83499999999999996,0.83499999999999996,0.83499999999999996,0.83499999999999996,0.83499999999999996,{"$f":"Y13*C13+($A$4-80)*AF13*$A$12/1000","v":45.97999999999999},{"$f":"Z13*E13+($A$4-80)*AG13*$A$12/1000","v":44.86},{"$f":"AA13*G13+($A$4-80)*AH13*$A$12/1000","v":43.66},{"$f":"AB13*I13+($A$4-80)*AI13*$A$12/1000","v":43.052893156119559},{"$f":"AC13*K13+($A$4-80)*AJ13*$A$12/1000","v":42.41},{"$f":"AD13*M13+($A$4-80)*AK13*$A$12/1000","v":41.06},{"$f":"AE13*O13+($A$4-80)*AL13*$A$12/1000","v":39.549999999999997}]
[null,62,58.86,55.26,56.34,55.78,{"$f":"T14*$G$13","v":53.88},53.88,52.615000000000002,52.615000000000002,51.35,51.35,48.55,48.55,45.37,45.37,null,1.0236521739130435,0.97982608695652185,0.93704347826086964,0.91504347826086962,0.89304347826086961,0.84434782608695647,0.78904347826086951,0.9388379204892966,0.99006034788782393,1,1,1,1,1,0.83499999999999996,0.83499999999999996,0.83499999999999996,0.83499999999999996,0.83499999999999996,0.83499999999999996,0.83499999999999996,55.26,{"$f":"Z14*E14+($A$4-80)*AG14*$A$12/1000","v":55.78},{"$f":"AA14*G14+($A$4-80)*AH14*$A$12/1000","v":53.88},52.615000000000002,51.35,48.55,45.37]
[null,57,58.44,58.44,56.26,56.26,53.88,53.88,52.615000000000002,52.615000000000002,51.35,51.35,48.56,48.56,45.38,45.38,null,1.0163478260869565,0.97843478260869565,0.93704347826086964,0.91504347826086962,0.89304347826086961,0.84452173913043482,0.78921739130434787,1,1,1,1,1,1,1,0.83499999999999996,0.83499999999999996,0.83499999999999996,0.83499999999999996,0.83499999999999996,0.83499999999999996,0.83499999999999996,58.44,{"$f":"Z15*E15+($A$4-80)*AG15*$A$12/1000","v":56.26},{"$f":"AA15*G15+($A$4-80)*AH15*$A$12/1000","v":53.88},52.615000000000002,51.35,48.56,45.38]
[2250,72,69.36,38.090000000000003,66.19,36.979999999999997,62.790000000000006,35.790000000000006,60.984999999999999,35.182469731052848,59.18,34.549999999999997,55.24,33.21,50.79,31.710000000000004,null,1.2062608695652173,1.1511304347826086,1.0920000000000001,1.0606086956521739,1.0292173913043479,0.96069565217391306,0.88330434782608691,0.54916378316032299,0.55869466686810698,0.56999522216913523,0.57690366042556118,0.58381209868198713,0.60119478638667634,0.62433549911399888,0.83499999999999996,0.83499999999999996,0.83499999999999996,0.83499999999999996,0.83499999999999996,0.83499999999999996,0.83499999999999996,{"$f":"Y16*C16+($A$4-80)*AF16*$A$16/1000","v":38.090000000000003},{"$f":"Z16*E16+($A$4-80)*AG16*$A$16/1000","v":36.979999999999997},{"$f":"AA16*G16+($A$4-80)*AH16*$A$16/1000","v":35.790000000000006},{"$f":"AB16*I16+($A$4-80)*AI16*$A$16/1000","v":35.182469731052848},{"$f":"AC16*K16+($A$4-80)*AJ16*$A$16/1000","v":34.549999999999997},{"$f":"AD16*M16+($A$4-80)*AK16*$A$16/1000","v":33.21},{"$f":"AE16*O16+($A$4-80)*AL16*$A$16/1000","v":31.710000000000004}]
[null,67,64.040000000000006,48.55,61.12,47.42,57.98,46.21,56.324999999999996,45.595707428032711,54.67,44.94,51.08,43.55,47.07,41.97,null,1.1137391304347828,1.0629565217391304,1.0083478260869565,0.97956521739130431,0.95078260869565223,0.8883478260869565,0.81860869565217387,0.75811992504684556,0.77585078534031415,0.79699896516040014,0.80951100626778005,0.82202304737515997,0.85258418167580263,0.89165073295092412,0.83499999999999996,0.83499999999999996,0.83499999999999996,0.83499999999999996,0.83499999999999996,0.83499999999999996,0.83499999999999996,{"$f":"Y17*C17+($A$4-80)*AF17*$A$16/1000","v":48.55},{"$f":"Z17*E17+($A$4-80)*AG17*$A$16/1000","v":47.42},{"$f":"AA17*G17+($A$4-80)*AH17*$A$16/1000","v":46.21},{"$f":"AB17*I17+($A$4-80)*AI17*$A$16/1000","v":45.595707428032711},{"$f":"AC17*K17+($A$4-80)*AJ17*$A$16/1000","v":44.94},{"$f":"AD17*M17+($A$4-80)*AK17*$A$16/1000","v":43.55},{"$f":"AE17*O17+($A$4-80)*AL17*$A$16/1000","v":41.97}]
[null,62,60.07,60.07,57.75,57.75,55.24,55.24,53.905000000000001,53.905000000000001,52.57,52.57,49.63,49.63,46.28,46.28,null,1.044695652173913,1.0043478260869565,0.96069565217391306,0.93747826086956521,0.91426086956521735,0.86313043478260876,0.80486956521739128,1,1,1,1,1,1,1,0.83499999999999996,0.83499999999999996,0.83499999999999996,0.83499999999999996,0.83499999999999996,0.83499999999999996,0.83499999999999996,60.07,{"$f":"Z18*E18+($A$4-80)*AG18*$A$16/1000","v":57.75},{"$f":"AA18*G18+($A$4-80)*AH18*$A$16/1000","v":55.24},53.905000000000001,52.57,49.63,46.28]
[null,57,60.07,60.07,57.75,57.75,55.25,55.25,53.914999999999999,53.914999999999999,52.58,52.58,49.64,49.64,46.28,46.28,null,1.044695652173913,1.0043478260869565,0.96086956521739131,0.93765217391304345,0.9144347826086956,0.863304347826087,0.80486956521739128,1,1,1,1,1,1,1,0.83499999999999996,0.83499999999999996,0.83499999999999996,0.83499999999999996,0.83499999999999996,0.83499999999999996,0.83499999999999996,60.07,{"$f":"Z19*E19+($A$4-80)*AG19*$A$16/1000","v":57.75},{"$f":"AA19*G19+($A$4-80)*AH19*$A$16/1000","v":55.25},53.914999999999999,52.58,49.64,46.28]

{"sheet":"24ACC6_18","index":33,"n_rows":19,"n_cols":45,"rows_kept":19,"cut":false,"hidden":true,"merged":[[2,0,2,1],[2,2,2,15],[3,2,3,3],[3,4,3,5],[3,6,3,7],[3,8,3,9],[3,10,3,11],[3,12,3,13],[3,14,3,15],[5,2,6,2],[5,3,6,3],[5,4,6,4],[5,5,6,5],[5,6,6,6],[5,7,6,7],[5,8,6,8],[4,0,6,0],[4,1,6,1],[4,2,4,3],[4,4,4,5],[4,6,4,7],[4,8,4,9],[5,9,6,9],[5,10,6,10],[5,11,6,11],[5,12,6,12],[5,13,6,13],[5,14,6,14],[5,15,6,15],[4,10,4,11],[4,12,4,13],[4,14,4,15],[7,0,10,0],[11,0,14,0],[15,0,18,0],[22,4,22,15],[23,4,23,5],[23,6,23,7],[23,8,23,9],[23,10,23,11],[23,12,23,13],[23,14,23,15],[25,12,26,12],[25,13,26,13],[25,14,26,14],[25,15,26,15],[27,0,30,0],[31,0,34,0],[24,12,24,13],[24,14,24,15],[25,4,26,4],[25,5,26,5],[25,6,26,6],[25,7,26,7],[25,8,26,8],[25,9,26,9],[25,10,26,10],[25,11,26,11],[24,0,26,0],[24,1,26,1],[24,4,24,5],[24,6,24,7],[24,8,24,9],[24,10,24,11],[35,0,38,0],[41,0,42,1],[41,4,41,15],[42,4,42,5],[42,6,42,7],[42,8,42,9],[42,10,42,11],[42,12,42,13],[42,14,42,15],[44,12,45,12],[44,13,45,13],[44,14,45,14],[44,15,45,15],[46,0,49,0],[50,0,53,0],[43,12,43,13],[43,14,43,15],[44,4,45,4],[44,5,45,5],[44,6,45,6],[44,7,45,7],[44,8,45,8],[44,9,45,9],[44,10,45,10],[44,11,45,11],[43,0,45,0],[43,1,45,1],[43,4,43,5],[43,6,43,7],[43,8,43,9],[43,10,43,11],[54,0,57,0],[60,0,61,1],[60,4,60,15],[61,4,61,5],[61,6,61,7],[61,8,61,9],[61,10,61,11],[61,12,61,13],[61,14,61,15],[63,12,64,12],[63,13,64,13],[63,14,64,14],[63,15,64,15],[65,0,68,0],[69,0,72,0],[62,12,62,13],[62,14,62,15],[63,4,64,4],[63,5,64,5],[63,6,64,6],[63,7,64,7],[63,8,64,8],[63,9,64,9],[63,10,64,10],[63,11,64,11],[62,0,64,0],[62,1,64,1],[62,4,62,5],[62,6,62,7],[62,8,62,9],[62,10,62,11],[73,0,76,0],[79,0,80,1],[79,4,79,15],[80,4,80,5],[80,6,80,7],[80,8,80,9],[80,10,80,11],[80,12,80,13],[80,14,80,15],[82,12,83,12],[82,13,83,13],[82,14,83,14],[82,15,83,15],[84,0,87,0],[88,0,91,0],[81,12,81,13],[81,14,81,15],[82,4,83,4],[82,5,83,5],[82,6,83,6],[82,7,83,7],[82,8,83,8],[82,9,83,9],[82,10,83,10],[82,11,83,11],[81,0,83,0],[81,1,83,1],[81,4,81,5],[81,6,81,7],[81,8,81,9],[81,10,81,11],[92,0,95,0],[98,0,99,1],[98,4,98,15],[99,4,99,5],[99,6,99,7],[99,8,99,9],[99,10,99,11],[99,12,99,13],[99,14,99,15],[101,12,102,12],[101,13,102,13],[101,14,102,14],[101,15,102,15],[103,0,106,0],[107,0,110,0],[100,12,100,13],[100,14,100,15],[101,4,102,4],[101,5,102,5],[101,6,102,6],[101,7,102,7],[101,8,102,8],[101,9,102,9],[101,10,102,10],[101,11,102,11],[100,0,102,0],[100,1,102,1],[100,4,100,5],[100,6,100,7],[100,8,100,9],[100,10,100,11],[111,0,114,0],[117,0,118,1],[117,4,117,15],[118,4,118,5],[118,6,118,7],[118,8,118,9],[118,10,118,11],[118,12,118,13],[118,14,118,15],[130,0,133,0],[120,12,121,12],[120,13,121,13],[120,14,121,14],[120,15,121,15],[122,0,125,0],[126,0,129,0],[119,12,119,13],[119,14,119,15],[120,4,121,4],[120,5,121,5],[120,6,121,6],[120,7,121,7],[120,8,121,8],[120,9,121,9],[120,10,121,10],[120,11,121,11],[119,0,121,0],[119,1,121,1],[119,4,119,5],[119,6,119,7],[119,8,119,9],[119,10,119,11]]}
[]
["24ACC6_18"]
["Evaporator Air \n",null,"Condenser  Entering Air Temperature ˚F"]
[80,"°F DB",75,null,85,null,95,null,100,null,105,null,115,null,125]
["CFM","EWB†\n˚F","Capacity Mbtuh",null,"Capacity Mbtuh",null,"Capacity Mbtuh",null,"Capacity Mbtuh",null,"Capacity Mbtuh",null,"Capacity Mbtuh",null,"Capacity Mbtuh"]
[null,null,"Total","Sens.","Total","Sens.","Total","Sens.","Total","Sens.","Total","Sens.","Total","Sens.","Total","Sens."]
[null,null,null,null,null,null,null,null,null,null,null,null,null,null,null,null,null,"Total Factors",null,null,null,null,null,null,"Sens. %",null,null,null,null,null,null,"IDB Adj",null,null,null,null,null,null,"Sens Calc"]
[525,72,{"$f":"R8*$G$13","v":21.041777777777778},{"$f":"IF(AM8>C8,C8,AM8)","v":10.159111111111111},{"$f":"S8*$G$13","v":20.093333333333334},{"$f":"IF(AN8>E8,E8,AN8)","v":9.826666666666668},{"$f":"T8*$G$13","v":19.047111111111111},{"$f":"IF(AO8>G8,G8,AO8)","v":9.464888888888888},{"$f":"U8*$G$13","v":18.494666666666667},{"$f":"IF(AP8>I8,I8,AP8)","v":9.2768041023001295},{"$f":"V8*$G$13","v":17.942222222222227},{"$f":"IF(AQ8>K8,K8,AQ8)","v":9.0835555555555576},{"$f":"W8*$G$13","v":16.768888888888888},{"$f":"IF(AR8>M8,M8,AR8)","v":8.6826666666666679},{"$f":"X8*$G$13","v":15.527111111111113},{"$f":"IF(AS8>O8,O8,AS8)","v":8.272000000000002},null,1.1955555555555555,1.1416666666666666,1.0822222222222222,1.0508333333333333,1.0194444444444446,0.95277777777777772,0.88222222222222224,0.48280669144981414,0.48905109489051096,0.49691991786447637,0.5015934739186142,0.50626702997275197,0.5177842565597669,0.53274559193954663,0.83499999999999996,0.83499999999999996,0.83499999999999996,0.83499999999999996,0.83499999999999996,0.83499999999999996,0.83499999999999996,{"$f":"Y8*C8+($A$4-80)*AF8*$A$8/1000","v":10.159111111111111},{"$f":"Z8*E8+($A$4-80)*AG8*$A$8/1000","v":9.826666666666668},{"$f":"AA8*G8+($A$4-80)*AH8*$A$8/1000","v":9.464888888888888},{"$f":"AB8*I8+($A$4-80)*AI8*$A$8/1000","v":9.2768041023001295},{"$f":"AC8*K8+($A$4-80)*AJ8*$A$8/1000","v":9.0835555555555576},{"$f":"AD8*M8+($A$4-80)*AK8*$A$8/1000","v":8.6826666666666679},{"$f":"AE8*O8+($A$4-80)*AL8*$A$8/1000","v":8.272000000000002}]
[null,67,19.154666666666667,12.408000000000001,18.245333333333335,{"$f":"IF(AN9>E9,E9,AN9)","v":12.046222222222223},{"$f":"T9*$G$13","v":17.287111111111113},{"$f":"IF(AO9>G9,G9,AO9)","v":11.684444444444445},16.77866666666667,{"$f":"IF(AP9>I9,I9,AP9)","v":11.498558823529413},16.270222222222223,{"$f":"IF(AQ9>K9,K9,AQ9)","v":11.303111111111111},15.194666666666667,{"$f":"IF(AR9>M9,M9,AR9)","v":10.892444444444445},14.050666666666668,{"$f":"IF(AS9>O9,O9,AS9)","v":10.481777777777781},null,1.0883333333333334,1.0366666666666666,0.98222222222222222,0.95333333333333337,0.92444444444444451,0.86333333333333329,0.79833333333333334,0.64777947932618685,0.66023579849946412,0.67590497737556554,0.68530825791855199,0.69471153846153844,0.71685971685971694,0.74599860821155195,0.83499999999999996,0.83499999999999996,0.83499999999999996,0.83499999999999996,0.83499999999999996,0.83499999999999996,0.83499999999999996,{"$f":"Y9*C9+($A$4-80)*AF9*$A$8/1000","v":12.408000000000001},{"$f":"Z9*E9+($A$4-80)*AG9*$A$8/1000","v":12.046222222222223},{"$f":"AA9*G9+($A$4-80)*AH9*$A$8/1000","v":11.684444444444445},{"$f":"AB9*I9+($A$4-80)*AI9*$A$8/1000","v":11.498558823529413},{"$f":"AC9*K9+($A$4-80)*AJ9*$A$8/1000","v":11.303111111111111},{"$f":"AD9*M9+($A$4-80)*AK9*$A$8/1000","v":10.892444444444445},{"$f":"AE9*O9+($A$4-80)*AL9*$A$8/1000","v":10.481777777777781}]
[null,62,17.404444444444447,14.588444444444447,16.59288888888889,14.236444444444446,{"$f":"T10*$G$13","v":15.722666666666665},13.86488888888889,15.277777777777777,13.675235004753569,14.83288888888889,13.473777777777778,13.982222222222225,13.982222222222225,13.121777777777778,13.121777777777778,null,0.98888888888888893,0.94277777777777771,0.8933333333333332,0.86805555555555547,0.84277777777777774,0.79444444444444451,0.74555555555555553,0.83820224719101122,0.85798467884502072,0.88184079601990062,0.89510629122023366,0.90837178642056682,1,1,0.83499999999999996,0.83499999999999996,0.83499999999999996,0.83499999999999996,0.83499999999999996,0.83499999999999996,0.83499999999999996,14.588444444444447,{"$f":"Z10*E10+($A$4-80)*AG10*$A$8/1000","v":14.236444444444446},{"$f":"AA10*G10+($A$4-80)*AH10*$A$8/1000","v":13.86488888888889},13.675235004753569,13.473777777777778,13.982222222222225,13.121777777777778]
[null,57,16.808000000000003,16.808000000000003,16.172444444444444,16.172444444444444,{"$f":"T11*$G$13","v":15.488000000000001},15.488000000000001,15.121333333333334,15.121333333333334,14.754666666666669,14.754666666666669,13.952888888888891,13.952888888888891,13.102222222222224,13.102222222222224,null,0.95500000000000007,0.91888888888888887,0.88,0.85916666666666663,0.83833333333333337,0.7927777777777778,0.74444444444444446,1,1,1,1,1,1,1,0.83499999999999996,0.83499999999999996,0.83499999999999996,0.83499999999999996,0.83499999999999996,0.83499999999999996,0.83499999999999996,16.808000000000003,{"$f":"Z11*E11+($A$4-80)*AG11*$A$8/1000","v":16.172444444444444},{"$f":"AA11*G11+($A$4-80)*AH11*$A$8/1000","v":15.488000000000001},{"$f":"AB11*I11+($A$4-80)*AI11*$A$8/1000","v":15.121333333333334},14.754666666666669,13.952888888888891,13.102222222222224]
[600,72,21.452444444444446,10.687111111111109,20.455111111111112,10.344888888888889,{"$f":"T12*$G$13","v":19.379555555555559},9.9831111111111142,18.797777777777778,9.7908815274128447,18.216000000000001,9.5920000000000005,17.003555555555558,9.1911111111111126,15.712888888888891,8.7706666666666688,null,1.2188888888888889,1.1622222222222223,1.1011111111111112,1.0680555555555555,1.0349999999999999,0.96611111111111114,0.89277777777777778,0.49817684594348216,0.50573613766730396,0.51513622603430886,0.52085313717174375,0.52657004830917875,0.54054054054054057,0.55818294959551962,0.83499999999999996,0.83499999999999996,0.83499999999999996,0.83499999999999996,0.83499999999999996,0.83499999999999996,0.83499999999999996,{"$f":"Y12*C12+($A$4-80)*AF12*$A$12/1000","v":10.687111111111109},{"$f":"Z12*E12+($A$4-80)*AG12*$A$12/1000","v":10.344888888888889},{"$f":"AA12*G12+($A$4-80)*AH12*$A$12/1000","v":9.9831111111111142},{"$f":"AB12*I12+($A$4-80)*AI12*$A$12/1000","v":9.7908815274128447},{"$f":"AC12*K12+($A$4-80)*AJ12*$A$12/1000","v":9.5920000000000005},{"$f":"AD12*M12+($A$4-80)*AK12*$A$12/1000","v":9.1911111111111126},{"$f":"AE12*O12+($A$4-80)*AL12*$A$12/1000","v":8.7706666666666688}]
[null,67,19.545777777777779,13.248888888888892,18.607111111111113,12.896888888888888,17.600000000000001,12.515555555555556,17.071999999999999,12.325741843971631,16.544000000000004,12.124444444444446,15.429333333333334,11.713777777777779,14.246222222222222,11.283555555555555,null,1.1105555555555555,1.0572222222222223,1,0.97,0.94000000000000006,0.87666666666666659,0.80944444444444441,0.67783891945972996,0.6931161324224907,0.71111111111111114,0.72198581560283692,0.7328605200945626,0.75918884664131814,0.79203843514070005,0.83499999999999996,0.83499999999999996,0.83499999999999996,0.83499999999999996,0.83499999999999996,0.83499999999999996,0.83499999999999996,{"$f":"Y13*C13+($A$4-80)*AF13*$A$12/1000","v":13.248888888888892},{"$f":"Z13*E13+($A$4-80)*AG13*$A$12/1000","v":12.896888888888888},{"$f":"AA13*G13+($A$4-80)*AH13*$A$12/1000","v":12.515555555555556},{"$f":"AB13*I13+($A$4-80)*AI13*$A$12/1000","v":12.325741843971631},{"$f":"AC13*K13+($A$4-80)*AJ13*$A$12/1000","v":12.124444444444446},{"$f":"AD13*M13+($A$4-80)*AK13*$A$12/1000","v":11.713777777777779},{"$f":"AE13*O13+($A$4-80)*AL13*$A$12/1000","v":11.283555555555555}]
[null,62,17.844444444444445,15.752000000000001,17.003555555555558,15.370666666666668,{"$f":"T14*$G$13","v":16.182222222222226},16.182222222222226,15.786222222222225,15.786222222222225,15.390222222222224,15.390222222222224,14.539555555555555,14.539555555555555,13.620444444444445,13.620444444444445,null,1.0138888888888888,0.96611111111111114,0.91944444444444451,0.89694444444444454,0.87444444444444447,0.82611111111111102,0.77388888888888885,0.88273972602739725,0.90396779758481882,1,1,1,1,1,0.83499999999999996,0.83499999999999996,0.83499999999999996,0.83499999999999996,0.83499999999999996,0.83499999999999996,0.83499999999999996,15.752000000000001,{"$f":"Z14*E14+($A$4-80)*AG14*$A$12/1000","v":15.370666666666668},{"$f":"AA14*G14+($A$4-80)*AH14*$A$12/1000","v":16.182222222222226},15.786222222222225,15.390222222222224,14.539555555555555,13.620444444444445]
[null,57,17.590222222222224,17.590222222222224,16.896000000000004,16.896000000000004,16.16266666666667,16.16266666666667,15.766666666666671,15.766666666666671,15.370666666666668,15.370666666666668,14.52,14.52,13.600888888888891,13.600888888888891,null,0.99944444444444436,0.96000000000000008,0.91833333333333345,0.89583333333333348,0.87333333333333341,0.82499999999999996,0.77277777777777779,1,1,1,1,1,1,1,0.83499999999999996,0.83499999999999996,0.83499999999999996,0.83499999999999996,0.83499999999999996,0.83499999999999996,0.83499999999999996,17.590222222222224,{"$f":"Z15*E15+($A$4-80)*AG15*$A$12/1000","v":16.896000000000004},{"$f":"AA15*G15+($A$4-80)*AH15*$A$12/1000","v":16.16266666666667},15.766666666666671,15.370666666666668,14.52,13.600888888888891]
[675,72,21.745777777777779,11.195555555555556,20.719111111111115,10.843555555555557,19.614222222222221,10.481777777777779,19.012888888888888,10.290330770360779,18.411555555555555,10.090666666666667,17.160000000000004,9.6800000000000015,15.84,9.259555555555556,null,1.2355555555555555,1.1772222222222224,1.1144444444444443,1.0802777777777777,1.046111111111111,0.97500000000000009,0.89999999999999991,0.51483812949640284,0.52336007550731478,0.53439680957128621,0.54122920669748598,0.54806160382368563,0.5641025641025641,0.58456790123456792,0.83499999999999996,0.83499999999999996,0.83499999999999996,0.83499999999999996,0.83499999999999996,0.83499999999999996,0.83499999999999996,{"$f":"Y16*C16+($A$4-80)*AF16*$A$16/1000","v":11.195555555555556},{"$f":"Z16*E16+($A$4-80)*AG16*$A$16/1000","v":10.843555555555557},{"$f":"AA16*G16+($A$4-80)*AH16*$A$16/1000","v":10.481777777777779},{"$f":"AB16*I16+($A$4-80)*AI16*$A$16/1000","v":10.290330770360779},{"$f":"AC16*K16+($A$4-80)*AJ16*$A$16/1000","v":10.090666666666667},{"$f":"AD16*M16+($A$4-80)*AK16*$A$16/1000","v":9.6800000000000015},{"$f":"AE16*O16+($A$4-80)*AL16*$A$16/1000","v":9.259555555555556}]
[null,67,19.839111111111112,14.060444444444448,18.871111111111112,13.698666666666666,17.834666666666667,13.317333333333334,17.292000000000002,13.128570594063971,16.749333333333336,12.926222222222226,15.595555555555556,12.505777777777778,14.392888888888891,12.065777777777779,null,1.1272222222222221,1.0722222222222222,1.0133333333333332,0.98249999999999993,0.95166666666666666,0.88611111111111107,0.81777777777777783,0.70872350911779214,0.72590673575129527,0.74671052631578949,0.75922800104464316,0.77174547577349684,0.8018808777429467,0.83831521739130432,0.83499999999999996,0.83499999999999996,0.83499999999999996,0.83499999999999996,0.83499999999999996,0.83499999999999996,0.83499999999999996,{"$f":"Y17*C17+($A$4-80)*AF17*$A$16/1000","v":14.060444444444448},{"$f":"Z17*E17+($A$4-80)*AG17*$A$16/1000","v":13.698666666666666},{"$f":"AA17*G17+($A$4-80)*AH17*$A$16/1000","v":13.317333333333334},{"$f":"AB17*I17+($A$4-80)*AI17*$A$16/1000","v":13.128570594063971},{"$f":"AC17*K17+($A$4-80)*AJ17*$A$16/1000","v":12.926222222222226},{"$f":"AD17*M17+($A$4-80)*AK17*$A$16/1000","v":12.505777777777778},{"$f":"AE17*O17+($A$4-80)*AL17*$A$16/1000","v":12.065777777777779}]
[null,62,18.264888888888891,18.264888888888891,17.531555555555556,17.531555555555556,16.739555555555558,16.739555555555558,16.319111111111113,16.319111111111113,15.898666666666669,15.898666666666669,14.989333333333335,14.989333333333335,14.031111111111111,14.031111111111111,null,1.0377777777777777,0.99611111111111106,0.95111111111111113,0.92722222222222228,0.90333333333333343,0.85166666666666668,0.79722222222222217,1,1,1,1,1,1,1,0.83499999999999996,0.83499999999999996,0.83499999999999996,0.83499999999999996,0.83499999999999996,0.83499999999999996,0.83499999999999996,18.264888888888891,{"$f":"Z18*E18+($A$4-80)*AG18*$A$16/1000","v":17.531555555555556},{"$f":"AA18*G18+($A$4-80)*AH18*$A$16/1000","v":16.739555555555558},16.319111111111113,15.898666666666669,14.989333333333335,14.031111111111111]
[null,57,18.245333333333335,18.245333333333335,17.502222222222223,17.502222222222223,16.710222222222225,16.710222222222225,16.294666666666668,16.294666666666668,15.879111111111111,15.879111111111111,14.969777777777781,14.969777777777781,14.011555555555557,14.011555555555557,null,1.0366666666666666,0.99444444444444435,0.94944444444444442,0.92583333333333329,0.90222222222222215,0.85055555555555562,0.7961111111111111,1,1,1,1,1,1,1,0.83499999999999996,0.83499999999999996,0.83499999999999996,0.83499999999999996,0.83499999999999996,0.83499999999999996,0.83499999999999996,18.245333333333335,{"$f":"Z19*E19+($A$4-80)*AG19*$A$16/1000","v":17.502222222222223},{"$f":"AA19*G19+($A$4-80)*AH19*$A$16/1000","v":16.710222222222225},16.294666666666668,15.879111111111111,14.969777777777781,14.011555555555557]

{"sheet":"24ACC6_24","index":34,"n_rows":19,"n_cols":45,"rows_kept":19,"cut":false,"hidden":true,"merged":[[2,0,2,1],[2,2,2,15],[3,2,3,3],[3,4,3,5],[3,6,3,7],[3,8,3,9],[3,10,3,11],[3,12,3,13],[3,14,3,15],[5,2,6,2],[5,3,6,3],[5,4,6,4],[5,5,6,5],[5,6,6,6],[5,7,6,7],[5,8,6,8],[4,0,6,0],[4,1,6,1],[4,2,4,3],[4,4,4,5],[4,6,4,7],[4,8,4,9],[5,9,6,9],[5,10,6,10],[5,11,6,11],[5,12,6,12],[5,13,6,13],[5,14,6,14],[5,15,6,15],[4,10,4,11],[4,12,4,13],[4,14,4,15],[7,0,10,0],[11,0,14,0],[15,0,18,0],[22,4,22,15],[23,4,23,5],[23,6,23,7],[23,8,23,9],[23,10,23,11],[23,12,23,13],[23,14,23,15],[25,12,26,12],[25,13,26,13],[25,14,26,14],[25,15,26,15],[27,0,30,0],[31,0,34,0],[24,12,24,13],[24,14,24,15],[25,4,26,4],[25,5,26,5],[25,6,26,6],[25,7,26,7],[25,8,26,8],[25,9,26,9],[25,10,26,10],[25,11,26,11],[24,0,26,0],[24,1,26,1],[24,4,24,5],[24,6,24,7],[24,8,24,9],[24,10,24,11],[35,0,38,0],[41,0,42,1],[41,4,41,15],[42,4,42,5],[42,6,42,7],[42,8,42,9],[42,10,42,11],[42,12,42,13],[42,14,42,15],[44,12,45,12],[44,13,45,13],[44,14,45,14],[44,15,45,15],[46,0,49,0],[50,0,53,0],[43,12,43,13],[43,14,43,15],[44,4,45,4],[44,5,45,5],[44,6,45,6],[44,7,45,7],[44,8,45,8],[44,9,45,9],[44,10,45,10],[44,11,45,11],[43,0,45,0],[43,1,45,1],[43,4,43,5],[43,6,43,7],[43,8,43,9],[43,10,43,11],[54,0,57,0],[60,0,61,1],[60,4,60,15],[61,4,61,5],[61,6,61,7],[61,8,61,9],[61,10,61,11],[61,12,61,13],[61,14,61,15],[63,12,64,12],[63,13,64,13],[63,14,64,14],[63,15,64,15],[65,0,68,0],[69,0,72,0],[62,12,62,13],[62,14,62,15],[63,4,64,4],[63,5,64,5],[63,6,64,6],[63,7,64,7],[63,8,64,8],[63,9,64,9],[63,10,64,10],[63,11,64,11],[62,0,64,0],[62,1,64,1],[62,4,62,5],[62,6,62,7],[62,8,62,9],[62,10,62,11],[73,0,76,0],[79,0,80,1],[79,4,79,15],[80,4,80,5],[80,6,80,7],[80,8,80,9],[80,10,80,11],[80,12,80,13],[80,14,80,15],[82,12,83,12],[82,13,83,13],[82,14,83,14],[82,15,83,15],[84,0,87,0],[88,0,91,0],[81,12,81,13],[81,14,81,15],[82,4,83,4],[82,5,83,5],[82,6,83,6],[82,7,83,7],[82,8,83,8],[82,9,83,9],[82,10,83,10],[82,11,83,11],[81,0,83,0],[81,1,83,1],[81,4,81,5],[81,6,81,7],[81,8,81,9],[81,10,81,11],[92,0,95,0],[98,0,99,1],[98,4,98,15],[99,4,99,5],[99,6,99,7],[99,8,99,9],[99,10,99,11],[99,12,99,13],[99,14,99,15],[101,12,102,12],[101,13,102,13],[101,14,102,14],[101,15,102,15],[103,0,106,0],[107,0,110,0],[100,12,100,13],[100,14,100,15],[101,4,102,4],[101,5,102,5],[101,6,102,6],[101,7,102,7],[101,8,102,8],[101,9,102,9],[101,10,102,10],[101,11,102,11],[100,0,102,0],[100,1,102,1],[100,4,100,5],[100,6,100,7],[100,8,100,9],[100,10,100,11],[111,0,114,0],[117,0,118,1],[117,4,117,15],[118,4,118,5],[118,6,118,7],[118,8,118,9],[118,10,118,11],[118,12,118,13],[118,14,118,15],[130,0,133,0],[120,12,121,12],[120,13,121,13],[120,14,121,14],[120,15,121,15],[122,0,125,0],[126,0,129,0],[119,12,119,13],[119,14,119,15],[120,4,121,4],[120,5,121,5],[120,6,121,6],[120,7,121,7],[120,8,121,8],[120,9,121,9],[120,10,121,10],[120,11,121,11],[119,0,121,0],[119,1,121,1],[119,4,119,5],[119,6,119,7],[119,8,119,9],[119,10,119,11]]}
[]
["24ACC6_24"]
["Evaporator Air \n",null,"Condenser  Entering Air Temperature ˚F"]
[80,"°F DB",75,null,85,null,95,null,100,null,105,null,115,null,125]
["CFM","EWB†\n˚F","Capacity Mbtuh",null,"Capacity Mbtuh",null,"Capacity Mbtuh",null,"Capacity Mbtuh",null,"Capacity Mbtuh",null,"Capacity Mbtuh",null,"Capacity Mbtuh"]
[null,null,"Total","Sens.","Total","Sens.","Total","Sens.","Total","Sens.","Total","Sens.","Total","Sens.","Total","Sens."]
[null,null,null,null,null,null,null,null,null,null,null,null,null,null,null,null,null,"Total Factors",null,null,null,null,null,null,"Sens. %",null,null,null,null,null,null,"IDB Adj",null,null,null,null,null,null,"Sens Calc"]
[700,72,{"$f":"R8*$G$13","v":27.492796610169492},{"$f":"IF(AM8>C8,C8,AM8)","v":13.351694915254237},{"$f":"S8*$G$13","v":26.235593220338984},{"$f":"IF(AN8>E8,E8,AN8)","v":12.913135593220339},{"$f":"T8*$G$13","v":24.890677966101691},{"$f":"IF(AO8>G8,G8,AO8)","v":12.45508474576271},{"$f":"U8*$G$13","v":24.184110169491522},{"$f":"IF(AP8>I8,I8,AP8)","v":12.219768199770392},{"$f":"V8*$G$13","v":23.477542372881356},{"$f":"IF(AQ8>K8,K8,AQ8)","v":11.977542372881356},{"$f":"W8*$G$13","v":21.986440677966101},{"$f":"IF(AR8>M8,M8,AR8)","v":11.470762711864406},{"$f":"X8*$G$13","v":20.407627118644069},{"$f":"IF(AS8>O8,O8,AS8)","v":10.954237288135593},null,1.1953389830508474,1.140677966101695,1.0822033898305083,1.0514830508474575,1.0207627118644067,0.95593220338983043,0.8872881355932204,0.48564338886919528,0.49219910846953935,0.50039154267815189,0.50528086888992685,0.51017019510170192,0.52171985815602839,0.53677172874880608,0.83499999999999996,0.83499999999999996,0.83499999999999996,0.83499999999999996,0.83499999999999996,0.83499999999999996,0.83499999999999996,{"$f":"Y8*C8+($A$4-80)*AF8*$A$8/1000","v":13.351694915254237},{"$f":"Z8*E8+($A$4-80)*AG8*$A$8/1000","v":12.913135593220339},{"$f":"AA8*G8+($A$4-80)*AH8*$A$8/1000","v":12.45508474576271},{"$f":"AB8*I8+($A$4-80)*AI8*$A$8/1000","v":12.219768199770392},{"$f":"AC8*K8+($A$4-80)*AJ8*$A$8/1000","v":11.977542372881356},{"$f":"AD8*M8+($A$4-80)*AK8*$A$8/1000","v":11.470762711864406},{"$f":"AE8*O8+($A$4-80)*AL8*$A$8/1000","v":10.954237288135593}]
[null,67,24.978389830508469,16.353389830508473,23.818644067796612,{"$f":"IF(AN9>E9,E9,AN9)","v":15.905084745762712},{"$f":"T9*$G$13","v":22.60042372881356},{"$f":"IF(AO9>G9,G9,AO9)","v":15.447033898305085},21.957203389830507,{"$f":"IF(AP9>I9,I9,AP9)","v":15.214324324220676},21.313983050847458,{"$f":"IF(AQ9>K9,K9,AQ9)","v":14.969491525423727},19.949576271186441,{"$f":"IF(AR9>M9,M9,AR9)","v":14.46271186440678},18.497457627118642,{"$f":"IF(AS9>O9,O9,AS9)","v":13.926694915254235},null,1.0860169491525422,1.035593220338983,0.98262711864406782,0.95466101694915251,0.92669491525423731,0.86737288135593216,0.80423728813559314,0.65470152165431139,0.66775777414075288,0.68348426045709354,0.69290811102415717,0.7023319615912208,0.72496336101612113,0.7528977871443624,0.83499999999999996,0.83499999999999996,0.83499999999999996,0.83499999999999996,0.83499999999999996,0.83499999999999996,0.83499999999999996,{"$f":"Y9*C9+($A$4-80)*AF9*$A$8/1000","v":16.353389830508473},{"$f":"Z9*E9+($A$4-80)*AG9*$A$8/1000","v":15.905084745762712},{"$f":"AA9*G9+($A$4-80)*AH9*$A$8/1000","v":15.447033898305085},{"$f":"AB9*I9+($A$4-80)*AI9*$A$8/1000","v":15.214324324220676},{"$f":"AC9*K9+($A$4-80)*AJ9*$A$8/1000","v":14.969491525423727},{"$f":"AD9*M9+($A$4-80)*AK9*$A$8/1000","v":14.46271186440678},{"$f":"AE9*O9+($A$4-80)*AL9*$A$8/1000","v":13.926694915254235}]
[null,62,22.727118644067797,19.296610169491526,21.684322033898304,18.84830508474576,{"$f":"T10*$G$13","v":20.602542372881356},18.380508474576271,20.047033898305084,18.945926379824574,19.491525423728813,19.452542372881357,18.468220338983052,18.468220338983052,17.366949152542372,17.366949152542372,null,0.98813559322033895,0.94279661016949146,0.8957627118644067,0.87161016949152537,0.84745762711864403,0.80296610169491522,0.75508474576271178,0.84905660377358494,0.86921348314606739,0.89214758751182588,0.94507379375591294,0.998,1,1,0.83499999999999996,0.83499999999999996,0.83499999999999996,0.83499999999999996,0.83499999999999996,0.83499999999999996,0.83499999999999996,19.296610169491526,{"$f":"Z10*E10+($A$4-80)*AG10*$A$8/1000","v":18.84830508474576},{"$f":"AA10*G10+($A$4-80)*AH10*$A$8/1000","v":18.380508474576271},18.945926379824574,19.452542372881357,18.468220338983052,17.366949152542372]
[null,57,22.103389830508473,22.103389830508473,21.284745762711864,21.284745762711864,{"$f":"T11*$G$13","v":20.397881355932203},20.397881355932203,19.92521186440678,19.92521186440678,19.452542372881357,19.452542372881357,18.438983050847458,18.438983050847458,17.337711864406778,17.337711864406778,null,0.96101694915254232,0.92542372881355928,0.88686440677966094,0.86631355932203391,0.84576271186440677,0.80169491525423731,0.75381355932203387,1,1,1,1,1,1,1,0.83499999999999996,0.83499999999999996,0.83499999999999996,0.83499999999999996,0.83499999999999996,0.83499999999999996,0.83499999999999996,22.103389830508473,{"$f":"Z11*E11+($A$4-80)*AG11*$A$8/1000","v":21.284745762711864},{"$f":"AA11*G11+($A$4-80)*AH11*$A$8/1000","v":20.397881355932203},{"$f":"AB11*I11+($A$4-80)*AI11*$A$8/1000","v":19.92521186440678},19.452542372881357,18.438983050847458,17.337711864406778]
[800,72,27.989830508474576,14.063135593220338,26.683898305084746,13.614830508474579,{"$f":"T12*$G$13","v":25.290254237288131},13.147033898305082,24.554449152542368,12.907679526654896,23.818644067796612,12.659745762711864,22.26906779661017,12.152966101694915,20.631779661016949,11.626694915254236,null,1.2169491525423728,1.1601694915254237,1.0995762711864405,1.0675847457627117,1.035593220338983,0.96822033898305082,0.89703389830508473,0.50243732590529244,0.51022644265887518,0.51984585741811173,0.52567579286617527,0.53150572831423892,0.54573304157549229,0.56353330184222949,0.83499999999999996,0.83499999999999996,0.83499999999999996,0.83499999999999996,0.83499999999999996,0.83499999999999996,0.83499999999999996,{"$f":"Y12*C12+($A$4-80)*AF12*$A$12/1000","v":14.063135593220338},{"$f":"Z12*E12+($A$4-80)*AG12*$A$12/1000","v":13.614830508474579},{"$f":"AA12*G12+($A$4-80)*AH12*$A$12/1000","v":13.147033898305082},{"$f":"AB12*I12+($A$4-80)*AI12*$A$12/1000","v":12.907679526654896},{"$f":"AC12*K12+($A$4-80)*AJ12*$A$12/1000","v":12.659745762711864},{"$f":"AD12*M12+($A$4-80)*AK12*$A$12/1000","v":12.152966101694915},{"$f":"AE12*O12+($A$4-80)*AL12*$A$12/1000","v":11.626694915254236}]
[null,67,25.494915254237284,17.493644067796605,24.276694915254236,17.045338983050843,23,16.567796610169491,22.327542372881354,16.326604482841272,21.655084745762707,16.070762711864401,20.232203389830509,15.554237288135594,18.741101694915255,15.018220338983051,null,1.1084745762711863,1.0555084745762711,1,0.97076271186440666,0.94152542372881343,0.87966101694915255,0.81483050847457628,0.68616207951070329,0.70212765957446799,0.72033898305084743,0.73123159773604474,0.74212421242124205,0.76878612716763006,0.80135205408216326,0.83499999999999996,0.83499999999999996,0.83499999999999996,0.83499999999999996,0.83499999999999996,0.83499999999999996,0.83499999999999996,{"$f":"Y13*C13+($A$4-80)*AF13*$A$12/1000","v":17.493644067796605},{"$f":"Z13*E13+($A$4-80)*AG13*$A$12/1000","v":17.045338983050843},{"$f":"AA13*G13+($A$4-80)*AH13*$A$12/1000","v":16.567796610169491},{"$f":"AB13*I13+($A$4-80)*AI13*$A$12/1000","v":16.326604482841272},{"$f":"AC13*K13+($A$4-80)*AJ13*$A$12/1000","v":16.070762711864401},{"$f":"AD13*M13+($A$4-80)*AK13*$A$12/1000","v":15.554237288135594},{"$f":"AE13*O13+($A$4-80)*AL13*$A$12/1000","v":15.018220338983051}]
[null,62,23.302118644067797,20.836440677966099,22.26906779661017,22.16186440677966,{"$f":"T14*$G$13","v":21.294491525423727},21.294491525423727,20.787711864406777,20.787711864406777,20.280932203389828,20.280932203389828,19.189406779661017,19.189406779661017,18.019915254237286,18.019915254237286,null,1.013135593220339,0.96822033898305082,0.92584745762711862,0.90381355932203378,0.88177966101694905,0.83432203389830506,0.78347457627118633,0.89418653283145122,0.9951859956236323,1,1,1,1,1,0.83499999999999996,0.83499999999999996,0.83499999999999996,0.83499999999999996,0.83499999999999996,0.83499999999999996,0.83499999999999996,20.836440677966099,{"$f":"Z14*E14+($A$4-80)*AG14*$A$12/1000","v":22.16186440677966},{"$f":"AA14*G14+($A$4-80)*AH14*$A$12/1000","v":21.294491525423727},20.787711864406777,20.280932203389828,19.189406779661017,18.019915254237286]
[null,57,23.097457627118644,23.097457627118644,22.210593220338982,22.210593220338982,21.265254237288133,21.265254237288133,20.758474576271183,20.758474576271183,20.251694915254237,20.251694915254237,19.160169491525423,19.160169491525423,17.990677966101693,17.990677966101693,null,1.0042372881355932,0.96567796610169487,0.92457627118644059,0.90254237288135586,0.88050847457627113,0.83305084745762703,0.78220338983050841,1,1,1,1,1,1,1,0.83499999999999996,0.83499999999999996,0.83499999999999996,0.83499999999999996,0.83499999999999996,0.83499999999999996,0.83499999999999996,23.097457627118644,{"$f":"Z15*E15+($A$4-80)*AG15*$A$12/1000","v":22.210593220338982},{"$f":"AA15*G15+($A$4-80)*AH15*$A$12/1000","v":21.265254237288133},20.758474576271183,20.251694915254237,19.160169491525423,17.990677966101693]
[900,72,28.35042372881356,14.735593220338982,27.015254237288133,14.297033898305084,25.563135593220338,13.819491525423727,24.807838983050846,13.575992550026983,24.052542372881351,13.322457627118641,22.463983050847457,12.815677966101694,20.777966101694915,12.279661016949152,null,1.2326271186440678,1.1745762711864405,1.1114406779661017,1.0786016949152541,1.0457627118644066,0.97669491525423724,0.90338983050847455,0.5197662426950842,0.52922077922077926,0.54060236370568049,0.54724607650437995,0.55388978930307942,0.57049891540130149,0.59099437148217637,0.83499999999999996,0.83499999999999996,0.83499999999999996,0.83499999999999996,0.83499999999999996,0.83499999999999996,0.83499999999999996,{"$f":"Y16*C16+($A$4-80)*AF16*$A$16/1000","v":14.735593220338982},{"$f":"Z16*E16+($A$4-80)*AG16*$A$16/1000","v":14.297033898305084},{"$f":"AA16*G16+($A$4-80)*AH16*$A$16/1000","v":13.819491525423727},{"$f":"AB16*I16+($A$4-80)*AI16*$A$16/1000","v":13.575992550026983},{"$f":"AC16*K16+($A$4-80)*AJ16*$A$16/1000","v":13.322457627118641},{"$f":"AD16*M16+($A$4-80)*AK16*$A$16/1000","v":12.815677966101694},{"$f":"AE16*O16+($A$4-80)*AL16*$A$16/1000","v":12.279661016949152}]
[null,67,25.865254237288134,18.594915254237286,24.608050847457626,18.127118644067799,23.292372881355931,17.64957627118644,22.60042372881356,17.404743334326632,21.908474576271185,17.142796610169491,20.446610169491525,16.616525423728813,18.92627118644068,16.061016949152542,null,1.1245762711864407,1.0699152542372881,1.0127118644067796,0.98262711864406782,0.9525423728813559,0.88898305084745755,0.82288135593220346,0.71891484551620188,0.73663366336633673,0.75774058577405856,0.77010694769129973,0.78247330960854089,0.81267874165872256,0.84860968074150356,0.83499999999999996,0.83499999999999996,0.83499999999999996,0.83499999999999996,0.83499999999999996,0.83499999999999996,0.83499999999999996,{"$f":"Y17*C17+($A$4-80)*AF17*$A$16/1000","v":18.594915254237286},{"$f":"Z17*E17+($A$4-80)*AG17*$A$16/1000","v":18.127118644067799},{"$f":"AA17*G17+($A$4-80)*AH17*$A$16/1000","v":17.64957627118644},{"$f":"AB17*I17+($A$4-80)*AI17*$A$16/1000","v":17.404743334326632},{"$f":"AC17*K17+($A$4-80)*AJ17*$A$16/1000","v":17.142796610169491},{"$f":"AD17*M17+($A$4-80)*AK17*$A$16/1000","v":16.616525423728813},{"$f":"AE17*O17+($A$4-80)*AL17*$A$16/1000","v":16.061016949152542}]
[null,62,23.974576271186439,23.974576271186439,23.019491525423732,23.019491525423732,22.005932203389825,22.005932203389825,21.469915254237286,21.469915254237286,20.933898305084746,20.933898305084746,19.774152542372878,19.774152542372878,18.536440677966098,18.536440677966098,null,1.0423728813559321,1.0008474576271187,0.956779661016949,0.93347457627118635,0.9101694915254237,0.85974576271186431,0.8059322033898304,1,1,1,1,1,1,1,0.83499999999999996,0.83499999999999996,0.83499999999999996,0.83499999999999996,0.83499999999999996,0.83499999999999996,0.83499999999999996,23.974576271186439,{"$f":"Z18*E18+($A$4-80)*AG18*$A$16/1000","v":23.019491525423732},{"$f":"AA18*G18+($A$4-80)*AH18*$A$16/1000","v":22.005932203389825},21.469915254237286,20.933898305084746,19.774152542372878,18.536440677966098]
[null,57,23.93559322033898,23.93559322033898,22.990254237288134,22.990254237288134,21.976694915254239,21.976694915254239,21.440677966101696,21.440677966101696,20.904661016949149,20.904661016949149,19.754661016949154,19.754661016949154,18.507203389830504,18.507203389830504,null,1.0406779661016947,0.99957627118644066,0.95550847457627119,0.93220338983050843,0.90889830508474567,0.85889830508474574,0.80466101694915237,1,1,1,1,1,1,1,0.83499999999999996,0.83499999999999996,0.83499999999999996,0.83499999999999996,0.83499999999999996,0.83499999999999996,0.83499999999999996,23.93559322033898,{"$f":"Z19*E19+($A$4-80)*AG19*$A$16/1000","v":22.990254237288134},{"$f":"AA19*G19+($A$4-80)*AH19*$A$16/1000","v":21.976694915254239},21.440677966101696,20.904661016949149,19.754661016949154,18.507203389830504]

{"sheet":"24ACC6_30","index":35,"n_rows":19,"n_cols":45,"rows_kept":19,"cut":false,"hidden":true,"merged":[[2,0,2,1],[2,2,2,15],[3,2,3,3],[3,4,3,5],[3,6,3,7],[3,8,3,9],[3,10,3,11],[3,12,3,13],[3,14,3,15],[5,2,6,2],[5,3,6,3],[5,4,6,4],[5,5,6,5],[5,6,6,6],[5,7,6,7],[5,8,6,8],[4,0,6,0],[4,1,6,1],[4,2,4,3],[4,4,4,5],[4,6,4,7],[4,8,4,9],[5,9,6,9],[5,10,6,10],[5,11,6,11],[5,12,6,12],[5,13,6,13],[5,14,6,14],[5,15,6,15],[4,10,4,11],[4,12,4,13],[4,14,4,15],[7,0,10,0],[11,0,14,0],[15,0,18,0],[22,4,22,15],[23,4,23,5],[23,6,23,7],[23,8,23,9],[23,10,23,11],[23,12,23,13],[23,14,23,15],[25,12,26,12],[25,13,26,13],[25,14,26,14],[25,15,26,15],[27,0,30,0],[31,0,34,0],[24,12,24,13],[24,14,24,15],[25,4,26,4],[25,5,26,5],[25,6,26,6],[25,7,26,7],[25,8,26,8],[25,9,26,9],[25,10,26,10],[25,11,26,11],[24,0,26,0],[24,1,26,1],[24,4,24,5],[24,6,24,7],[24,8,24,9],[24,10,24,11],[35,0,38,0],[41,0,42,1],[41,4,41,15],[42,4,42,5],[42,6,42,7],[42,8,42,9],[42,10,42,11],[42,12,42,13],[42,14,42,15],[44,12,45,12],[44,13,45,13],[44,14,45,14],[44,15,45,15],[46,0,49,0],[50,0,53,0],[43,12,43,13],[43,14,43,15],[44,4,45,4],[44,5,45,5],[44,6,45,6],[44,7,45,7],[44,8,45,8],[44,9,45,9],[44,10,45,10],[44,11,45,11],[43,0,45,0],[43,1,45,1],[43,4,43,5],[43,6,43,7],[43,8,43,9],[43,10,43,11],[54,0,57,0],[60,0,61,1],[60,4,60,15],[61,4,61,5],[61,6,61,7],[61,8,61,9],[61,10,61,11],[61,12,61,13],[61,14,61,15],[63,12,64,12],[63,13,64,13],[63,14,64,14],[63,15,64,15],[65,0,68,0],[69,0,72,0],[62,12,62,13],[62,14,62,15],[63,4,64,4],[63,5,64,5],[63,6,64,6],[63,7,64,7],[63,8,64,8],[63,9,64,9],[63,10,64,10],[63,11,64,11],[62,0,64,0],[62,1,64,1],[62,4,62,5],[62,6,62,7],[62,8,62,9],[62,10,62,11],[73,0,76,0],[79,0,80,1],[79,4,79,15],[80,4,80,5],[80,6,80,7],[80,8,80,9],[80,10,80,11],[80,12,80,13],[80,14,80,15],[82,12,83,12],[82,13,83,13],[82,14,83,14],[82,15,83,15],[84,0,87,0],[88,0,91,0],[81,12,81,13],[81,14,81,15],[82,4,83,4],[82,5,83,5],[82,6,83,6],[82,7,83,7],[82,8,83,8],[82,9,83,9],[82,10,83,10],[82,11,83,11],[81,0,83,0],[81,1,83,1],[81,4,81,5],[81,6,81,7],[81,8,81,9],[81,10,81,11],[92,0,95,0],[98,0,99,1],[98,4,98,15],[99,4,99,5],[99,6,99,7],[99,8,99,9],[99,10,99,11],[99,12,99,13],[99,14,99,15],[101,12,102,12],[101,13,102,13],[101,14,102,14],[101,15,102,15],[103,0,106,0],[107,0,110,0],[100,12,100,13],[100,14,100,15],[101,4,102,4],[101,5,102,5],[101,6,102,6],[101,7,102,7],[101,8,102,8],[101,9,102,9],[101,10,102,10],[101,11,102,11],[100,0,102,0],[100,1,102,1],[100,4,100,5],[100,6,100,7],[100,8,100,9],[100,10,100,11],[111,0,114,0],[117,0,118,1],[117,4,117,15],[118,4,118,5],[118,6,118,7],[118,8,118,9],[118,10,118,11],[118,12,118,13],[118,14,118,15],[130,0,133,0],[120,12,121,12],[120,13,121,13],[120,14,121,14],[120,15,121,15],[122,0,125,0],[126,0,129,0],[119,12,119,13],[119,14,119,15],[120,4,121,4],[120,5,121,5],[120,6,121,6],[120,7,121,7],[120,8,121,8],[120,9,121,9],[120,10,121,10],[120,11,121,11],[119,0,121,0],[119,1,121,1],[119,4,119,5],[119,6,119,7],[119,8,119,9],[119,10,119,11]]}
[]
["24ACC6_30"]
["Evaporator Air \n",null,"Condenser  Entering Air Temperature ˚F"]
[80,"°F DB",75,null,85,null,95,null,100,null,105,null,115,null,125]
["CFM","EWB†\n˚F","Capacity Mbtuh",null,"Capacity Mbtuh",null,"Capacity Mbtuh",null,"Capacity Mbtuh",null,"Capacity Mbtuh",null,"Capacity Mbtuh",null,"Capacity Mbtuh"]
[null,null,"Total","Sens.","Total","Sens.","Total","Sens.","Total","Sens.","Total","Sens.","Total","Sens.","Total","Sens."]
[null,null,null,null,null,null,null,null,null,null,null,null,null,null,null,null,null,"Total Factors",null,null,null,null,null,null,"Sens. %",null,null,null,null,null,null,"IDB Adj",null,null,null,null,null,null,"Sens Calc"]
[875,72,{"$f":"R8*$G$13","v":32.659650349650349},{"$f":"IF(AM8>C8,C8,AM8)","v":16.296293706293707},{"$f":"S8*$G$13","v":31.213006993006985},{"$f":"IF(AN8>E8,E8,AN8)","v":15.788531468531465},{"$f":"T8*$G$13","v":29.6993006993007},{"$f":"IF(AO8>G8,G8,AO8)","v":15.261608391608393},{"$f":"U8*$G$13","v":28.894545454545458},{"$f":"IF(AP8>I8,I8,AP8)","v":14.992591626425773},{"$f":"V8*$G$13","v":28.089790209790209},{"$f":"IF(AQ8>K8,K8,AQ8)","v":14.715524475524475},{"$f":"W8*$G$13","v":26.355734265734263},{"$f":"IF(AR8>M8,M8,AR8)","v":14.13111888111888},{"$f":"X8*$G$13","v":24.458811188811186},{"$f":"IF(AS8>O8,O8,AS8)","v":13.498811188811187},null,1.191958041958042,1.139160839160839,1.083916083916084,1.0545454545454547,1.0251748251748252,0.96188811188811185,0.89265734265734265,0.49897330595482547,0.50583179864947825,0.51387096774193552,0.51887272807287776,0.52387448840381989,0.53616866593965828,0.55189972581276925,0.83499999999999996,0.83499999999999996,0.83499999999999996,0.83499999999999996,0.83499999999999996,0.83499999999999996,0.83499999999999996,{"$f":"Y8*C8+($A$4-80)*AF8*$A$8/1000","v":16.296293706293707},{"$f":"Z8*E8+($A$4-80)*AG8*$A$8/1000","v":15.788531468531465},{"$f":"AA8*G8+($A$4-80)*AH8*$A$8/1000","v":15.261608391608393},{"$f":"AB8*I8+($A$4-80)*AI8*$A$8/1000","v":14.992591626425773},{"$f":"AC8*K8+($A$4-80)*AJ8*$A$8/1000","v":14.715524475524475},{"$f":"AD8*M8+($A$4-80)*AK8*$A$8/1000","v":14.13111888111888},{"$f":"AE8*O8+($A$4-80)*AL8*$A$8/1000","v":13.498811188811187}]
[null,67,29.689720279720277,20.080559440559441,28.367622377622375,{"$f":"IF(AN9>E9,E9,AN9)","v":19.572797202797201},{"$f":"T9*$G$13","v":26.978461538461534},{"$f":"IF(AO9>G9,G9,AO9)","v":19.045874125874121},26.23597902097902,{"$f":"IF(AP9>I9,I9,AP9)","v":18.770286597934483},25.493496503496502,{"$f":"IF(AQ9>K9,K9,AQ9)","v":18.480629370629369},23.883986013986011,{"$f":"IF(AR9>M9,M9,AR9)","v":17.877062937062934},22.130769230769229,{"$f":"IF(AS9>O9,O9,AS9)","v":17.23517482517482},null,1.0835664335664335,1.0353146853146853,0.98461538461538456,0.95751748251748248,0.93041958041958039,0.8716783216783216,0.80769230769230771,0.67634720877702492,0.6899696048632219,0.70596590909090906,0.71544067720610838,0.72491544532130781,0.7484957882069796,0.7787878787878787,0.83499999999999996,0.83499999999999996,0.83499999999999996,0.83499999999999996,0.83499999999999996,0.83499999999999996,0.83499999999999996,{"$f":"Y9*C9+($A$4-80)*AF9*$A$8/1000","v":20.080559440559441},{"$f":"Z9*E9+($A$4-80)*AG9*$A$8/1000","v":19.572797202797201},{"$f":"AA9*G9+($A$4-80)*AH9*$A$8/1000","v":19.045874125874121},{"$f":"AB9*I9+($A$4-80)*AI9*$A$8/1000","v":18.770286597934483},{"$f":"AC9*K9+($A$4-80)*AJ9*$A$8/1000","v":18.480629370629369},{"$f":"AD9*M9+($A$4-80)*AK9*$A$8/1000","v":17.877062937062934},{"$f":"AE9*O9+($A$4-80)*AL9*$A$8/1000","v":17.23517482517482}]
[null,62,27.122167832167829,23.816923076923075,25.943776223776219,23.289999999999996,{"$f":"T10*$G$13","v":24.717482517482516},22.724755244755244,24.123496503496501,23.151076489402069,23.529510489510486,23.529510489510486,22.303216783216783,22.303216783216783,20.952377622377622,20.952377622377622,null,0.98986013986013976,0.9468531468531467,0.90209790209790208,0.88041958041958035,0.85874125874125862,0.813986013986014,0.76468531468531464,0.87813493465206638,0.89771048744460857,0.91937984496124026,0.95968992248062013,1,1,1,0.83499999999999996,0.83499999999999996,0.83499999999999996,0.83499999999999996,0.83499999999999996,0.83499999999999996,0.83499999999999996,23.816923076923075,{"$f":"Z10*E10+($A$4-80)*AG10*$A$8/1000","v":23.289999999999996},{"$f":"AA10*G10+($A$4-80)*AH10*$A$8/1000","v":22.724755244755244},23.151076489402069,23.529510489510486,22.303216783216783,20.952377622377622]
[null,57,26.595244755244753,26.595244755244753,25.637202797202796,25.637202797202796,{"$f":"T11*$G$13","v":24.612097902097901},24.612097902097901,24.051643356643353,24.051643356643353,23.491188811188806,23.491188811188806,22.274475524475523,22.274475524475523,20.914055944055939,20.914055944055939,null,0.9706293706293706,0.93566433566433571,0.89825174825174825,0.87779720279720275,0.85734265734265724,0.81293706293706292,0.76328671328671316,1,1,1,1,1,1,1,0.83499999999999996,0.83499999999999996,0.83499999999999996,0.83499999999999996,0.83499999999999996,0.83499999999999996,0.83499999999999996,26.595244755244753,{"$f":"Z11*E11+($A$4-80)*AG11*$A$8/1000","v":25.637202797202796},{"$f":"AA11*G11+($A$4-80)*AH11*$A$8/1000","v":24.612097902097901},{"$f":"AB11*I11+($A$4-80)*AI11*$A$8/1000","v":24.051643356643353},23.491188811188806,22.274475524475523,20.914055944055939]
[1000,72,33.215314685314681,17.158531468531464,31.701608391608389,16.641188811188808,{"$f":"T12*$G$13","v":30.130419580419577},16.114265734265736,29.296923076923076,15.841351250173553,28.463426573426574,15.558601398601397,26.662307692307689,14.964615384615382,24.707902097902096,14.322727272727272,null,1.2122377622377623,1.156993006993007,1.0996503496503496,1.0692307692307692,1.0388111888111888,0.97307692307692295,0.90174825174825168,0.51658494375540809,0.52493200362647319,0.53481717011128782,0.54071723534174287,0.54661730057219782,0.56126482213438733,0.57968204730515704,0.83499999999999996,0.83499999999999996,0.83499999999999996,0.83499999999999996,0.83499999999999996,0.83499999999999996,0.83499999999999996,{"$f":"Y12*C12+($A$4-80)*AF12*$A$12/1000","v":17.158531468531464},{"$f":"Z12*E12+($A$4-80)*AG12*$A$12/1000","v":16.641188811188808},{"$f":"AA12*G12+($A$4-80)*AH12*$A$12/1000","v":16.114265734265736},{"$f":"AB12*I12+($A$4-80)*AI12*$A$12/1000","v":15.841351250173553},{"$f":"AC12*K12+($A$4-80)*AJ12*$A$12/1000","v":15.558601398601397},{"$f":"AD12*M12+($A$4-80)*AK12*$A$12/1000","v":14.964615384615382},{"$f":"AE12*O12+($A$4-80)*AL12*$A$12/1000","v":14.322727272727272}]
[null,67,30.226223776223772,21.469720279720278,28.837062937062939,20.942797202797202,27.4,20.406293706293706,26.633566433566433,20.132210085433861,25.867132867132867,19.84104895104895,24.209720279720276,19.227902097902096,22.408601398601398,18.557272727272725,null,1.1031468531468531,1.0524475524475525,1,0.97202797202797209,0.94405594405594406,0.8835664335664335,0.81783216783216783,0.71030110935023771,0.72624584717607965,0.74475524475524479,0.75589614089614088,0.76703703703703707,0.79422239810051443,0.82813168020521588,0.83499999999999996,0.83499999999999996,0.83499999999999996,0.83499999999999996,0.83499999999999996,0.83499999999999996,0.83499999999999996,{"$f":"Y13*C13+($A$4-80)*AF13*$A$12/1000","v":21.469720279720278},{"$f":"Z13*E13+($A$4-80)*AG13*$A$12/1000","v":20.942797202797202},{"$f":"AA13*G13+($A$4-80)*AH13*$A$12/1000","v":20.406293706293706},{"$f":"AB13*I13+($A$4-80)*AI13*$A$12/1000","v":20.132210085433861},{"$f":"AC13*K13+($A$4-80)*AJ13*$A$12/1000","v":19.84104895104895},{"$f":"AD13*M13+($A$4-80)*AK13*$A$12/1000","v":19.227902097902096},{"$f":"AE13*O13+($A$4-80)*AL13*$A$12/1000","v":18.557272727272725}]
[null,62,27.811958041958039,27.56286713286713,26.719790209790208,26.719790209790208,{"$f":"T14*$G$13","v":25.618041958041957},25.618041958041957,25.024055944055942,25.024055944055942,24.430069930069926,24.430069930069926,23.127132867132868,23.127132867132868,21.690069930069928,21.690069930069928,null,1.015034965034965,0.97517482517482512,0.93496503496503491,0.91328671328671329,0.89160839160839156,0.84405594405594409,0.79160839160839158,0.99104374784705473,1,1,1,1,1,1,0.83499999999999996,0.83499999999999996,0.83499999999999996,0.83499999999999996,0.83499999999999996,0.83499999999999996,0.83499999999999996,27.56286713286713,{"$f":"Z14*E14+($A$4-80)*AG14*$A$12/1000","v":26.719790209790208},{"$f":"AA14*G14+($A$4-80)*AH14*$A$12/1000","v":25.618041958041957},25.024055944055942,24.430069930069926,23.127132867132868,21.690069930069928]
[null,57,27.716153846153844,27.716153846153844,26.671888111888109,26.671888111888109,25.579720279720277,25.579720279720277,24.985734265734266,24.985734265734266,24.39174825174825,24.39174825174825,23.098391608391609,23.098391608391609,21.661328671328668,21.661328671328668,null,1.0115384615384615,0.97342657342657335,0.93356643356643354,0.91188811188811192,0.89020979020979019,0.843006993006993,0.7905594405594405,1,1,1,1,1,1,1,0.83499999999999996,0.83499999999999996,0.83499999999999996,0.83499999999999996,0.83499999999999996,0.83499999999999996,0.83499999999999996,27.716153846153844,{"$f":"Z15*E15+($A$4-80)*AG15*$A$12/1000","v":26.671888111888109},{"$f":"AA15*G15+($A$4-80)*AH15*$A$12/1000","v":25.579720279720277},24.985734265734266,24.39174825174825,23.098391608391609,21.661328671328668]
[1125,72,33.617692307692309,17.98244755244755,32.046503496503497,17.455524475524474,30.427412587412586,16.919020979020978,29.56996503496503,16.642196760148586,28.71251748251748,16.353776223776222,26.863496503496499,15.759790209790207,24.870769230769231,15.117902097902098,null,1.226923076923077,1.1695804195804196,1.1104895104895105,1.0791958041958041,1.0479020979020979,0.98041958041958033,0.90769230769230769,0.53491023083499567,0.54469357249626305,0.55604534005037776,0.56280745480997374,0.56956956956956961,0.58666191155492153,0.60785824345146378,0.83499999999999996,0.83499999999999996,0.83499999999999996,0.83499999999999996,0.83499999999999996,0.83499999999999996,0.83499999999999996,{"$f":"Y16*C16+($A$4-80)*AF16*$A$16/1000","v":17.98244755244755},{"$f":"Z16*E16+($A$4-80)*AG16*$A$16/1000","v":17.455524475524474},{"$f":"AA16*G16+($A$4-80)*AH16*$A$16/1000","v":16.919020979020978},{"$f":"AB16*I16+($A$4-80)*AI16*$A$16/1000","v":16.642196760148586},{"$f":"AC16*K16+($A$4-80)*AJ16*$A$16/1000","v":16.353776223776222},{"$f":"AD16*M16+($A$4-80)*AK16*$A$16/1000","v":15.759790209790207},{"$f":"AE16*O16+($A$4-80)*AL16*$A$16/1000","v":15.117902097902098}]
[null,67,30.619020979020974,22.801398601398596,29.19153846153846,22.264895104895103,27.716153846153844,21.718811188811191,26.930559440559438,21.436325834903723,26.144965034965029,21.134405594405589,24.449230769230766,20.511678321678318,22.628951048951048,19.821888111888114,null,1.1174825174825174,1.0653846153846154,1.0115384615384615,0.98286713286713279,0.95419580419580408,0.89230769230769225,0.8258741258741259,0.74468085106382975,0.76271742697735478,0.78361562391980655,0.7959851663021531,0.80835470868449977,0.83894984326018807,0.87595258255715502,0.83499999999999996,0.83499999999999996,0.83499999999999996,0.83499999999999996,0.83499999999999996,0.83499999999999996,0.83499999999999996,{"$f":"Y17*C17+($A$4-80)*AF17*$A$16/1000","v":22.801398601398596},{"$f":"Z17*E17+($A$4-80)*AG17*$A$16/1000","v":22.264895104895103},{"$f":"AA17*G17+($A$4-80)*AH17*$A$16/1000","v":21.718811188811191},{"$f":"AB17*I17+($A$4-80)*AI17*$A$16/1000","v":21.436325834903723},{"$f":"AC17*K17+($A$4-80)*AJ17*$A$16/1000","v":21.134405594405589},{"$f":"AD17*M17+($A$4-80)*AK17*$A$16/1000","v":20.511678321678318},{"$f":"AE17*O17+($A$4-80)*AL17*$A$16/1000","v":19.821888111888114}]
[null,62,28.674195804195804,28.674195804195804,27.572447552447549,27.572447552447549,26.413216783216779,26.413216783216779,25.785699300699299,25.785699300699299,25.158181818181816,25.158181818181816,23.788181818181812,23.788181818181812,22.284055944055943,22.284055944055943,null,1.0465034965034965,1.0062937062937063,0.96398601398601391,0.94108391608391606,0.91818181818181821,0.86818181818181805,0.81328671328671331,1,1,1,1,1,1,1,0.83499999999999996,0.83499999999999996,0.83499999999999996,0.83499999999999996,0.83499999999999996,0.83499999999999996,0.83499999999999996,28.674195804195804,{"$f":"Z18*E18+($A$4-80)*AG18*$A$16/1000","v":27.572447552447549},{"$f":"AA18*G18+($A$4-80)*AH18*$A$16/1000","v":26.413216783216779},25.785699300699299,25.158181818181816,23.788181818181812,22.284055944055943]
[null,57,28.635874125874125,28.635874125874125,27.534125874125866,27.534125874125866,26.374895104895103,26.374895104895103,25.747377622377616,25.747377622377616,25.119860139860137,25.119860139860137,23.759440559440556,23.759440559440556,22.255314685314683,22.255314685314683,null,1.0451048951048951,1.0048951048951047,0.96258741258741254,0.93968531468531458,0.91678321678321673,0.86713286713286708,0.81223776223776223,1,1,1,1,1,1,1,0.83499999999999996,0.83499999999999996,0.83499999999999996,0.83499999999999996,0.83499999999999996,0.83499999999999996,0.83499999999999996,28.635874125874125,{"$f":"Z19*E19+($A$4-80)*AG19*$A$16/1000","v":27.534125874125866},{"$f":"AA19*G19+($A$4-80)*AH19*$A$16/1000","v":26.374895104895103},25.747377622377616,25.119860139860137,23.759440559440556,22.255314685314683]

{"sheet":"24ACC6_36","index":36,"n_rows":19,"n_cols":45,"rows_kept":19,"cut":false,"hidden":true,"merged":[[2,0,2,1],[2,2,2,15],[3,2,3,3],[3,4,3,5],[3,6,3,7],[3,8,3,9],[3,10,3,11],[3,12,3,13],[3,14,3,15],[5,2,6,2],[5,3,6,3],[5,4,6,4],[5,5,6,5],[5,6,6,6],[5,7,6,7],[5,8,6,8],[4,0,6,0],[4,1,6,1],[4,2,4,3],[4,4,4,5],[4,6,4,7],[4,8,4,9],[5,9,6,9],[5,10,6,10],[5,11,6,11],[5,12,6,12],[5,13,6,13],[5,14,6,14],[5,15,6,15],[4,10,4,11],[4,12,4,13],[4,14,4,15],[7,0,10,0],[11,0,14,0],[15,0,18,0],[22,4,22,15],[23,4,23,5],[23,6,23,7],[23,8,23,9],[23,10,23,11],[23,12,23,13],[23,14,23,15],[25,12,26,12],[25,13,26,13],[25,14,26,14],[25,15,26,15],[27,0,30,0],[31,0,34,0],[24,12,24,13],[24,14,24,15],[25,4,26,4],[25,5,26,5],[25,6,26,6],[25,7,26,7],[25,8,26,8],[25,9,26,9],[25,10,26,10],[25,11,26,11],[24,0,26,0],[24,1,26,1],[24,4,24,5],[24,6,24,7],[24,8,24,9],[24,10,24,11],[35,0,38,0],[41,0,42,1],[41,4,41,15],[42,4,42,5],[42,6,42,7],[42,8,42,9],[42,10,42,11],[42,12,42,13],[42,14,42,15],[44,12,45,12],[44,13,45,13],[44,14,45,14],[44,15,45,15],[46,0,49,0],[50,0,53,0],[43,12,43,13],[43,14,43,15],[44,4,45,4],[44,5,45,5],[44,6,45,6],[44,7,45,7],[44,8,45,8],[44,9,45,9],[44,10,45,10],[44,11,45,11],[43,0,45,0],[43,1,45,1],[43,4,43,5],[43,6,43,7],[43,8,43,9],[43,10,43,11],[54,0,57,0],[60,0,61,1],[60,4,60,15],[61,4,61,5],[61,6,61,7],[61,8,61,9],[61,10,61,11],[61,12,61,13],[61,14,61,15],[63,12,64,12],[63,13,64,13],[63,14,64,14],[63,15,64,15],[65,0,68,0],[69,0,72,0],[62,12,62,13],[62,14,62,15],[63,4,64,4],[63,5,64,5],[63,6,64,6],[63,7,64,7],[63,8,64,8],[63,9,64,9],[63,10,64,10],[63,11,64,11],[62,0,64,0],[62,1,64,1],[62,4,62,5],[62,6,62,7],[62,8,62,9],[62,10,62,11],[73,0,76,0],[79,0,80,1],[79,4,79,15],[80,4,80,5],[80,6,80,7],[80,8,80,9],[80,10,80,11],[80,12,80,13],[80,14,80,15],[82,12,83,12],[82,13,83,13],[82,14,83,14],[82,15,83,15],[84,0,87,0],[88,0,91,0],[81,12,81,13],[81,14,81,15],[82,4,83,4],[82,5,83,5],[82,6,83,6],[82,7,83,7],[82,8,83,8],[82,9,83,9],[82,10,83,10],[82,11,83,11],[81,0,83,0],[81,1,83,1],[81,4,81,5],[81,6,81,7],[81,8,81,9],[81,10,81,11],[92,0,95,0],[98,0,99,1],[98,4,98,15],[99,4,99,5],[99,6,99,7],[99,8,99,9],[99,10,99,11],[99,12,99,13],[99,14,99,15],[101,12,102,12],[101,13,102,13],[101,14,102,14],[101,15,102,15],[103,0,106,0],[107,0,110,0],[100,12,100,13],[100,14,100,15],[101,4,102,4],[101,5,102,5],[101,6,102,6],[101,7,102,7],[101,8,102,8],[101,9,102,9],[101,10,102,10],[101,11,102,11],[100,0,102,0],[100,1,102,1],[100,4,100,5],[100,6,100,7],[100,8,100,9],[100,10,100,11],[111,0,114,0],[117,0,118,1],[117,4,117,15],[118,4,118,5],[118,6,118,7],[118,8,118,9],[118,10,118,11],[118,12,118,13],[118,14,118,15],[130,0,133,0],[120,12,121,12],[120,13,121,13],[120,14,121,14],[120,15,121,15],[122,0,125,0],[126,0,129,0],[119,12,119,13],[119,14,119,15],[120,4,121,4],[120,5,121,5],[120,6,121,6],[120,7,121,7],[120,8,121,8],[120,9,121,9],[120,10,121,10],[120,11,121,11],[119,0,121,0],[119,1,121,1],[119,4,119,5],[119,6,119,7],[119,8,119,9],[119,10,119,11]]}
[]
["24ACC6_36"]
["Evaporator Air \n",null,"Condenser  Entering Air Temperature ˚F"]
[80,"°F DB",75,null,85,null,95,null,100,null,105,null,115,null,125]
["CFM","EWB†\n˚F","Capacity Mbtuh",null,"Capacity Mbtuh",null,"Capacity Mbtuh",null,"Capacity Mbtuh",null,"Capacity Mbtuh",null,"Capacity Mbtuh",null,"Capacity Mbtuh"]
[null,null,"Total","Sens.","Total","Sens.","Total","Sens.","Total","Sens.","Total","Sens.","Total","Sens.","Total","Sens."]
[null,null,null,null,null,null,null,null,null,null,null,null,null,null,null,null,null,"Total Factors",null,null,null,null,null,null,"Sens. %",null,null,null,null,null,null,"IDB Adj",null,null,null,null,null,null,"Sens Calc"]
[1050,72,{"$f":"R8*$G$13","v":40.582558139534889},{"$f":"IF(AM8>C8,C8,AM8)","v":20.083720930232559},{"$f":"S8*$G$13","v":38.763953488372096},{"$f":"IF(AN8>E8,E8,AN8)","v":19.451162790697676},{"$f":"T8*$G$13","v":36.836627906976751},{"$f":"IF(AO8>G8,G8,AO8)","v":18.788953488372098},{"$f":"U8*$G$13","v":35.813662790697677},{"$f":"IF(AP8>I8,I8,AP8)","v":18.448193701396313},{"$f":"V8*$G$13","v":34.79069767441861},{"$f":"IF(AQ8>K8,K8,AQ8)","v":18.097093023255816},{"$f":"W8*$G$13","v":32.626162790697677},{"$f":"IF(AR8>M8,M8,AR8)","v":17.365697674418609},{"$f":"X8*$G$13","v":30.293604651162791},{"$f":"IF(AS8>O8,O8,AS8)","v":16.594767441860466},null,1.1936046511627909,1.1401162790697674,1.0834302325581397,1.0533430232558141,1.0232558139534884,0.95959302325581397,0.89098837209302328,0.4948855333658061,0.50178480367159617,0.51006171183257309,0.51511608318901381,0.52017045454545452,0.53226295062102402,0.54779771615008155,0.83499999999999996,0.83499999999999996,0.83499999999999996,0.83499999999999996,0.83499999999999996,0.83499999999999996,0.83499999999999996,{"$f":"Y8*C8+($A$4-80)*AF8*$A$8/1000","v":20.083720930232559},{"$f":"Z8*E8+($A$4-80)*AG8*$A$8/1000","v":19.451162790697676},{"$f":"AA8*G8+($A$4-80)*AH8*$A$8/1000","v":18.788953488372098},{"$f":"AB8*I8+($A$4-80)*AI8*$A$8/1000","v":18.448193701396313},{"$f":"AC8*K8+($A$4-80)*AJ8*$A$8/1000","v":18.097093023255816},{"$f":"AD8*M8+($A$4-80)*AK8*$A$8/1000","v":17.365697674418609},{"$f":"AE8*O8+($A$4-80)*AL8*$A$8/1000","v":16.594767441860466}]
[null,67,36.895930232558143,24.729069767441864,35.235465116279066,{"$f":"IF(AN9>E9,E9,AN9)","v":24.096511627906974},{"$f":"T9*$G$13","v":33.476162790697671},{"$f":"IF(AO9>G9,G9,AO9)","v":23.424418604651162},32.532267441860462,{"$f":"IF(AP9>I9,I9,AP9)","v":23.08279781528341},31.58837209302326,{"$f":"IF(AQ9>K9,K9,AQ9)","v":22.722674418604651},29.60174418604651,{"$f":"IF(AR9>M9,M9,AR9)","v":21.981395348837207},27.46686046511628,{"$f":"IF(AS9>O9,O9,AS9)","v":21.200581395348838},null,1.0851744186046512,1.0363372093023255,0.98459302325581388,0.95683139534883721,0.92906976744186054,0.87063953488372092,0.80784883720930234,0.67023841414412,0.68387096774193545,0.6997342781222321,0.70953547448039012,0.71933667083854813,0.74257095158597664,0.77186038143216984,0.83499999999999996,0.83499999999999996,0.83499999999999996,0.83499999999999996,0.83499999999999996,0.83499999999999996,0.83499999999999996,{"$f":"Y9*C9+($A$4-80)*AF9*$A$8/1000","v":24.729069767441864},{"$f":"Z9*E9+($A$4-80)*AG9*$A$8/1000","v":24.096511627906974},{"$f":"AA9*G9+($A$4-80)*AH9*$A$8/1000","v":23.424418604651162},{"$f":"AB9*I9+($A$4-80)*AI9*$A$8/1000","v":23.08279781528341},{"$f":"AC9*K9+($A$4-80)*AJ9*$A$8/1000","v":22.722674418604651},{"$f":"AD9*M9+($A$4-80)*AK9*$A$8/1000","v":21.981395348837207},{"$f":"AE9*O9+($A$4-80)*AL9*$A$8/1000","v":21.200581395348838}]
[null,62,33.693604651162794,29.325000000000003,32.201162790697673,28.662790697674421,{"$f":"T10*$G$13","v":30.63953488372093},27.961046511627909,29.88343023255814,28.577235136909227,29.12732558139535,29.12732558139535,27.625,27.625,25.984302325581396,25.984302325581396,null,0.99098837209302337,0.9470930232558139,0.90116279069767447,0.8789244186046512,0.85668604651162794,0.8125,0.76424418604651168,0.87034320915224406,0.89011663597298962,0.91258064516129034,0.95629032258064517,1,1,1,0.83499999999999996,0.83499999999999996,0.83499999999999996,0.83499999999999996,0.83499999999999996,0.83499999999999996,0.83499999999999996,29.325000000000003,{"$f":"Z10*E10+($A$4-80)*AG10*$A$8/1000","v":28.662790697674421},{"$f":"AA10*G10+($A$4-80)*AH10*$A$8/1000","v":27.961046511627909},28.577235136909227,29.12732558139535,27.625,25.984302325581396]
[null,57,32.991860465116282,32.991860465116282,31.786046511627905,31.786046511627905,{"$f":"T11*$G$13","v":30.491279069767444},30.491279069767444,29.789534883720933,29.789534883720933,29.087790697674418,29.087790697674418,27.585465116279074,27.585465116279074,25.944767441860467,25.944767441860467,null,0.97034883720930243,0.93488372093023253,0.89680232558139539,0.87616279069767444,0.8555232558139535,0.81133720930232567,0.76308139534883723,1,1,1,1,1,1,1,0.83499999999999996,0.83499999999999996,0.83499999999999996,0.83499999999999996,0.83499999999999996,0.83499999999999996,0.83499999999999996,32.991860465116282,{"$f":"Z11*E11+($A$4-80)*AG11*$A$8/1000","v":31.786046511627905},{"$f":"AA11*G11+($A$4-80)*AH11*$A$8/1000","v":30.491279069767444},{"$f":"AB11*I11+($A$4-80)*AI11*$A$8/1000","v":29.789534883720933},29.087790697674418,27.585465116279074,25.944767441860467]
[1200,72,41.2843023255814,21.151162790697676,39.376744186046515,20.498837209302323,{"$f":"T12*$G$13","v":37.380232558139539},19.836627906976748,36.317732558139539,19.487083268621056,35.255232558139539,19.125000000000004,33.001744186046515,18.383720930232563,30.6,17.61279069767442,null,1.2142441860465119,1.1581395348837211,1.0994186046511629,1.0681686046511629,1.0369186046511629,0.97063953488372101,0.9,0.51232942303088336,0.520582329317269,0.53067160232681121,0.53657213421639138,0.54247266610597145,0.55705300988319861,0.57558139534883723,0.83499999999999996,0.83499999999999996,0.83499999999999996,0.83499999999999996,0.83499999999999996,0.83499999999999996,0.83499999999999996,{"$f":"Y12*C12+($A$4-80)*AF12*$A$12/1000","v":21.151162790697676},{"$f":"Z12*E12+($A$4-80)*AG12*$A$12/1000","v":20.498837209302323},{"$f":"AA12*G12+($A$4-80)*AH12*$A$12/1000","v":19.836627906976748},{"$f":"AB12*I12+($A$4-80)*AI12*$A$12/1000","v":19.487083268621056},{"$f":"AC12*K12+($A$4-80)*AJ12*$A$12/1000","v":19.125000000000004},{"$f":"AD12*M12+($A$4-80)*AK12*$A$12/1000","v":18.383720930232563},{"$f":"AE12*O12+($A$4-80)*AL12*$A$12/1000","v":17.61279069767442}]
[null,67,37.577906976744188,26.438953488372093,35.82848837209302,25.786627906976744,34,25.104651162790695,33.031395348837208,24.754602689559924,32.062790697674416,24.383139534883721,29.997093023255818,23.631976744186048,27.80290697674419,22.831395348837216,null,1.105232558139535,1.0537790697674418,1,0.97151162790697665,0.94302325581395341,0.88226744186046524,0.81773255813953494,0.70357706470278791,0.71972413793103451,0.73837209302325579,0.74942649040805209,0.76048088779284839,0.78780889621087313,0.82118734447209396,0.83499999999999996,0.83499999999999996,0.83499999999999996,0.83499999999999996,0.83499999999999996,0.83499999999999996,0.83499999999999996,{"$f":"Y13*C13+($A$4-80)*AF13*$A$12/1000","v":26.438953488372093},{"$f":"Z13*E13+($A$4-80)*AG13*$A$12/1000","v":25.786627906976744},{"$f":"AA13*G13+($A$4-80)*AH13*$A$12/1000","v":25.104651162790695},{"$f":"AB13*I13+($A$4-80)*AI13*$A$12/1000","v":24.754602689559924},{"$f":"AC13*K13+($A$4-80)*AJ13*$A$12/1000","v":24.383139534883721},{"$f":"AD13*M13+($A$4-80)*AK13*$A$12/1000","v":23.631976744186048},{"$f":"AE13*O13+($A$4-80)*AL13*$A$12/1000","v":22.831395348837216}]
[null,62,34.533720930232555,31.588372093023256,33.140116279069773,33.140116279069773,{"$f":"T14*$G$13","v":31.746511627906976},31.746511627906976,30.995348837209299,30.995348837209299,30.244186046511629,30.244186046511629,28.633139534883721,28.633139534883721,26.893604651162793,26.893604651162793,null,1.0156976744186046,0.97470930232558151,0.93372093023255809,0.91162790697674412,0.88953488372093026,0.84215116279069768,0.79098837209302331,0.91471093302804818,1,1,1,1,1,1,0.83499999999999996,0.83499999999999996,0.83499999999999996,0.83499999999999996,0.83499999999999996,0.83499999999999996,0.83499999999999996,31.588372093023256,{"$f":"Z14*E14+($A$4-80)*AG14*$A$12/1000","v":33.140116279069773},{"$f":"AA14*G14+($A$4-80)*AH14*$A$12/1000","v":31.746511627906976},30.995348837209299,30.244186046511629,28.633139534883721,26.893604651162793]
[null,57,34.395348837209305,34.395348837209305,33.080813953488374,33.080813953488374,31.697093023255817,31.697093023255817,30.94593023255814,30.94593023255814,30.194767441860467,30.194767441860467,28.593604651162789,28.593604651162789,26.854069767441864,26.854069767441864,null,1.0116279069767442,0.97296511627906979,0.93226744186046517,0.9101744186046512,0.88808139534883723,0.84098837209302324,0.78982558139534897,1,1,1,1,1,1,1,0.83499999999999996,0.83499999999999996,0.83499999999999996,0.83499999999999996,0.83499999999999996,0.83499999999999996,0.83499999999999996,34.395348837209305,{"$f":"Z15*E15+($A$4-80)*AG15*$A$12/1000","v":33.080813953488374},{"$f":"AA15*G15+($A$4-80)*AH15*$A$12/1000","v":31.697093023255817},30.94593023255814,30.194767441860467,28.593604651162789,26.854069767441864]
[1350,72,41.788372093023256,22.159302325581397,39.821511627906979,21.506976744186051,37.745930232558138,20.825000000000003,36.653779069767438,20.476763875585799,35.561627906976739,20.113372093023255,33.258720930232556,19.362209302325581,30.797674418604654,18.581395348837212,null,1.2290697674418605,1.1712209302325582,1.1101744186046512,1.0780523255813952,1.0459302325581394,0.97819767441860461,0.90581395348837213,0.53027436140018924,0.54008438818565407,0.55171510866719042,0.55865355211013779,0.56559199555308515,0.58216939078751861,0.6033376123234917,0.83499999999999996,0.83499999999999996,0.83499999999999996,0.83499999999999996,0.83499999999999996,0.83499999999999996,0.83499999999999996,{"$f":"Y16*C16+($A$4-80)*AF16*$A$16/1000","v":22.159302325581397},{"$f":"Z16*E16+($A$4-80)*AG16*$A$16/1000","v":21.506976744186051},{"$f":"AA16*G16+($A$4-80)*AH16*$A$16/1000","v":20.825000000000003},{"$f":"AB16*I16+($A$4-80)*AI16*$A$16/1000","v":20.476763875585799},{"$f":"AC16*K16+($A$4-80)*AJ16*$A$16/1000","v":20.113372093023255},{"$f":"AD16*M16+($A$4-80)*AK16*$A$16/1000","v":19.362209302325581},{"$f":"AE16*O16+($A$4-80)*AL16*$A$16/1000","v":18.581395348837212}]
[null,67,38.062209302325577,28.079651162790693,36.27325581395349,27.407558139534885,34.395348837209305,26.71569767441861,33.397093023255813,26.362622587834963,32.398837209302329,25.984302325581396,30.293604651162791,25.21337209302326,28.059883720930234,24.373255813953488,null,1.1194767441860465,1.0668604651162792,1.0116279069767442,0.98226744186046511,0.95290697674418612,0.89098837209302328,0.82529069767441865,0.73773045962087769,0.7555858310626703,0.77672413793103456,0.7893687803749132,0.80201342281879184,0.83230016313213717,0.86861570975695668,0.83499999999999996,0.83499999999999996,0.83499999999999996,0.83499999999999996,0.83499999999999996,0.83499999999999996,0.83499999999999996,{"$f":"Y17*C17+($A$4-80)*AF17*$A$16/1000","v":28.079651162790693},{"$f":"Z17*E17+($A$4-80)*AG17*$A$16/1000","v":27.407558139534885},{"$f":"AA17*G17+($A$4-80)*AH17*$A$16/1000","v":26.71569767441861},{"$f":"AB17*I17+($A$4-80)*AI17*$A$16/1000","v":26.362622587834963},{"$f":"AC17*K17+($A$4-80)*AJ17*$A$16/1000","v":25.984302325581396},{"$f":"AD17*M17+($A$4-80)*AK17*$A$16/1000","v":25.21337209302326},{"$f":"AE17*O17+($A$4-80)*AL17*$A$16/1000","v":24.373255813953488}]
[null,62,35.591279069767445,35.591279069767445,34.207558139534882,34.207558139534882,32.734883720930235,32.734883720930235,31.939244186046512,31.939244186046512,31.143604651162793,31.143604651162793,29.453488372093027,29.453488372093027,27.615116279069767,27.615116279069767,null,1.0468023255813954,1.0061046511627907,0.96279069767441861,0.9393895348837209,0.91598837209302331,0.86627906976744196,0.81220930232558142,1,1,1,1,1,1,1,0.83499999999999996,0.83499999999999996,0.83499999999999996,0.83499999999999996,0.83499999999999996,0.83499999999999996,0.83499999999999996,35.591279069767445,{"$f":"Z18*E18+($A$4-80)*AG18*$A$16/1000","v":34.207558139534882},{"$f":"AA18*G18+($A$4-80)*AH18*$A$16/1000","v":32.734883720930235},31.939244186046512,31.143604651162793,29.453488372093027,27.615116279069767]
[null,57,35.541860465116287,35.541860465116287,34.158139534883723,34.158139534883723,32.695348837209302,32.695348837209302,31.899709302325583,31.899709302325583,31.10406976744186,31.10406976744186,29.413953488372094,29.413953488372094,27.585465116279074,27.585465116279074,null,1.0453488372093025,1.0046511627906978,0.96162790697674416,0.93822674418604657,0.91482558139534886,0.86511627906976751,0.81133720930232567,1,1,1,1,1,1,1,0.83499999999999996,0.83499999999999996,0.83499999999999996,0.83499999999999996,0.83499999999999996,0.83499999999999996,0.83499999999999996,35.541860465116287,{"$f":"Z19*E19+($A$4-80)*AG19*$A$16/1000","v":34.158139534883723},{"$f":"AA19*G19+($A$4-80)*AH19*$A$16/1000","v":32.695348837209302},31.899709302325583,31.10406976744186,29.413953488372094,27.585465116279074]

{"sheet":"24ACC6_42","index":37,"n_rows":19,"n_cols":45,"rows_kept":19,"cut":false,"hidden":true,"merged":[[2,0,2,1],[2,2,2,15],[3,2,3,3],[3,4,3,5],[3,6,3,7],[3,8,3,9],[3,10,3,11],[3,12,3,13],[3,14,3,15],[5,2,6,2],[5,3,6,3],[5,4,6,4],[5,5,6,5],[5,6,6,6],[5,7,6,7],[5,8,6,8],[4,0,6,0],[4,1,6,1],[4,2,4,3],[4,4,4,5],[4,6,4,7],[4,8,4,9],[5,9,6,9],[5,10,6,10],[5,11,6,11],[5,12,6,12],[5,13,6,13],[5,14,6,14],[5,15,6,15],[4,10,4,11],[4,12,4,13],[4,14,4,15],[7,0,10,0],[11,0,14,0],[15,0,18,0],[22,4,22,15],[23,4,23,5],[23,6,23,7],[23,8,23,9],[23,10,23,11],[23,12,23,13],[23,14,23,15],[25,12,26,12],[25,13,26,13],[25,14,26,14],[25,15,26,15],[27,0,30,0],[31,0,34,0],[24,12,24,13],[24,14,24,15],[25,4,26,4],[25,5,26,5],[25,6,26,6],[25,7,26,7],[25,8,26,8],[25,9,26,9],[25,10,26,10],[25,11,26,11],[24,0,26,0],[24,1,26,1],[24,4,24,5],[24,6,24,7],[24,8,24,9],[24,10,24,11],[35,0,38,0],[41,0,42,1],[41,4,41,15],[42,4,42,5],[42,6,42,7],[42,8,42,9],[42,10,42,11],[42,12,42,13],[42,14,42,15],[44,12,45,12],[44,13,45,13],[44,14,45,14],[44,15,45,15],[46,0,49,0],[50,0,53,0],[43,12,43,13],[43,14,43,15],[44,4,45,4],[44,5,45,5],[44,6,45,6],[44,7,45,7],[44,8,45,8],[44,9,45,9],[44,10,45,10],[44,11,45,11],[43,0,45,0],[43,1,45,1],[43,4,43,5],[43,6,43,7],[43,8,43,9],[43,10,43,11],[54,0,57,0],[60,0,61,1],[60,4,60,15],[61,4,61,5],[61,6,61,7],[61,8,61,9],[61,10,61,11],[61,12,61,13],[61,14,61,15],[63,12,64,12],[63,13,64,13],[63,14,64,14],[63,15,64,15],[65,0,68,0],[69,0,72,0],[62,12,62,13],[62,14,62,15],[63,4,64,4],[63,5,64,5],[63,6,64,6],[63,7,64,7],[63,8,64,8],[63,9,64,9],[63,10,64,10],[63,11,64,11],[62,0,64,0],[62,1,64,1],[62,4,62,5],[62,6,62,7],[62,8,62,9],[62,10,62,11],[73,0,76,0],[79,0,80,1],[79,4,79,15],[80,4,80,5],[80,6,80,7],[80,8,80,9],[80,10,80,11],[80,12,80,13],[80,14,80,15],[82,12,83,12],[82,13,83,13],[82,14,83,14],[82,15,83,15],[84,0,87,0],[88,0,91,0],[81,12,81,13],[81,14,81,15],[82,4,83,4],[82,5,83,5],[82,6,83,6],[82,7,83,7],[82,8,83,8],[82,9,83,9],[82,10,83,10],[82,11,83,11],[81,0,83,0],[81,1,83,1],[81,4,81,5],[81,6,81,7],[81,8,81,9],[81,10,81,11],[92,0,95,0],[98,0,99,1],[98,4,98,15],[99,4,99,5],[99,6,99,7],[99,8,99,9],[99,10,99,11],[99,12,99,13],[99,14,99,15],[101,12,102,12],[101,13,102,13],[101,14,102,14],[101,15,102,15],[103,0,106,0],[107,0,110,0],[100,12,100,13],[100,14,100,15],[101,4,102,4],[101,5,102,5],[101,6,102,6],[101,7,102,7],[101,8,102,8],[101,9,102,9],[101,10,102,10],[101,11,102,11],[100,0,102,0],[100,1,102,1],[100,4,100,5],[100,6,100,7],[100,8,100,9],[100,10,100,11],[111,0,114,0],[117,0,118,1],[117,4,117,15],[118,4,118,5],[118,6,118,7],[118,8,118,9],[118,10,118,11],[118,12,118,13],[118,14,118,15],[130,0,133,0],[120,12,121,12],[120,13,121,13],[120,14,121,14],[120,15,121,15],[122,0,125,0],[126,0,129,0],[119,12,119,13],[119,14,119,15],[120,4,121,4],[120,5,121,5],[120,6,121,6],[120,7,121,7],[120,8,121,8],[120,9,121,9],[120,10,121,10],[120,11,121,11],[119,0,121,0],[119,1,121,1],[119,4,119,5],[119,6,119,7],[119,8,119,9],[119,10,119,11]]}
[]
["24ACC6_42"]
["Evaporator Air \n",null,"Condenser  Entering Air Temperature ˚F"]
[80,"°F DB",75,null,85,null,95,null,100,null,105,null,115,null,125]
["CFM","EWB†\n˚F","Capacity Mbtuh",null,"Capacity Mbtuh",null,"Capacity Mbtuh",null,"Capacity Mbtuh",null,"Capacity Mbtuh",null,"Capacity Mbtuh",null,"Capacity Mbtuh"]
[null,null,"Total","Sens.","Total","Sens.","Total","Sens.","Total","Sens.","Total","Sens.","Total","Sens.","Total","Sens."]
[null,null,null,null,null,null,null,null,null,null,null,null,null,null,null,null,null,"Total Factors",null,null,null,null,null,null,"Sens. %",null,null,null,null,null,null,"IDB Adj",null,null,null,null,null,null,"Sens Calc"]
[1225,72,{"$f":"R8*$G$13","v":48.982650602409635},{"$f":"IF(AM8>C8,C8,AM8)","v":24.550602409638554},{"$f":"S8*$G$13","v":46.74},{"$f":"IF(AN8>E8,E8,AN8)","v":23.76024096385542},{"$f":"T8*$G$13","v":44.339277108433734},{"$f":"IF(AO8>G8,G8,AO8)","v":22.920481927710838},{"$f":"U8*$G$13","v":43.064819277108434},{"$f":"IF(AP8>I8,I8,AP8)","v":22.487527345015515},{"$f":"V8*$G$13","v":41.790361445783127},{"$f":"IF(AQ8>K8,K8,AQ8)","v":22.041204819277105},{"$f":"W8*$G$13","v":39.103132530120483},{"$f":"IF(AR8>M8,M8,AR8)","v":21.132289156626509},{"$f":"X8*$G$13","v":36.267710843373493},{"$f":"IF(AS8>O8,O8,AS8)","v":20.183855421686744},null,1.1946987951807229,1.1400000000000001,1.0814457831325301,1.0503614457831325,1.0192771084337349,0.95373493975903612,0.88457831325301206,0.50121016538926988,0.5083491862185584,0.51693404634581097,0.52217860709725539,0.5274231678486998,0.54042445679636186,0.55652410787251427,0.83499999999999996,0.83499999999999996,0.83499999999999996,0.83499999999999996,0.83499999999999996,0.83499999999999996,0.83499999999999996,{"$f":"Y8*C8+($A$4-80)*AF8*$A$8/1000","v":24.550602409638554},{"$f":"Z8*E8+($A$4-80)*AG8*$A$8/1000","v":23.76024096385542},{"$f":"AA8*G8+($A$4-80)*AH8*$A$8/1000","v":22.920481927710838},{"$f":"AB8*I8+($A$4-80)*AI8*$A$8/1000","v":22.487527345015515},{"$f":"AC8*K8+($A$4-80)*AJ8*$A$8/1000","v":22.041204819277105},{"$f":"AD8*M8+($A$4-80)*AK8*$A$8/1000","v":21.132289156626509},{"$f":"AE8*O8+($A$4-80)*AL8*$A$8/1000","v":20.183855421686744}]
[null,67,44.625783132530117,30.260963855421682,42.580722891566268,{"$f":"IF(AN9>E9,E9,AN9)","v":29.460722891566267},{"$f":"T9*$G$13","v":40.40722891566265},{"$f":"IF(AO9>G9,G9,AO9)","v":28.630843373493978},39.246385542168674,{"$f":"IF(AP9>I9,I9,AP9)","v":28.19778481253508},38.085542168674692,{"$f":"IF(AQ9>K9,K9,AQ9)","v":27.741686746987945},35.635421686746987,{"$f":"IF(AR9>M9,M9,AR9)","v":26.822891566265056},33.066746987951802,{"$f":"IF(AS9>O9,O9,AS9)","v":25.864578313253009},null,1.088433734939759,1.03855421686747,0.98554216867469879,0.95722891566265056,0.92891566265060233,0.8691566265060241,0.8065060240963855,0.67810493690502538,0.69187935034802783,0.70855745721271401,0.71848106323670713,0.72840466926070035,0.75270307734959796,0.78219300866447572,0.83499999999999996,0.83499999999999996,0.83499999999999996,0.83499999999999996,0.83499999999999996,0.83499999999999996,0.83499999999999996,{"$f":"Y9*C9+($A$4-80)*AF9*$A$8/1000","v":30.260963855421682},{"$f":"Z9*E9+($A$4-80)*AG9*$A$8/1000","v":29.460722891566267},{"$f":"AA9*G9+($A$4-80)*AH9*$A$8/1000","v":28.630843373493978},{"$f":"AB9*I9+($A$4-80)*AI9*$A$8/1000","v":28.19778481253508},{"$f":"AC9*K9+($A$4-80)*AJ9*$A$8/1000","v":27.741686746987945},{"$f":"AD9*M9+($A$4-80)*AK9*$A$8/1000","v":26.822891566265056},{"$f":"AE9*O9+($A$4-80)*AL9*$A$8/1000","v":25.864578313253009}]
[null,62,40.822168674698794,35.892289156626504,39.014216867469884,35.082168674698799,{"$f":"T10*$G$13","v":37.107469879518078},34.193012048192777,36.163975903614457,34.743798468634921,35.220481927710843,35.220481927710843,33.37301204819277,33.37301204819277,31.377349397590361,31.377349397590361,null,0.99566265060240966,0.951566265060241,0.90506024096385551,0.88204819277108437,0.85903614457831323,0.81397590361445782,0.7653012048192771,0.87923523717328167,0.89921499113699666,0.92145899893503724,0.96072949946751862,1,1,1,0.83499999999999996,0.83499999999999996,0.83499999999999996,0.83499999999999996,0.83499999999999996,0.83499999999999996,0.83499999999999996,35.892289156626504,{"$f":"Z10*E10+($A$4-80)*AG10*$A$8/1000","v":35.082168674698799},{"$f":"AA10*G10+($A$4-80)*AH10*$A$8/1000","v":34.193012048192777},34.743798468634921,35.220481927710843,33.37301204819277,31.377349397590361]
[null,57,39.962650602409646,39.962650602409646,38.490602409638555,38.490602409638555,{"$f":"T11*$G$13","v":36.890120481927717},36.890120481927717,36.030602409638554,36.030602409638554,35.171084337349399,35.171084337349399,33.323614457831326,33.323614457831326,31.337831325301206,31.337831325301206,null,0.974698795180723,0.93879518072289159,0.89975903614457842,0.87879518072289164,0.85783132530120487,0.81277108433734935,0.76433734939759035,1,1,1,1,1,1,1,0.83499999999999996,0.83499999999999996,0.83499999999999996,0.83499999999999996,0.83499999999999996,0.83499999999999996,0.83499999999999996,39.962650602409646,{"$f":"Z11*E11+($A$4-80)*AG11*$A$8/1000","v":38.490602409638555},{"$f":"AA11*G11+($A$4-80)*AH11*$A$8/1000","v":36.890120481927717},{"$f":"AB11*I11+($A$4-80)*AI11*$A$8/1000","v":36.030602409638554},35.171084337349399,33.323614457831326,31.337831325301206]
[1400,72,49.792771084337346,25.825060240963857,47.441445783132529,25.00506024096385,{"$f":"T12*$G$13","v":44.932048192771084},24.15542168674699,43.618072289156629,23.718975374471214,42.304096385542167,23.266265060240965,39.508192771084339,22.337590361445784,36.57397590361446,21.369397590361444,null,1.2144578313253012,1.1571084337349398,1.0959036144578314,1.0638554216867471,1.0318072289156626,0.96361445783132538,0.89204819277108438,0.5186507936507937,0.52707205331112028,0.53759894459102908,0.54378779550896628,0.54997664642690336,0.56539134783695921,0.58427876823338731,0.83499999999999996,0.83499999999999996,0.83499999999999996,0.83499999999999996,0.83499999999999996,0.83499999999999996,0.83499999999999996,{"$f":"Y12*C12+($A$4-80)*AF12*$A$12/1000","v":25.825060240963857},{"$f":"Z12*E12+($A$4-80)*AG12*$A$12/1000","v":25.00506024096385},{"$f":"AA12*G12+($A$4-80)*AH12*$A$12/1000","v":24.15542168674699},{"$f":"AB12*I12+($A$4-80)*AI12*$A$12/1000","v":23.718975374471214},{"$f":"AC12*K12+($A$4-80)*AJ12*$A$12/1000","v":23.266265060240965},{"$f":"AD12*M12+($A$4-80)*AK12*$A$12/1000","v":22.337590361445784},{"$f":"AE12*O12+($A$4-80)*AL12*$A$12/1000","v":21.369397590361444}]
[null,67,45.39638554216868,32.296144578313253,43.272289156626506,31.486024096385545,41,30.626506024096383,39.79963855421687,30.190893045756873,38.599277108433732,29.727469879518072,36.070120481927709,28.788915662650602,33.422409638554214,27.791084337349396,null,1.1072289156626507,1.0554216867469879,1,0.97072289156626512,0.94144578313253013,0.87975903614457829,0.81518072289156618,0.71142546245919469,0.72762557077625578,0.74698795180722888,0.7585720409151322,0.77015613002303562,0.79813749657628053,0.83151049364469409,0.83499999999999996,0.83499999999999996,0.83499999999999996,0.83499999999999996,0.83499999999999996,0.83499999999999996,0.83499999999999996,{"$f":"Y13*C13+($A$4-80)*AF13*$A$12/1000","v":32.296144578313253},{"$f":"Z13*E13+($A$4-80)*AG13*$A$12/1000","v":31.486024096385545},{"$f":"AA13*G13+($A$4-80)*AH13*$A$12/1000","v":30.626506024096383},{"$f":"AB13*I13+($A$4-80)*AI13*$A$12/1000","v":30.190893045756873},{"$f":"AC13*K13+($A$4-80)*AJ13*$A$12/1000","v":29.727469879518072},{"$f":"AD13*M13+($A$4-80)*AK13*$A$12/1000","v":28.788915662650602},{"$f":"AE13*O13+($A$4-80)*AL13*$A$12/1000","v":27.791084337349396}]
[null,62,41.800240963855423,38.58939759036145,40.061445783132527,40.061445783132527,{"$f":"T14*$G$13","v":38.352289156626512},38.352289156626512,37.42361445783132,37.42361445783132,36.494939759036143,36.494939759036143,34.509156626506019,34.509156626506019,32.38506024096386,32.38506024096386,null,1.0195180722891566,0.97710843373493972,0.935421686746988,0.91277108433734933,0.89012048192771076,0.84168674698795176,0.78987951807228918,0.92318600803592532,1,1,1,1,1,1,0.83499999999999996,0.83499999999999996,0.83499999999999996,0.83499999999999996,0.83499999999999996,0.83499999999999996,0.83499999999999996,38.58939759036145,{"$f":"Z14*E14+($A$4-80)*AG14*$A$12/1000","v":40.061445783132527},{"$f":"AA14*G14+($A$4-80)*AH14*$A$12/1000","v":38.352289156626512},37.42361445783132,36.494939759036143,34.509156626506019,32.38506024096386]
[null,57,41.59277108433735,41.59277108433735,40.012048192771083,40.012048192771083,38.293012048192772,38.293012048192772,37.369277108433735,37.369277108433735,36.445542168674699,36.445542168674699,34.469638554216871,34.469638554216871,32.345542168674697,32.345542168674697,null,1.0144578313253012,0.97590361445783136,0.93397590361445781,0.91144578313253011,0.8889156626506024,0.84072289156626512,0.78891566265060242,1,1,1,1,1,1,1,0.83499999999999996,0.83499999999999996,0.83499999999999996,0.83499999999999996,0.83499999999999996,0.83499999999999996,0.83499999999999996,41.59277108433735,{"$f":"Z15*E15+($A$4-80)*AG15*$A$12/1000","v":40.012048192771083},{"$f":"AA15*G15+($A$4-80)*AH15*$A$12/1000","v":38.293012048192772},37.369277108433735,36.445542168674699,34.469638554216871,32.345542168674697]
[1575,72,50.365783132530119,27.020481927710847,47.935421686746992,26.190602409638554,45.356867469879518,25.331084337349402,43.998433734939759,24.891415082332813,42.639999999999993,24.432048192771084,39.765060240963855,23.493493975903615,36.771566265060237,22.515421686746986,null,1.2284337349397589,1.1691566265060243,1.1062650602409638,1.0731325301204819,1.0399999999999998,0.96987951807228912,0.89686746987951804,0.53648489603766192,0.54637262984336354,0.55848399041603147,0.56573411754351155,0.57298424467099174,0.59080745341614904,0.61230521225147772,0.83499999999999996,0.83499999999999996,0.83499999999999996,0.83499999999999996,0.83499999999999996,0.83499999999999996,0.83499999999999996,{"$f":"Y16*C16+($A$4-80)*AF16*$A$16/1000","v":27.020481927710847},{"$f":"Z16*E16+($A$4-80)*AG16*$A$16/1000","v":26.190602409638554},{"$f":"AA16*G16+($A$4-80)*AH16*$A$16/1000","v":25.331084337349402},{"$f":"AB16*I16+($A$4-80)*AI16*$A$16/1000","v":24.891415082332813},{"$f":"AC16*K16+($A$4-80)*AJ16*$A$16/1000","v":24.432048192771084},{"$f":"AD16*M16+($A$4-80)*AK16*$A$16/1000","v":23.493493975903615},{"$f":"AE16*O16+($A$4-80)*AL16*$A$16/1000","v":22.515421686746986}]
[null,67,45.969397590361446,34.242409638554214,43.776144578313257,33.412530120481932,41.444578313253011,32.543132530120481,40.209638554216873,32.099904218131492,38.974698795180721,31.624337349397585,36.386265060240959,30.656144578313249,33.699036144578315,29.62867469879518,null,1.1212048192771085,1.0677108433734941,1.0108433734939759,0.98072289156626513,0.95060240963855425,0.88746987951807221,0.82192771084337346,0.74489576617236186,0.76325885804558791,0.7852205005959475,0.79831367235120565,0.8114068441064638,0.84251968503937014,0.87921430665493983,0.83499999999999996,0.83499999999999996,0.83499999999999996,0.83499999999999996,0.83499999999999996,0.83499999999999996,0.83499999999999996,{"$f":"Y17*C17+($A$4-80)*AF17*$A$16/1000","v":34.242409638554214},{"$f":"Z17*E17+($A$4-80)*AG17*$A$16/1000","v":33.412530120481932},{"$f":"AA17*G17+($A$4-80)*AH17*$A$16/1000","v":32.543132530120481},{"$f":"AB17*I17+($A$4-80)*AI17*$A$16/1000","v":32.099904218131492},{"$f":"AC17*K17+($A$4-80)*AJ17*$A$16/1000","v":31.624337349397585},{"$f":"AD17*M17+($A$4-80)*AK17*$A$16/1000","v":30.656144578313249},{"$f":"AE17*O17+($A$4-80)*AL17*$A$16/1000","v":29.62867469879518}]
[null,62,42.995662650602412,42.995662650602412,41.316144578313256,41.316144578313256,39.478554216867472,39.478554216867472,38.500481927710844,38.500481927710844,37.522409638554215,37.522409638554215,35.427951807228915,35.427951807228915,33.175421686746986,33.175421686746986,null,1.0486746987951807,1.007710843373494,0.96289156626506023,0.93903614457831319,0.91518072289156616,0.86409638554216861,0.80915662650602405,1,1,1,1,1,1,1,0.83499999999999996,0.83499999999999996,0.83499999999999996,0.83499999999999996,0.83499999999999996,0.83499999999999996,0.83499999999999996,42.995662650602412,{"$f":"Z18*E18+($A$4-80)*AG18*$A$16/1000","v":41.316144578313256},{"$f":"AA18*G18+($A$4-80)*AH18*$A$16/1000","v":39.478554216867472},38.500481927710844,37.522409638554215,35.427951807228915,33.175421686746986]
[null,57,42.936385542168679,42.936385542168679,41.256867469879516,41.256867469879516,39.429156626506021,39.429156626506021,38.451084337349393,38.451084337349393,37.473012048192771,37.473012048192771,35.378554216867471,35.378554216867471,33.14578313253012,33.14578313253012,null,1.0472289156626506,1.0062650602409637,0.96168674698795176,0.93783132530120472,0.9139759036144578,0.86289156626506025,0.80843373493975901,1,1,1,1,1,1,1,0.83499999999999996,0.83499999999999996,0.83499999999999996,0.83499999999999996,0.83499999999999996,0.83499999999999996,0.83499999999999996,42.936385542168679,{"$f":"Z19*E19+($A$4-80)*AG19*$A$16/1000","v":41.256867469879516},{"$f":"AA19*G19+($A$4-80)*AH19*$A$16/1000","v":39.429156626506021},38.451084337349393,37.473012048192771,35.378554216867471,33.14578313253012]

{"sheet":"24ACC6_48","index":38,"n_rows":19,"n_cols":45,"rows_kept":19,"cut":false,"hidden":true,"merged":[[2,0,2,1],[2,2,2,15],[3,2,3,3],[3,4,3,5],[3,6,3,7],[3,8,3,9],[3,10,3,11],[3,12,3,13],[3,14,3,15],[5,2,6,2],[5,3,6,3],[5,4,6,4],[5,5,6,5],[5,6,6,6],[5,7,6,7],[5,8,6,8],[4,0,6,0],[4,1,6,1],[4,2,4,3],[4,4,4,5],[4,6,4,7],[4,8,4,9],[5,9,6,9],[5,10,6,10],[5,11,6,11],[5,12,6,12],[5,13,6,13],[5,14,6,14],[5,15,6,15],[4,10,4,11],[4,12,4,13],[4,14,4,15],[7,0,10,0],[11,0,14,0],[15,0,18,0],[22,4,22,15],[23,4,23,5],[23,6,23,7],[23,8,23,9],[23,10,23,11],[23,12,23,13],[23,14,23,15],[25,12,26,12],[25,13,26,13],[25,14,26,14],[25,15,26,15],[27,0,30,0],[31,0,34,0],[24,12,24,13],[24,14,24,15],[25,4,26,4],[25,5,26,5],[25,6,26,6],[25,7,26,7],[25,8,26,8],[25,9,26,9],[25,10,26,10],[25,11,26,11],[24,0,26,0],[24,1,26,1],[24,4,24,5],[24,6,24,7],[24,8,24,9],[24,10,24,11],[35,0,38,0],[41,0,42,1],[41,4,41,15],[42,4,42,5],[42,6,42,7],[42,8,42,9],[42,10,42,11],[42,12,42,13],[42,14,42,15],[44,12,45,12],[44,13,45,13],[44,14,45,14],[44,15,45,15],[46,0,49,0],[50,0,53,0],[43,12,43,13],[43,14,43,15],[44,4,45,4],[44,5,45,5],[44,6,45,6],[44,7,45,7],[44,8,45,8],[44,9,45,9],[44,10,45,10],[44,11,45,11],[43,0,45,0],[43,1,45,1],[43,4,43,5],[43,6,43,7],[43,8,43,9],[43,10,43,11],[54,0,57,0],[60,0,61,1],[60,4,60,15],[61,4,61,5],[61,6,61,7],[61,8,61,9],[61,10,61,11],[61,12,61,13],[61,14,61,15],[63,12,64,12],[63,13,64,13],[63,14,64,14],[63,15,64,15],[65,0,68,0],[69,0,72,0],[62,12,62,13],[62,14,62,15],[63,4,64,4],[63,5,64,5],[63,6,64,6],[63,7,64,7],[63,8,64,8],[63,9,64,9],[63,10,64,10],[63,11,64,11],[62,0,64,0],[62,1,64,1],[62,4,62,5],[62,6,62,7],[62,8,62,9],[62,10,62,11],[73,0,76,0],[79,0,80,1],[79,4,79,15],[80,4,80,5],[80,6,80,7],[80,8,80,9],[80,10,80,11],[80,12,80,13],[80,14,80,15],[82,12,83,12],[82,13,83,13],[82,14,83,14],[82,15,83,15],[84,0,87,0],[88,0,91,0],[81,12,81,13],[81,14,81,15],[82,4,83,4],[82,5,83,5],[82,6,83,6],[82,7,83,7],[82,8,83,8],[82,9,83,9],[82,10,83,10],[82,11,83,11],[81,0,83,0],[81,1,83,1],[81,4,81,5],[81,6,81,7],[81,8,81,9],[81,10,81,11],[92,0,95,0],[98,0,99,1],[98,4,98,15],[99,4,99,5],[99,6,99,7],[99,8,99,9],[99,10,99,11],[99,12,99,13],[99,14,99,15],[101,12,102,12],[101,13,102,13],[101,14,102,14],[101,15,102,15],[103,0,106,0],[107,0,110,0],[100,12,100,13],[100,14,100,15],[101,4,102,4],[101,5,102,5],[101,6,102,6],[101,7,102,7],[101,8,102,8],[101,9,102,9],[101,10,102,10],[101,11,102,11],[100,0,102,0],[100,1,102,1],[100,4,100,5],[100,6,100,7],[100,8,100,9],[100,10,100,11],[111,0,114,0],[117,0,118,1],[117,4,117,15],[118,4,118,5],[118,6,118,7],[118,8,118,9],[118,10,118,11],[118,12,118,13],[118,14,118,15],[130,0,133,0],[120,12,121,12],[120,13,121,13],[120,14,121,14],[120,15,121,15],[122,0,125,0],[126,0,129,0],[119,12,119,13],[119,14,119,15],[120,4,121,4],[120,5,121,5],[120,6,121,6],[120,7,121,7],[120,8,121,8],[120,9,121,9],[120,10,121,10],[120,11,121,11],[119,0,121,0],[119,1,121,1],[119,4,119,5],[119,6,119,7],[119,8,119,9],[119,10,119,11]]}
[]
["24ACC6_48"]
["Evaporator Air \n",null,"Condenser  Entering Air Temperature ˚F"]
[80,"°F DB",75,null,85,null,95,null,100,null,105,null,115,null,125]
["CFM","EWB†\n˚F","Capacity Mbtuh",null,"Capacity Mbtuh",null,"Capacity Mbtuh",null,"Capacity Mbtuh",null,"Capacity Mbtuh",null,"Capacity Mbtuh",null,"Capacity Mbtuh"]
[null,null,"Total","Sens.","Total","Sens.","Total","Sens.","Total","Sens.","Total","Sens.","Total","Sens.","Total","Sens."]
[null,null,null,null,null,null,null,null,null,null,null,null,null,null,null,null,null,"Total Factors",null,null,null,null,null,null,"Sens. %",null,null,null,null,null,null,"IDB Adj",null,null,null,null,null,null,"Sens Calc"]
[1400,72,{"$f":"R8*$G$13","v":55.566021505376348},{"$f":"IF(AM8>C8,C8,AM8)","v":27.956129032258069},{"$f":"S8*$G$13","v":52.77634408602151},{"$f":"IF(AN8>E8,E8,AN8)","v":26.976774193548387},{"$f":"T8*$G$13","v":49.907526881720429},{"$f":"IF(AO8>G8,G8,AO8)","v":25.977634408602146},{"$f":"U8*$G$13","v":48.428602150537628},{"$f":"IF(AP8>I8,I8,AP8)","v":25.481474873207812},{"$f":"V8*$G$13","v":46.949677419354842},{"$f":"IF(AQ8>K8,K8,AQ8)","v":24.968602150537635},{"$f":"W8*$G$13","v":43.843440860215054},{"$f":"IF(AR8>M8,M8,AR8)","v":23.919999999999998},{"$f":"X8*$G$13","v":40.55913978494624},{"$f":"IF(AS8>O8,O8,AS8)","v":22.821935483870973},null,1.2079569892473119,1.1473118279569894,1.0849462365591398,1.0527956989247311,1.0206451612903227,0.95311827956989248,0.88172043010752688,0.50311554210432619,0.51115276476101212,0.52051536174430124,0.52616581403692098,0.5318162663295406,0.54557761732851984,0.56268292682926835,0.83499999999999996,0.83499999999999996,0.83499999999999996,0.83499999999999996,0.83499999999999996,0.83499999999999996,0.83499999999999996,{"$f":"Y8*C8+($A$4-80)*AF8*$A$8/1000","v":27.956129032258069},{"$f":"Z8*E8+($A$4-80)*AG8*$A$8/1000","v":26.976774193548387},{"$f":"AA8*G8+($A$4-80)*AH8*$A$8/1000","v":25.977634408602146},{"$f":"AB8*I8+($A$4-80)*AI8*$A$8/1000","v":25.481474873207812},{"$f":"AC8*K8+($A$4-80)*AJ8*$A$8/1000","v":24.968602150537635},{"$f":"AD8*M8+($A$4-80)*AK8*$A$8/1000","v":23.919999999999998},{"$f":"AE8*O8+($A$4-80)*AL8*$A$8/1000","v":22.821935483870973}]
[null,67,50.332903225806454,34.406021505376344,47.859784946236566,{"$f":"IF(AN9>E9,E9,AN9)","v":33.446451612903232},{"$f":"T9*$G$13","v":45.29763440860215},{"$f":"IF(AO9>G9,G9,AO9)","v":32.46709677419355},43.972043010752692,{"$f":"IF(AP9>I9,I9,AP9)","v":31.976431415192998},42.646451612903228,{"$f":"IF(AQ9>K9,K9,AQ9)","v":31.458064516129035},39.86666666666666,{"$f":"IF(AR9>M9,M9,AR9)","v":30.419354838709673},36.918709677419358,{"$f":"IF(AS9>O9,O9,AS9)","v":29.321290322580648},null,1.0941935483870968,1.0404301075268818,0.98473118279569893,0.95591397849462367,0.92709677419354841,0.86666666666666659,0.80258064516129035,0.68356918238993714,0.69884249689954525,0.71675038217951514,0.72719912985106583,0.73764787752261662,0.76302729528535984,0.79421221864951774,0.83499999999999996,0.83499999999999996,0.83499999999999996,0.83499999999999996,0.83499999999999996,0.83499999999999996,0.83499999999999996,{"$f":"Y9*C9+($A$4-80)*AF9*$A$8/1000","v":34.406021505376344},{"$f":"Z9*E9+($A$4-80)*AG9*$A$8/1000","v":33.446451612903232},{"$f":"AA9*G9+($A$4-80)*AH9*$A$8/1000","v":32.46709677419355},{"$f":"AB9*I9+($A$4-80)*AI9*$A$8/1000","v":31.976431415192998},{"$f":"AC9*K9+($A$4-80)*AJ9*$A$8/1000","v":31.458064516129035},{"$f":"AD9*M9+($A$4-80)*AK9*$A$8/1000","v":30.419354838709673},{"$f":"AE9*O9+($A$4-80)*AL9*$A$8/1000","v":29.321290322580648}]
[null,62,45.881290322580647,40.796559139784947,43.734623655913978,39.817204301075272,{"$f":"T10*$G$13","v":41.568172043010755},41.380215053763436,40.57397849462366,40.482247700787646,39.579784946236558,39.579784946236558,37.482580645161292,37.482580645161292,35.207311827956993,35.207311827956993,null,0.99741935483870969,0.95075268817204306,0.90365591397849465,0.88204301075268821,0.86043010752688165,0.81483870967741934,0.76537634408602162,0.88917636912462272,0.91042750508934633,0.99547834364588283,0.99773917182294136,1,1,1,0.83499999999999996,0.83499999999999996,0.83499999999999996,0.83499999999999996,0.83499999999999996,0.83499999999999996,0.83499999999999996,40.796559139784947,{"$f":"Z10*E10+($A$4-80)*AG10*$A$8/1000","v":39.817204301075272},{"$f":"AA10*G10+($A$4-80)*AH10*$A$8/1000","v":41.380215053763436},40.482247700787646,39.579784946236558,37.482580645161292,35.207311827956993]
[null,57,45.08,45.08,43.319139784946231,43.319139784946231,{"$f":"T11*$G$13","v":41.469247311827957},41.469247311827957,40.494838709677424,40.494838709677424,39.520430107526884,39.520430107526884,37.423225806451612,37.423225806451612,35.15784946236559,35.15784946236559,null,0.98,0.94172043010752682,0.90150537634408601,0.88032258064516133,0.85913978494623666,0.81354838709677413,0.76430107526881719,1,1,1,1,1,1,1,0.83499999999999996,0.83499999999999996,0.83499999999999996,0.83499999999999996,0.83499999999999996,0.83499999999999996,0.83499999999999996,45.08,{"$f":"Z11*E11+($A$4-80)*AG11*$A$8/1000","v":43.319139784946231},{"$f":"AA11*G11+($A$4-80)*AH11*$A$8/1000","v":41.469247311827957},{"$f":"AB11*I11+($A$4-80)*AI11*$A$8/1000","v":40.494838709677424},39.520430107526884,37.423225806451612,35.15784946236559]
[1600,72,56.545376344086023,29.45978494623656,53.617204301075276,28.460645161290326,{"$f":"T12*$G$13","v":50.629677419354834},27.441720430107519,49.076559139784948,26.932903566734961,47.523440860215061,26.403010752688175,44.308387096774197,25.33462365591398,40.905376344086022,24.226666666666663,null,1.229247311827957,1.1655913978494625,1.1006451612903225,1.0668817204301075,1.0331182795698926,0.96322580645161293,0.88924731182795702,0.52099370188943317,0.53081180811808115,0.54200859710824534,0.54879364076894366,0.55557868442964198,0.57177941504800178,0.59226118500604585,0.83499999999999996,0.83499999999999996,0.83499999999999996,0.83499999999999996,0.83499999999999996,0.83499999999999996,0.83499999999999996,{"$f":"Y12*C12+($A$4-80)*AF12*$A$12/1000","v":29.45978494623656},{"$f":"Z12*E12+($A$4-80)*AG12*$A$12/1000","v":28.460645161290326},{"$f":"AA12*G12+($A$4-80)*AH12*$A$12/1000","v":27.441720430107519},{"$f":"AB12*I12+($A$4-80)*AI12*$A$12/1000","v":26.932903566734961},{"$f":"AC12*K12+($A$4-80)*AJ12*$A$12/1000","v":26.403010752688175},{"$f":"AD12*M12+($A$4-80)*AK12*$A$12/1000","v":25.33462365591398},{"$f":"AE12*O12+($A$4-80)*AL12*$A$12/1000","v":24.226666666666663}]
[null,67,51.272688172043004,36.809892473118275,48.670967741935485,35.8305376344086,46,34.821505376344092,44.62,34.324019217570346,43.24,33.792688172043007,40.351397849462366,32.714408602150542,37.324301075268814,31.586666666666666,null,1.1146236559139784,1.0580645161290323,1,0.97,0.94000000000000006,0.87720430107526881,0.81139784946236548,0.71792398224966236,0.7361788617886178,0.75698924731182804,0.7692518874399451,0.78151452756806217,0.8107379259622457,0.84627617280678513,0.83499999999999996,0.83499999999999996,0.83499999999999996,0.83499999999999996,0.83499999999999996,0.83499999999999996,0.83499999999999996,{"$f":"Y13*C13+($A$4-80)*AF13*$A$12/1000","v":36.809892473118275},{"$f":"Z13*E13+($A$4-80)*AG13*$A$12/1000","v":35.8305376344086},{"$f":"AA13*G13+($A$4-80)*AH13*$A$12/1000","v":34.821505376344092},{"$f":"AB13*I13+($A$4-80)*AI13*$A$12/1000","v":34.324019217570346},{"$f":"AC13*K13+($A$4-80)*AJ13*$A$12/1000","v":33.792688172043007},{"$f":"AD13*M13+($A$4-80)*AK13*$A$12/1000","v":32.714408602150542},{"$f":"AE13*O13+($A$4-80)*AL13*$A$12/1000","v":31.586666666666666}]
[null,62,47.107956989247306,46.880430107526877,45.159139784946234,45.159139784946234,{"$f":"T14*$G$13","v":43.150967741935482},43.150967741935482,42.097419354838706,42.097419354838706,41.043870967741938,41.043870967741938,38.778494623655916,38.778494623655916,36.344946236559139,36.344946236559139,null,1.0240860215053762,0.98172043010752685,0.93806451612903219,0.91516129032258065,0.8922580645161291,0.84301075268817205,0.79010752688172048,0.9951700965980681,1,1,1,1,1,1,0.83499999999999996,0.83499999999999996,0.83499999999999996,0.83499999999999996,0.83499999999999996,0.83499999999999996,0.83499999999999996,46.880430107526877,{"$f":"Z14*E14+($A$4-80)*AG14*$A$12/1000","v":45.159139784946234},{"$f":"AA14*G14+($A$4-80)*AH14*$A$12/1000","v":43.150967741935482},42.097419354838706,41.043870967741938,38.778494623655916,36.344946236559139]
[null,57,46.999139784946237,46.999139784946237,45.089892473118283,45.089892473118283,43.091612903225808,43.091612903225808,42.038064516129033,42.038064516129033,40.984516129032258,40.984516129032258,38.729032258064514,38.729032258064514,36.295483870967736,36.295483870967736,null,1.0217204301075269,0.98021505376344087,0.93677419354838709,0.91387096774193544,0.89096774193548389,0.84193548387096773,0.78903225806451605,1,1,1,1,1,1,1,0.83499999999999996,0.83499999999999996,0.83499999999999996,0.83499999999999996,0.83499999999999996,0.83499999999999996,0.83499999999999996,46.999139784946237,{"$f":"Z15*E15+($A$4-80)*AG15*$A$12/1000","v":45.089892473118283},{"$f":"AA15*G15+($A$4-80)*AH15*$A$12/1000","v":43.091612903225808},42.038064516129033,40.984516129032258,38.729032258064514,36.295483870967736]
[1800,72,57.257634408602158,30.884301075268816,54.230537634408606,29.875268817204304,51.124301075268818,28.836559139784949,49.521720430107528,28.319842584010456,47.919139784946239,27.778064516129032,44.615053763440862,26.699784946236559,41.113118279569896,25.57204301075269,null,1.2447311827956991,1.1789247311827957,1.1113978494623655,1.0765591397849463,1.0417204301075269,0.96989247311827964,0.89376344086021509,0.53939184519695915,0.55089383436701933,0.56404798761609909,0.57186709868005614,0.57968620974401319,0.59844789356984474,0.6219923002887392,0.83499999999999996,0.83499999999999996,0.83499999999999996,0.83499999999999996,0.83499999999999996,0.83499999999999996,0.83499999999999996,{"$f":"Y16*C16+($A$4-80)*AF16*$A$16/1000","v":30.884301075268816},{"$f":"Z16*E16+($A$4-80)*AG16*$A$16/1000","v":29.875268817204304},{"$f":"AA16*G16+($A$4-80)*AH16*$A$16/1000","v":28.836559139784949},{"$f":"AB16*I16+($A$4-80)*AI16*$A$16/1000","v":28.319842584010456},{"$f":"AC16*K16+($A$4-80)*AJ16*$A$16/1000","v":27.778064516129032},{"$f":"AD16*M16+($A$4-80)*AK16*$A$16/1000","v":26.699784946236559},{"$f":"AE16*O16+($A$4-80)*AL16*$A$16/1000","v":25.57204301075269}]
[null,67,51.965161290322577,39.114838709677414,49.284301075268814,38.115698924731184,46.524301075268824,37.076989247311829,45.099784946236561,36.567507408116498,43.675268817204298,36.018494623655911,40.727311827956989,34.910537634408598,37.640860215053763,33.713548387096772,null,1.1296774193548387,1.0713978494623655,1.0113978494623657,0.98043010752688176,0.94946236559139785,0.88537634408602151,0.81827956989247308,0.75271273557966878,0.77338418305901246,0.79693812460131819,0.81081334316136122,0.82468856172140426,0.85717755647315996,0.89566360052562422,0.83499999999999996,0.83499999999999996,0.83499999999999996,0.83499999999999996,0.83499999999999996,0.83499999999999996,0.83499999999999996,{"$f":"Y17*C17+($A$4-80)*AF17*$A$16/1000","v":39.114838709677414},{"$f":"Z17*E17+($A$4-80)*AG17*$A$16/1000","v":38.115698924731184},{"$f":"AA17*G17+($A$4-80)*AH17*$A$16/1000","v":37.076989247311829},{"$f":"AB17*I17+($A$4-80)*AI17*$A$16/1000","v":36.567507408116498},{"$f":"AC17*K17+($A$4-80)*AJ17*$A$16/1000","v":36.018494623655911},{"$f":"AD17*M17+($A$4-80)*AK17*$A$16/1000","v":34.910537634408598},{"$f":"AE17*O17+($A$4-80)*AL17*$A$16/1000","v":33.713548387096772}]
[null,62,48.670967741935485,48.670967741935485,46.61333333333333,46.61333333333333,44.476559139784946,44.476559139784946,43.348817204301078,43.348817204301078,42.221075268817202,42.221075268817202,39.827096774193542,39.827096774193542,37.245161290322578,37.245161290322578,null,1.0580645161290323,1.0133333333333332,0.96688172043010756,0.94236559139784948,0.9178494623655914,0.86580645161290315,0.80967741935483872,1,1,1,1,1,1,1,0.83499999999999996,0.83499999999999996,0.83499999999999996,0.83499999999999996,0.83499999999999996,0.83499999999999996,0.83499999999999996,48.670967741935485,{"$f":"Z18*E18+($A$4-80)*AG18*$A$16/1000","v":46.61333333333333},{"$f":"AA18*G18+($A$4-80)*AH18*$A$16/1000","v":44.476559139784946},43.348817204301078,42.221075268817202,39.827096774193542,37.245161290322578]
[null,57,48.601720430107534,48.601720430107534,46.553978494623664,46.553978494623664,44.417204301075266,44.417204301075266,43.29440860215054,43.29440860215054,42.171612903225814,42.171612903225814,39.777634408602154,39.777634408602154,37.20559139784946,37.20559139784946,null,1.0565591397849463,1.0120430107526883,0.96559139784946235,0.94118279569892471,0.91677419354838718,0.86473118279569894,0.80881720430107529,1,1,1,1,1,1,1,0.83499999999999996,0.83499999999999996,0.83499999999999996,0.83499999999999996,0.83499999999999996,0.83499999999999996,0.83499999999999996,48.601720430107534,{"$f":"Z19*E19+($A$4-80)*AG19*$A$16/1000","v":46.553978494623664},{"$f":"AA19*G19+($A$4-80)*AH19*$A$16/1000","v":44.417204301075266},43.29440860215054,42.171612903225814,39.777634408602154,37.20559139784946]

{"sheet":"24ACC6_60","index":39,"n_rows":19,"n_cols":45,"rows_kept":19,"cut":false,"hidden":true,"merged":[[2,0,2,1],[2,2,2,15],[3,2,3,3],[3,4,3,5],[3,6,3,7],[3,8,3,9],[3,10,3,11],[3,12,3,13],[3,14,3,15],[5,2,6,2],[5,3,6,3],[5,4,6,4],[5,5,6,5],[5,6,6,6],[5,7,6,7],[5,8,6,8],[4,0,6,0],[4,1,6,1],[4,2,4,3],[4,4,4,5],[4,6,4,7],[4,8,4,9],[5,9,6,9],[5,10,6,10],[5,11,6,11],[5,12,6,12],[5,13,6,13],[5,14,6,14],[5,15,6,15],[4,10,4,11],[4,12,4,13],[4,14,4,15],[7,0,10,0],[11,0,14,0],[15,0,18,0],[22,4,22,15],[23,4,23,5],[23,6,23,7],[23,8,23,9],[23,10,23,11],[23,12,23,13],[23,14,23,15],[25,12,26,12],[25,13,26,13],[25,14,26,14],[25,15,26,15],[27,0,30,0],[31,0,34,0],[24,12,24,13],[24,14,24,15],[25,4,26,4],[25,5,26,5],[25,6,26,6],[25,7,26,7],[25,8,26,8],[25,9,26,9],[25,10,26,10],[25,11,26,11],[24,0,26,0],[24,1,26,1],[24,4,24,5],[24,6,24,7],[24,8,24,9],[24,10,24,11],[35,0,38,0],[41,0,42,1],[41,4,41,15],[42,4,42,5],[42,6,42,7],[42,8,42,9],[42,10,42,11],[42,12,42,13],[42,14,42,15],[44,12,45,12],[44,13,45,13],[44,14,45,14],[44,15,45,15],[46,0,49,0],[50,0,53,0],[43,12,43,13],[43,14,43,15],[44,4,45,4],[44,5,45,5],[44,6,45,6],[44,7,45,7],[44,8,45,8],[44,9,45,9],[44,10,45,10],[44,11,45,11],[43,0,45,0],[43,1,45,1],[43,4,43,5],[43,6,43,7],[43,8,43,9],[43,10,43,11],[54,0,57,0],[60,0,61,1],[60,4,60,15],[61,4,61,5],[61,6,61,7],[61,8,61,9],[61,10,61,11],[61,12,61,13],[61,14,61,15],[63,12,64,12],[63,13,64,13],[63,14,64,14],[63,15,64,15],[65,0,68,0],[69,0,72,0],[62,12,62,13],[62,14,62,15],[63,4,64,4],[63,5,64,5],[63,6,64,6],[63,7,64,7],[63,8,64,8],[63,9,64,9],[63,10,64,10],[63,11,64,11],[62,0,64,0],[62,1,64,1],[62,4,62,5],[62,6,62,7],[62,8,62,9],[62,10,62,11],[73,0,76,0],[79,0,80,1],[79,4,79,15],[80,4,80,5],[80,6,80,7],[80,8,80,9],[80,10,80,11],[80,12,80,13],[80,14,80,15],[82,12,83,12],[82,13,83,13],[82,14,83,14],[82,15,83,15],[84,0,87,0],[88,0,91,0],[81,12,81,13],[81,14,81,15],[82,4,83,4],[82,5,83,5],[82,6,83,6],[82,7,83,7],[82,8,83,8],[82,9,83,9],[82,10,83,10],[82,11,83,11],[81,0,83,0],[81,1,83,1],[81,4,81,5],[81,6,81,7],[81,8,81,9],[81,10,81,11],[92,0,95,0],[98,0,99,1],[98,4,98,15],[99,4,99,5],[99,6,99,7],[99,8,99,9],[99,10,99,11],[99,12,99,13],[99,14,99,15],[101,12,102,12],[101,13,102,13],[101,14,102,14],[101,15,102,15],[103,0,106,0],[107,0,110,0],[100,12,100,13],[100,14,100,15],[101,4,102,4],[101,5,102,5],[101,6,102,6],[101,7,102,7],[101,8,102,8],[101,9,102,9],[101,10,102,10],[101,11,102,11],[100,0,102,0],[100,1,102,1],[100,4,100,5],[100,6,100,7],[100,8,100,9],[100,10,100,11],[111,0,114,0],[117,0,118,1],[117,4,117,15],[118,4,118,5],[118,6,118,7],[118,8,118,9],[118,10,118,11],[118,12,118,13],[118,14,118,15],[130,0,133,0],[120,12,121,12],[120,13,121,13],[120,14,121,14],[120,15,121,15],[122,0,125,0],[126,0,129,0],[119,12,119,13],[119,14,119,15],[120,4,121,4],[120,5,121,5],[120,6,121,6],[120,7,121,7],[120,8,121,8],[120,9,121,9],[120,10,121,10],[120,11,121,11],[119,0,121,0],[119,1,121,1],[119,4,119,5],[119,6,119,7],[119,8,119,9],[119,10,119,11]]}
[]
["24ACC6_60"]
["Evaporator Air \n",null,"Condenser  Entering Air Temperature ˚F"]
[80,"°F DB",75,null,85,null,95,null,100,null,105,null,115,null,125]
["CFM","EWB†\n˚F","Capacity Mbtuh",null,"Capacity Mbtuh",null,"Capacity Mbtuh",null,"Capacity Mbtuh",null,"Capacity Mbtuh",null,"Capacity Mbtuh",null,"Capacity Mbtuh"]
[null,null,"Total","Sens.","Total","Sens.","Total","Sens.","Total","Sens.","Total","Sens.","Total","Sens.","Total","Sens."]
[null,null,null,null,null,null,null,null,null,null,null,null,null,null,null,null,null,"Total Factors",null,null,null,null,null,null,"Sens. %",null,null,null,null,null,null,"IDB Adj",null,null,null,null,null,null,"Sens Calc"]
[1750,72,{"$f":"R8*$G$13","v":69.031363636363636},{"$f":"IF(AM8>C8,C8,AM8)","v":35.242272727272734},{"$f":"S8*$G$13","v":65.717272727272729},{"$f":"IF(AN8>E8,E8,AN8)","v":33.966818181818184},{"$f":"T8*$G$13","v":62.194090909090917},{"$f":"IF(AO8>G8,G8,AO8)","v":32.660000000000004},{"$f":"U8*$G$13","v":60.327954545454546},{"$f":"IF(AP8>I8,I8,AP8)","v":31.995438238690841},{"$f":"V8*$G$13","v":58.461818181818181},{"$f":"IF(AQ8>K8,K8,AQ8)","v":31.31136363636363},{"$f":"W8*$G$13","v":54.457727272727283},{"$f":"IF(AR8>M8,M8,AR8)","v":29.900000000000002},{"$f":"X8*$G$13","v":50.1190909090909},{"$f":"IF(AS8>O8,O8,AS8)","v":28.415454545454541},null,1.2005454545454546,1.1429090909090909,1.0816363636363637,1.0491818181818182,1.0167272727272727,0.94709090909090921,0.87163636363636354,0.51052551870361962,0.51686286986955143,0.5251302739956295,0.53035841310654153,0.53558655221745344,0.54904972163563059,0.5669586983729662,0.83499999999999996,0.83499999999999996,0.83499999999999996,0.83499999999999996,0.83499999999999996,0.83499999999999996,0.83499999999999996,{"$f":"Y8*C8+($A$4-80)*AF8*$A$8/1000","v":35.242272727272734},{"$f":"Z8*E8+($A$4-80)*AG8*$A$8/1000","v":33.966818181818184},{"$f":"AA8*G8+($A$4-80)*AH8*$A$8/1000","v":32.660000000000004},{"$f":"AB8*I8+($A$4-80)*AI8*$A$8/1000","v":31.995438238690841},{"$f":"AC8*K8+($A$4-80)*AJ8*$A$8/1000","v":31.31136363636363},{"$f":"AD8*M8+($A$4-80)*AK8*$A$8/1000","v":29.900000000000002},{"$f":"AE8*O8+($A$4-80)*AL8*$A$8/1000","v":28.415454545454541}]
[null,67,62.894545454545451,43.91954545454545,59.946363636363643,{"$f":"IF(AN9>E9,E9,AN9)","v":42.664999999999999},{"$f":"T9*$G$13","v":56.799545454545452},{"$f":"IF(AO9>G9,G9,AO9)","v":41.347727272727269},55.121590909090905,{"$f":"IF(AP9>I9,I9,AP9)","v":40.685196836151569},53.443636363636365,{"$f":"IF(AQ9>K9,K9,AQ9)","v":39.988636363636367},49.836818181818188,{"$f":"IF(AR9>M9,M9,AR9)","v":38.556363636363642},45.926818181818184,{"$f":"IF(AS9>O9,O9,AS9)","v":37.030000000000008},null,1.0938181818181818,1.0425454545454547,0.98781818181818182,0.95863636363636362,0.92945454545454542,0.86672727272727279,0.79872727272727273,0.6983045212765957,0.71171956749215204,0.72795877047671631,0.73809910354821739,0.74823943661971837,0.77365219215439485,0.80628272251308908,0.83499999999999996,0.83499999999999996,0.83499999999999996,0.83499999999999996,0.83499999999999996,0.83499999999999996,0.83499999999999996,{"$f":"Y9*C9+($A$4-80)*AF9*$A$8/1000","v":43.91954545454545},{"$f":"Z9*E9+($A$4-80)*AG9*$A$8/1000","v":42.664999999999999},{"$f":"AA9*G9+($A$4-80)*AH9*$A$8/1000","v":41.347727272727269},{"$f":"AB9*I9+($A$4-80)*AI9*$A$8/1000","v":40.685196836151569},{"$f":"AC9*K9+($A$4-80)*AJ9*$A$8/1000","v":39.988636363636367},{"$f":"AD9*M9+($A$4-80)*AK9*$A$8/1000","v":38.556363636363642},{"$f":"AE9*O9+($A$4-80)*AL9*$A$8/1000","v":37.030000000000008}]
[null,62,57.813636363636363,52.419090909090912,55.367272727272727,55.13727272727273,{"$f":"T10*$G$13","v":53.025454545454551},53.025454545454551,51.755227272727268,51.755227272727268,50.484999999999999,50.484999999999999,47.693636363636365,47.693636363636365,44.588636363636361,44.588636363636361,null,1.0054545454545454,0.96290909090909094,0.92218181818181821,0.90009090909090905,0.878,0.82945454545454544,0.7754545454545454,0.90669077757685357,0.99584592145015105,1,1,1,1,1,0.83499999999999996,0.83499999999999996,0.83499999999999996,0.83499999999999996,0.83499999999999996,0.83499999999999996,0.83499999999999996,52.419090909090912,{"$f":"Z10*E10+($A$4-80)*AG10*$A$8/1000","v":55.13727272727273},{"$f":"AA10*G10+($A$4-80)*AH10*$A$8/1000","v":53.025454545454551},51.755227272727268,50.484999999999999,47.693636363636365,44.588636363636361]
[null,57,57.364090909090905,57.364090909090905,55.252272727272725,55.252272727272725,{"$f":"T11*$G$13","v":52.941818181818185},52.941818181818185,51.682045454545452,51.682045454545452,50.422272727272727,50.422272727272727,47.630909090909093,47.630909090909093,44.536363636363639,44.536363636363639,null,0.99763636363636354,0.96090909090909093,0.92072727272727273,0.89881818181818174,0.87690909090909086,0.82836363636363641,0.77454545454545454,1,1,1,1,1,1,1,0.83499999999999996,0.83499999999999996,0.83499999999999996,0.83499999999999996,0.83499999999999996,0.83499999999999996,0.83499999999999996,57.364090909090905,{"$f":"Z11*E11+($A$4-80)*AG11*$A$8/1000","v":55.252272727272725},{"$f":"AA11*G11+($A$4-80)*AH11*$A$8/1000","v":52.941818181818185},{"$f":"AB11*I11+($A$4-80)*AI11*$A$8/1000","v":51.682045454545452},50.422272727272727,47.630909090909093,44.536363636363639]
[2000,72,69.982727272727274,37.103181818181817,66.522272727272721,35.817272727272716,{"$f":"T12*$G$13","v":62.863181818181822},34.479090909090907,60.918636363636374,33.801506548546172,58.974090909090911,33.099090909090911,54.844545454545454,31.677272727272729,50.380454545454548,30.171818181818185,null,1.217090909090909,1.1569090909090909,1.0932727272727274,1.0594545454545456,1.0256363636363637,0.95381818181818179,0.87618181818181817,0.53017627726322081,0.53842527109853833,0.54847829702311646,0.55486315134793474,0.56124800567275313,0.57758292032024405,0.59887943556754519,0.83499999999999996,0.83499999999999996,0.83499999999999996,0.83499999999999996,0.83499999999999996,0.83499999999999996,0.83499999999999996,{"$f":"Y12*C12+($A$4-80)*AF12*$A$12/1000","v":37.103181818181817},{"$f":"Z12*E12+($A$4-80)*AG12*$A$12/1000","v":35.817272727272716},{"$f":"AA12*G12+($A$4-80)*AH12*$A$12/1000","v":34.479090909090907},{"$f":"AB12*I12+($A$4-80)*AI12*$A$12/1000","v":33.801506548546172},{"$f":"AC12*K12+($A$4-80)*AJ12*$A$12/1000","v":33.099090909090911},{"$f":"AD12*M12+($A$4-80)*AK12*$A$12/1000","v":31.677272727272729},{"$f":"AE12*O12+($A$4-80)*AL12*$A$12/1000","v":30.171818181818185}]
[null,67,63.845909090909096,46.951363636363638,60.751363636363628,45.655000000000001,57.5,44.316818181818178,55.759318181818188,43.631627726229077,54.018636363636361,42.905454545454539,50.317727272727275,41.420909090909092,46.334545454545456,39.810909090909092,null,1.1103636363636364,1.0565454545454545,1,0.96972727272727277,0.93945454545454543,0.87509090909090914,0.80581818181818188,0.73538562305551003,0.75150576492858379,0.77072727272727271,0.78249930503017395,0.7942713373330752,0.82318720132973189,0.8592057761732852,0.83499999999999996,0.83499999999999996,0.83499999999999996,0.83499999999999996,0.83499999999999996,0.83499999999999996,0.83499999999999996,{"$f":"Y13*C13+($A$4-80)*AF13*$A$12/1000","v":46.951363636363638},{"$f":"Z13*E13+($A$4-80)*AG13*$A$12/1000","v":45.655000000000001},{"$f":"AA13*G13+($A$4-80)*AH13*$A$12/1000","v":44.316818181818178},{"$f":"AB13*I13+($A$4-80)*AI13*$A$12/1000","v":43.631627726229077},{"$f":"AC13*K13+($A$4-80)*AJ13*$A$12/1000","v":42.905454545454539},{"$f":"AD13*M13+($A$4-80)*AK13*$A$12/1000","v":41.420909090909092},{"$f":"AE13*O13+($A$4-80)*AL13*$A$12/1000","v":39.810909090909092}]
[null,62,59.61181818181818,59.61181818181818,57.311818181818182,57.311818181818182,{"$f":"T14*$G$13","v":54.813181818181818},54.813181818181818,53.44886363636364,53.44886363636364,52.084545454545456,52.084545454545456,49.094545454545454,49.094545454545454,45.780454545454546,45.780454545454546,null,1.0367272727272727,0.99672727272727268,0.95327272727272727,0.92954545454545456,0.90581818181818186,0.85381818181818181,0.79618181818181821,1,1,1,1,1,1,1,0.83499999999999996,0.83499999999999996,0.83499999999999996,0.83499999999999996,0.83499999999999996,0.83499999999999996,0.83499999999999996,59.61181818181818,{"$f":"Z14*E14+($A$4-80)*AG14*$A$12/1000","v":57.311818181818182},{"$f":"AA14*G14+($A$4-80)*AH14*$A$12/1000","v":54.813181818181818},53.44886363636364,52.084545454545456,49.094545454545454,45.780454545454546]
[null,57,59.538636363636364,59.538636363636364,57.238636363636367,57.238636363636367,54.739999999999995,54.739999999999995,53.380909090909086,53.380909090909086,52.021818181818183,52.021818181818183,49.031818181818181,49.031818181818181,45.728181818181824,45.728181818181824,null,1.0354545454545454,0.99545454545454548,0.95199999999999996,0.92836363636363628,0.90472727272727271,0.85272727272727267,0.79527272727272735,1,1,1,1,1,1,1,0.83499999999999996,0.83499999999999996,0.83499999999999996,0.83499999999999996,0.83499999999999996,0.83499999999999996,0.83499999999999996,59.538636363636364,{"$f":"Z15*E15+($A$4-80)*AG15*$A$12/1000","v":57.238636363636367},{"$f":"AA15*G15+($A$4-80)*AH15*$A$12/1000","v":54.739999999999995},53.380909090909086,52.021818181818183,49.031818181818181,45.728181818181824]
[2250,72,70.651818181818172,38.88045454545454,67.065909090909102,37.563181818181818,63.281363636363636,36.214545454545458,61.289772727272727,35.534247739568613,59.298181818181824,34.824090909090913,55.064090909090908,33.370909090909088,50.495454545454542,31.855,null,1.2287272727272727,1.1663636363636365,1.1005454545454545,1.0659090909090909,1.0312727272727273,0.95763636363636362,0.87818181818181817,0.55031074282332049,0.56009353078721735,0.57227820915248639,0.57977450655085527,0.58727080394922426,0.60603759255743306,0.63084886128364392,0.83499999999999996,0.83499999999999996,0.83499999999999996,0.83499999999999996,0.83499999999999996,0.83499999999999996,0.83499999999999996,{"$f":"Y16*C16+($A$4-80)*AF16*$A$16/1000","v":38.88045454545454},{"$f":"Z16*E16+($A$4-80)*AG16*$A$16/1000","v":37.563181818181818},{"$f":"AA16*G16+($A$4-80)*AH16*$A$16/1000","v":36.214545454545458},{"$f":"AB16*I16+($A$4-80)*AI16*$A$16/1000","v":35.534247739568613},{"$f":"AC16*K16+($A$4-80)*AJ16*$A$16/1000","v":34.824090909090913},{"$f":"AD16*M16+($A$4-80)*AK16*$A$16/1000","v":33.370909090909088},{"$f":"AE16*O16+($A$4-80)*AL16*$A$16/1000","v":31.855}]
[null,67,64.535909090909087,49.847272727272724,61.357727272727274,48.519545454545451,58.00181818181818,47.129090909090905,56.224545454545456,46.420523556611769,54.447272727272725,45.665454545454544,50.69409090909091,44.097272727272724,46.75272727272727,46.543636363636367,null,1.1223636363636362,1.0670909090909091,1.0087272727272727,0.97781818181818181,0.94690909090909092,0.88163636363636366,0.81309090909090909,0.77239591770613969,0.79076503663315723,0.81254506128334536,0.82562736935135006,0.83870967741935487,0.86987007630439261,0.99552772808586776,0.83499999999999996,0.83499999999999996,0.83499999999999996,0.83499999999999996,0.83499999999999996,0.83499999999999996,0.83499999999999996,{"$f":"Y17*C17+($A$4-80)*AF17*$A$16/1000","v":49.847272727272724},{"$f":"Z17*E17+($A$4-80)*AG17*$A$16/1000","v":48.519545454545451},{"$f":"AA17*G17+($A$4-80)*AH17*$A$16/1000","v":47.129090909090905},{"$f":"AB17*I17+($A$4-80)*AI17*$A$16/1000","v":46.420523556611769},{"$f":"AC17*K17+($A$4-80)*AJ17*$A$16/1000","v":45.665454545454544},{"$f":"AD17*M17+($A$4-80)*AK17*$A$16/1000","v":44.097272727272724},{"$f":"AE17*O17+($A$4-80)*AL17*$A$16/1000","v":46.543636363636367}]
[null,62,61.37863636363636,61.37863636363636,58.911363636363639,58.911363636363639,56.245454545454542,56.245454545454542,54.797500000000007,54.797500000000007,53.349545454545456,53.349545454545456,50.192272727272723,50.192272727272723,46.69,46.69,null,1.0674545454545454,1.0245454545454546,0.97818181818181815,0.95300000000000007,0.92781818181818188,0.87290909090909086,0.81199999999999994,1,1,1,1,1,1,1,0.83499999999999996,0.83499999999999996,0.83499999999999996,0.83499999999999996,0.83499999999999996,0.83499999999999996,0.83499999999999996,61.37863636363636,{"$f":"Z18*E18+($A$4-80)*AG18*$A$16/1000","v":58.911363636363639},{"$f":"AA18*G18+($A$4-80)*AH18*$A$16/1000","v":56.245454545454542},54.797500000000007,53.349545454545456,50.192272727272723,46.69]
[null,57,61.305454545454545,61.305454545454545,58.848636363636359,58.848636363636359,56.182727272727277,56.182727272727277,54.739999999999995,54.739999999999995,53.297272727272727,53.297272727272727,50.14,50.14,46.648181818181818,46.648181818181818,null,1.0661818181818181,1.0234545454545454,0.97709090909090912,0.95199999999999996,0.9269090909090909,0.872,0.81127272727272726,1,1,1,1,1,1,1,0.83499999999999996,0.83499999999999996,0.83499999999999996,0.83499999999999996,0.83499999999999996,0.83499999999999996,0.83499999999999996,61.305454545454545,{"$f":"Z19*E19+($A$4-80)*AG19*$A$16/1000","v":58.848636363636359},{"$f":"AA19*G19+($A$4-80)*AH19*$A$16/1000","v":56.182727272727277},54.739999999999995,53.297272727272727,50.14,46.648181818181818]

{"sheet":"24APA5_18","index":40,"n_rows":19,"n_cols":45,"rows_kept":19,"cut":false,"hidden":true,"merged":[[2,0,2,1],[2,2,2,15],[3,2,3,3],[3,4,3,5],[3,6,3,7],[3,8,3,9],[3,10,3,11],[3,12,3,13],[3,14,3,15],[5,2,6,2],[5,3,6,3],[5,4,6,4],[5,5,6,5],[5,6,6,6],[5,7,6,7],[5,8,6,8],[4,0,6,0],[4,1,6,1],[4,2,4,3],[4,4,4,5],[4,6,4,7],[4,8,4,9],[5,9,6,9],[5,10,6,10],[5,11,6,11],[5,12,6,12],[5,13,6,13],[5,14,6,14],[5,15,6,15],[4,10,4,11],[4,12,4,13],[4,14,4,15],[7,0,10,0],[11,0,14,0],[15,0,18,0],[22,4,22,15],[23,4,23,5],[23,6,23,7],[23,8,23,9],[23,10,23,11],[23,12,23,13],[23,14,23,15],[25,12,26,12],[25,13,26,13],[25,14,26,14],[25,15,26,15],[27,0,30,0],[31,0,34,0],[24,12,24,13],[24,14,24,15],[25,4,26,4],[25,5,26,5],[25,6,26,6],[25,7,26,7],[25,8,26,8],[25,9,26,9],[25,10,26,10],[25,11,26,11],[24,0,26,0],[24,1,26,1],[24,4,24,5],[24,6,24,7],[24,8,24,9],[24,10,24,11],[35,0,38,0],[41,0,42,1],[41,4,41,15],[42,4,42,5],[42,6,42,7],[42,8,42,9],[42,10,42,11],[42,12,42,13],[42,14,42,15],[44,12,45,12],[44,13,45,13],[44,14,45,14],[44,15,45,15],[46,0,49,0],[50,0,53,0],[43,12,43,13],[43,14,43,15],[44,4,45,4],[44,5,45,5],[44,6,45,6],[44,7,45,7],[44,8,45,8],[44,9,45,9],[44,10,45,10],[44,11,45,11],[43,0,45,0],[43,1,45,1],[43,4,43,5],[43,6,43,7],[43,8,43,9],[43,10,43,11],[54,0,57,0],[60,0,61,1],[60,4,60,15],[61,4,61,5],[61,6,61,7],[61,8,61,9],[61,10,61,11],[61,12,61,13],[61,14,61,15],[63,12,64,12],[63,13,64,13],[63,14,64,14],[63,15,64,15],[65,0,68,0],[69,0,72,0],[62,12,62,13],[62,14,62,15],[63,4,64,4],[63,5,64,5],[63,6,64,6],[63,7,64,7],[63,8,64,8],[63,9,64,9],[63,10,64,10],[63,11,64,11],[62,0,64,0],[62,1,64,1],[62,4,62,5],[62,6,62,7],[62,8,62,9],[62,10,62,11],[73,0,76,0],[79,0,80,1],[79,4,79,15],[80,4,80,5],[80,6,80,7],[80,8,80,9],[80,10,80,11],[80,12,80,13],[80,14,80,15],[82,12,83,12],[82,13,83,13],[82,14,83,14],[82,15,83,15],[84,0,87,0],[88,0,91,0],[81,12,81,13],[81,14,81,15],[82,4,83,4],[82,5,83,5],[82,6,83,6],[82,7,83,7],[82,8,83,8],[82,9,83,9],[82,10,83,10],[82,11,83,11],[81,0,83,0],[81,1,83,1],[81,4,81,5],[81,6,81,7],[81,8,81,9],[81,10,81,11],[92,0,95,0],[98,0,99,1],[98,4,98,15],[99,4,99,5],[99,6,99,7],[99,8,99,9],[99,10,99,11],[99,12,99,13],[99,14,99,15],[101,12,102,12],[101,13,102,13],[101,14,102,14],[101,15,102,15],[103,0,106,0],[107,0,110,0],[100,12,100,13],[100,14,100,15],[101,4,102,4],[101,5,102,5],[101,6,102,6],[101,7,102,7],[101,8,102,8],[101,9,102,9],[101,10,102,10],[101,11,102,11],[100,0,102,0],[100,1,102,1],[100,4,100,5],[100,6,100,7],[100,8,100,9],[100,10,100,11],[111,0,114,0],[117,0,118,1],[117,4,117,15],[118,4,118,5],[118,6,118,7],[118,8,118,9],[118,10,118,11],[118,12,118,13],[118,14,118,15],[130,0,133,0],[120,12,121,12],[120,13,121,13],[120,14,121,14],[120,15,121,15],[122,0,125,0],[126,0,129,0],[119,12,119,13],[119,14,119,15],[120,4,121,4],[120,5,121,5],[120,6,121,6],[120,7,121,7],[120,8,121,8],[120,9,121,9],[120,10,121,10],[120,11,121,11],[119,0,121,0],[119,1,121,1],[119,4,119,5],[119,6,119,7],[119,8,119,9],[119,10,119,11]]}
[]
["24APA5_18"]
["Evaporator Air \n",null,"Condenser  Entering Air Temperature ˚F"]
[80,"°F DB",75,null,85,null,95,null,100,null,105,null,115,null,125]
["CFM","EWB†\n˚F","Capacity Mbtuh",null,"Capacity Mbtuh",null,"Capacity Mbtuh",null,"Capacity Mbtuh",null,"Capacity Mbtuh",null,"Capacity Mbtuh",null,"Capacity Mbtuh"]
[null,null,"Total","Sens.","Total","Sens.","Total","Sens.","Total","Sens.","Total","Sens.","Total","Sens.","Total","Sens."]
[null,null,null,null,null,null,null,null,null,null,null,null,null,null,null,null,null,"Total Factors",null,null,null,null,null,null,"Sens. %",null,null,null,null,null,null,"IDB Adj",null,null,null,null,null,null,"Sens Calc"]
[525,72,{"$f":"R8*$G$13","v":21.376216216216214},{"$f":"IF(AM8>C8,C8,AM8)","v":11.111351351351351},{"$f":"S8*$G$13","v":20.412972972972973},{"$f":"IF(AN8>E8,E8,AN8)","v":10.731891891891891},{"$f":"T8*$G$13","v":19.381621621621623},{"$f":"IF(AO8>G8,G8,AO8)","v":10.342702702702702},{"$f":"U8*$G$13","v":18.836756756756756},{"$f":"IF(AP8>I8,I8,AP8)","v":10.140953019669245},{"$f":"V8*$G$13","v":18.291891891891893},{"$f":"IF(AQ8>K8,K8,AQ8)","v":9.9340540540540569},{"$f":"W8*$G$13","v":17.143783783783785},{"$f":"IF(AR8>M8,M8,AR8)","v":9.5059459459459461},{"$f":"X8*$G$13","v":15.878918918918918},{"$f":"IF(AS8>O8,O8,AS8)","v":9.0486486486486495},null,1.1875675675675674,1.134054054054054,1.0767567567567569,1.0464864864864865,1.0162162162162163,0.95243243243243247,0.88216216216216214,0.51979972690031861,0.52573879885605335,0.53363453815261042,0.53835982226779455,0.5430851063829788,0.55448354143019296,0.56985294117647067,0.83499999999999996,0.83499999999999996,0.83499999999999996,0.83499999999999996,0.83499999999999996,0.83499999999999996,0.83499999999999996,{"$f":"Y8*C8+($A$4-80)*AF8*$A$8/1000","v":11.111351351351351},{"$f":"Z8*E8+($A$4-80)*AG8*$A$8/1000","v":10.731891891891891},{"$f":"AA8*G8+($A$4-80)*AH8*$A$8/1000","v":10.342702702702702},{"$f":"AB8*I8+($A$4-80)*AI8*$A$8/1000","v":10.140953019669245},{"$f":"AC8*K8+($A$4-80)*AJ8*$A$8/1000","v":9.9340540540540569},{"$f":"AD8*M8+($A$4-80)*AK8*$A$8/1000","v":9.5059459459459461},{"$f":"AE8*O8+($A$4-80)*AL8*$A$8/1000","v":9.0486486486486495}]
[null,67,19.527567567567569,13.553513513513513,18.632432432432431,{"$f":"IF(AN9>E9,E9,AN9)","v":13.174054054054052},{"$f":"T9*$G$13","v":17.678918918918921},{"$f":"IF(AO9>G9,G9,AO9)","v":12.775135135135136},17.172972972972975,{"$f":"IF(AP9>I9,I9,AP9)","v":12.570694165814682},16.667027027027025,{"$f":"IF(AQ9>K9,K9,AQ9)","v":12.356756756756754},15.606486486486485,{"$f":"IF(AR9>M9,M9,AR9)","v":11.918918918918919},14.42918918918919,{"$f":"IF(AS9>O9,O9,AS9)","v":11.451891891891892},null,1.0848648648648649,1.035135135135135,0.98216216216216223,0.95405405405405408,0.92594594594594593,0.86702702702702694,0.80162162162162165,0.69407075236671645,0.70704960835509134,0.72261970280682442,0.73200453908584073,0.74138937536485694,0.76371571072319211,0.79366149696561017,0.83499999999999996,0.83499999999999996,0.83499999999999996,0.83499999999999996,0.83499999999999996,0.83499999999999996,0.83499999999999996,{"$f":"Y9*C9+($A$4-80)*AF9*$A$8/1000","v":13.553513513513513},{"$f":"Z9*E9+($A$4-80)*AG9*$A$8/1000","v":13.174054054054052},{"$f":"AA9*G9+($A$4-80)*AH9*$A$8/1000","v":12.775135135135136},{"$f":"AB9*I9+($A$4-80)*AI9*$A$8/1000","v":12.570694165814682},{"$f":"AC9*K9+($A$4-80)*AJ9*$A$8/1000","v":12.356756756756754},{"$f":"AD9*M9+($A$4-80)*AK9*$A$8/1000","v":11.918918918918919},{"$f":"AE9*O9+($A$4-80)*AL9*$A$8/1000","v":11.451891891891892}]
[null,62,17.834594594594591,15.985945945945945,17.007567567567566,15.596756756756756,{"$f":"T10*$G$13","v":16.141621621621621},15.188108108108107,15.684324324324324,14.975536893143394,15.227027027027027,14.750270270270271,14.283243243243243,14.283243243243243,13.407567567567567,13.407567567567567,null,0.99081081081081068,0.94486486486486487,0.8967567567567567,0.87135135135135133,0.84594594594594597,0.79351351351351351,0.74486486486486481,0.89634478996181133,0.91704805491990848,0.94092827004219404,0.95480918294441963,0.96869009584664534,1,1,0.83499999999999996,0.83499999999999996,0.83499999999999996,0.83499999999999996,0.83499999999999996,0.83499999999999996,0.83499999999999996,15.985945945945945,{"$f":"Z10*E10+($A$4-80)*AG10*$A$8/1000","v":15.596756756756756},{"$f":"AA10*G10+($A$4-80)*AH10*$A$8/1000","v":15.188108108108107},14.975536893143394,14.750270270270271,14.283243243243243,13.407567567567567]
[null,57,17.163243243243244,17.163243243243244,16.511351351351351,16.511351351351351,{"$f":"T11*$G$13","v":15.820540540540543},15.820540540540543,15.450810810810813,15.450810810810813,15.081081081081081,15.081081081081081,14.283243243243243,14.283243243243243,13.407567567567567,13.407567567567567,null,0.95351351351351354,0.91729729729729725,0.87891891891891905,0.85837837837837849,0.83783783783783783,0.79351351351351351,0.74486486486486481,1,1,1,1,1,1,1,0.83499999999999996,0.83499999999999996,0.83499999999999996,0.83499999999999996,0.83499999999999996,0.83499999999999996,0.83499999999999996,17.163243243243244,{"$f":"Z11*E11+($A$4-80)*AG11*$A$8/1000","v":16.511351351351351},{"$f":"AA11*G11+($A$4-80)*AH11*$A$8/1000","v":15.820540540540543},{"$f":"AB11*I11+($A$4-80)*AI11*$A$8/1000","v":15.450810810810813},15.081081081081081,14.283243243243243,13.407567567567567]
[600,72,21.784864864864865,11.665945945945946,20.772972972972973,11.286486486486485,{"$f":"T12*$G$13","v":19.702702702702702},10.887567567567565,19.138378378378377,10.681497200081171,18.574054054054052,10.469189189189189,17.377297297297297,10.041081081081082,16.063783783783787,9.574054054054054,null,1.2102702702702703,1.154054054054054,1.0945945945945945,1.0632432432432433,1.0318918918918918,0.96540540540540543,0.89243243243243253,0.53550692273336309,0.54332552693208425,0.55259259259259252,0.55811924024600823,0.56364588789942383,0.5778275475923853,0.59600242277407622,0.83499999999999996,0.83499999999999996,0.83499999999999996,0.83499999999999996,0.83499999999999996,0.83499999999999996,0.83499999999999996,{"$f":"Y12*C12+($A$4-80)*AF12*$A$12/1000","v":11.665945945945946},{"$f":"Z12*E12+($A$4-80)*AG12*$A$12/1000","v":11.286486486486485},{"$f":"AA12*G12+($A$4-80)*AH12*$A$12/1000","v":10.887567567567565},{"$f":"AB12*I12+($A$4-80)*AI12*$A$12/1000","v":10.681497200081171},{"$f":"AC12*K12+($A$4-80)*AJ12*$A$12/1000","v":10.469189189189189},{"$f":"AD12*M12+($A$4-80)*AK12*$A$12/1000","v":10.041081081081082},{"$f":"AE12*O12+($A$4-80)*AL12*$A$12/1000","v":9.574054054054054}]
[null,67,19.926486486486485,14.448648648648648,18.99243243243243,14.059459459459458,18,13.66054054054054,17.474594594594596,13.452211541941915,16.949189189189191,13.232432432432432,15.840000000000002,12.784864864864865,14.633513513513511,12.308108108108106,null,1.107027027027027,1.055135135135135,1,0.97081081081081089,0.94162162162162166,0.88000000000000012,0.81297297297297288,0.72509765625,0.74026639344262291,0.75891891891891883,0.76981537220343177,0.78071182548794482,0.80712530712530706,0.84109042553191493,0.83499999999999996,0.83499999999999996,0.83499999999999996,0.83499999999999996,0.83499999999999996,0.83499999999999996,0.83499999999999996,{"$f":"Y13*C13+($A$4-80)*AF13*$A$12/1000","v":14.448648648648648},{"$f":"Z13*E13+($A$4-80)*AG13*$A$12/1000","v":14.059459459459458},{"$f":"AA13*G13+($A$4-80)*AH13*$A$12/1000","v":13.66054054054054},{"$f":"AB13*I13+($A$4-80)*AI13*$A$12/1000","v":13.452211541941915},{"$f":"AC13*K13+($A$4-80)*AJ13*$A$12/1000","v":13.232432432432432},{"$f":"AD13*M13+($A$4-80)*AK13*$A$12/1000","v":12.784864864864865},{"$f":"AE13*O13+($A$4-80)*AL13*$A$12/1000","v":12.308108108108106}]
[null,62,18.272432432432435,17.211891891891895,17.416216216216213,16.812972972972972,{"$f":"T14*$G$13","v":16.54054054054054},16.375135135135132,16.122162162162162,16.041551351351348,15.703783783783786,15.703783783783786,14.857297297297297,14.857297297297297,13.913513513513513,13.913513513513513,null,1.0151351351351352,0.96756756756756745,0.91891891891891897,0.89567567567567574,0.87243243243243251,0.82540540540540541,0.77297297297297296,0.94195953141640043,0.9653631284916202,0.98999999999999988,0.99499999999999988,1,1,1,0.83499999999999996,0.83499999999999996,0.83499999999999996,0.83499999999999996,0.83499999999999996,0.83499999999999996,0.83499999999999996,17.211891891891895,{"$f":"Z14*E14+($A$4-80)*AG14*$A$12/1000","v":16.812972972972972},{"$f":"AA14*G14+($A$4-80)*AH14*$A$12/1000","v":16.375135135135132},16.041551351351348,15.703783783783786,14.857297297297297,13.913513513513513]
[null,57,17.941621621621621,17.941621621621621,17.241081081081081,17.241081081081081,16.501621621621624,16.501621621621624,16.102702702702704,16.102702702702704,15.703783783783786,15.703783783783786,14.857297297297297,14.857297297297297,13.913513513513513,13.913513513513513,null,0.99675675675675679,0.95783783783783782,0.91675675675675683,0.89459459459459467,0.87243243243243251,0.82540540540540541,0.77297297297297296,1,1,1,1,1,1,1,0.83499999999999996,0.83499999999999996,0.83499999999999996,0.83499999999999996,0.83499999999999996,0.83499999999999996,0.83499999999999996,17.941621621621621,{"$f":"Z15*E15+($A$4-80)*AG15*$A$12/1000","v":17.241081081081081},{"$f":"AA15*G15+($A$4-80)*AH15*$A$12/1000","v":16.501621621621624},16.102702702702704,15.703783783783786,14.857297297297297,13.913513513513513]
[675,72,22.086486486486486,12.191351351351351,21.035675675675677,11.802162162162164,19.926486486486485,11.403243243243242,19.342702702702706,11.197940678619492,18.758918918918919,10.984864864864864,17.542702702702705,10.547027027027028,16.190270270270272,10.08,null,1.2270270270270269,1.1686486486486487,1.107027027027027,1.0745945945945947,1.0421621621621622,0.97459459459459463,0.89945945945945949,0.55198237885462553,0.56105457909343204,0.572265625,0.57892326893153523,0.58558091286307046,0.6012201885745978,0.62259615384615374,0.83499999999999996,0.83499999999999996,0.83499999999999996,0.83499999999999996,0.83499999999999996,0.83499999999999996,0.83499999999999996,{"$f":"Y16*C16+($A$4-80)*AF16*$A$16/1000","v":12.191351351351351},{"$f":"Z16*E16+($A$4-80)*AG16*$A$16/1000","v":11.802162162162164},{"$f":"AA16*G16+($A$4-80)*AH16*$A$16/1000","v":11.403243243243242},{"$f":"AB16*I16+($A$4-80)*AI16*$A$16/1000","v":11.197940678619492},{"$f":"AC16*K16+($A$4-80)*AJ16*$A$16/1000","v":10.984864864864864},{"$f":"AD16*M16+($A$4-80)*AK16*$A$16/1000","v":10.547027027027028},{"$f":"AE16*O16+($A$4-80)*AL16*$A$16/1000","v":10.08}]
[null,67,20.218378378378379,15.304864864864864,19.255135135135134,14.915675675675676,18.233513513513511,14.507027027027027,17.693513513513512,14.294741608538818,17.153513513513513,14.06918918918919,16.015135135135136,13.621621621621621,14.769729729729729,13.135135135135133,null,1.1232432432432433,1.0697297297297297,1.0129729729729728,0.98297297297297281,0.9529729729729729,0.88972972972972975,0.82054054054054049,0.75697786333012507,0.774633653360283,0.79562433297758817,0.80790859303445495,0.82019285309132173,0.85054678007290396,0.88932806324110669,0.83499999999999996,0.83499999999999996,0.83499999999999996,0.83499999999999996,0.83499999999999996,0.83499999999999996,0.83499999999999996,{"$f":"Y17*C17+($A$4-80)*AF17*$A$16/1000","v":15.304864864864864},{"$f":"Z17*E17+($A$4-80)*AG17*$A$16/1000","v":14.915675675675676},{"$f":"AA17*G17+($A$4-80)*AH17*$A$16/1000","v":14.507027027027027},{"$f":"AB17*I17+($A$4-80)*AI17*$A$16/1000","v":14.294741608538818},{"$f":"AC17*K17+($A$4-80)*AJ17*$A$16/1000","v":14.06918918918919},{"$f":"AD17*M17+($A$4-80)*AK17*$A$16/1000","v":13.621621621621621},{"$f":"AE17*O17+($A$4-80)*AL17*$A$16/1000","v":13.135135135135133}]
[null,62,18.651891891891893,18.369729729729727,17.854054054054057,17.834594594594595,17.056216216216217,17.056216216216217,16.637837837837839,16.637837837837839,16.219459459459461,16.219459459459461,15.324324324324323,15.324324324324323,14.322162162162163,14.322162162162163,null,1.0362162162162163,0.99189189189189197,0.94756756756756766,0.92432432432432443,0.9010810810810812,0.85135135135135132,0.79567567567567576,0.98487219613980159,0.99891008174386908,1,1,1,1,1,0.83499999999999996,0.83499999999999996,0.83499999999999996,0.83499999999999996,0.83499999999999996,0.83499999999999996,0.83499999999999996,18.369729729729727,{"$f":"Z18*E18+($A$4-80)*AG18*$A$16/1000","v":17.834594594594595},{"$f":"AA18*G18+($A$4-80)*AH18*$A$16/1000","v":17.056216216216217},16.637837837837839,16.219459459459461,15.324324324324323,14.322162162162163]
[null,57,18.583783783783787,18.583783783783787,17.844324324324322,17.844324324324322,17.056216216216217,17.056216216216217,16.637837837837839,16.637837837837839,16.219459459459461,16.219459459459461,15.324324324324323,15.324324324324323,14.322162162162163,14.322162162162163,null,1.0324324324324325,0.99135135135135133,0.94756756756756766,0.92432432432432443,0.9010810810810812,0.85135135135135132,0.79567567567567576,1,1,1,1,1,1,1,0.83499999999999996,0.83499999999999996,0.83499999999999996,0.83499999999999996,0.83499999999999996,0.83499999999999996,0.83499999999999996,18.583783783783787,{"$f":"Z19*E19+($A$4-80)*AG19*$A$16/1000","v":17.844324324324322},{"$f":"AA19*G19+($A$4-80)*AH19*$A$16/1000","v":17.056216216216217},16.637837837837839,16.219459459459461,15.324324324324323,14.322162162162163]

{"sheet":"24APA5_24","index":41,"n_rows":19,"n_cols":45,"rows_kept":19,"cut":false,"hidden":true,"merged":[[2,0,2,1],[2,2,2,15],[3,2,3,3],[3,4,3,5],[3,6,3,7],[3,8,3,9],[3,10,3,11],[3,12,3,13],[3,14,3,15],[5,2,6,2],[5,3,6,3],[5,4,6,4],[5,5,6,5],[5,6,6,6],[5,7,6,7],[5,8,6,8],[4,0,6,0],[4,1,6,1],[4,2,4,3],[4,4,4,5],[4,6,4,7],[4,8,4,9],[5,9,6,9],[5,10,6,10],[5,11,6,11],[5,12,6,12],[5,13,6,13],[5,14,6,14],[5,15,6,15],[4,10,4,11],[4,12,4,13],[4,14,4,15],[7,0,10,0],[11,0,14,0],[15,0,18,0],[22,4,22,15],[23,4,23,5],[23,6,23,7],[23,8,23,9],[23,10,23,11],[23,12,23,13],[23,14,23,15],[25,12,26,12],[25,13,26,13],[25,14,26,14],[25,15,26,15],[27,0,30,0],[31,0,34,0],[24,12,24,13],[24,14,24,15],[25,4,26,4],[25,5,26,5],[25,6,26,6],[25,7,26,7],[25,8,26,8],[25,9,26,9],[25,10,26,10],[25,11,26,11],[24,0,26,0],[24,1,26,1],[24,4,24,5],[24,6,24,7],[24,8,24,9],[24,10,24,11],[35,0,38,0],[41,0,42,1],[41,4,41,15],[42,4,42,5],[42,6,42,7],[42,8,42,9],[42,10,42,11],[42,12,42,13],[42,14,42,15],[44,12,45,12],[44,13,45,13],[44,14,45,14],[44,15,45,15],[46,0,49,0],[50,0,53,0],[43,12,43,13],[43,14,43,15],[44,4,45,4],[44,5,45,5],[44,6,45,6],[44,7,45,7],[44,8,45,8],[44,9,45,9],[44,10,45,10],[44,11,45,11],[43,0,45,0],[43,1,45,1],[43,4,43,5],[43,6,43,7],[43,8,43,9],[43,10,43,11],[54,0,57,0],[60,0,61,1],[60,4,60,15],[61,4,61,5],[61,6,61,7],[61,8,61,9],[61,10,61,11],[61,12,61,13],[61,14,61,15],[63,12,64,12],[63,13,64,13],[63,14,64,14],[63,15,64,15],[65,0,68,0],[69,0,72,0],[62,12,62,13],[62,14,62,15],[63,4,64,4],[63,5,64,5],[63,6,64,6],[63,7,64,7],[63,8,64,8],[63,9,64,9],[63,10,64,10],[63,11,64,11],[62,0,64,0],[62,1,64,1],[62,4,62,5],[62,6,62,7],[62,8,62,9],[62,10,62,11],[73,0,76,0],[79,0,80,1],[79,4,79,15],[80,4,80,5],[80,6,80,7],[80,8,80,9],[80,10,80,11],[80,12,80,13],[80,14,80,15],[82,12,83,12],[82,13,83,13],[82,14,83,14],[82,15,83,15],[84,0,87,0],[88,0,91,0],[81,12,81,13],[81,14,81,15],[82,4,83,4],[82,5,83,5],[82,6,83,6],[82,7,83,7],[82,8,83,8],[82,9,83,9],[82,10,83,10],[82,11,83,11],[81,0,83,0],[81,1,83,1],[81,4,81,5],[81,6,81,7],[81,8,81,9],[81,10,81,11],[92,0,95,0],[98,0,99,1],[98,4,98,15],[99,4,99,5],[99,6,99,7],[99,8,99,9],[99,10,99,11],[99,12,99,13],[99,14,99,15],[101,12,102,12],[101,13,102,13],[101,14,102,14],[101,15,102,15],[103,0,106,0],[107,0,110,0],[100,12,100,13],[100,14,100,15],[101,4,102,4],[101,5,102,5],[101,6,102,6],[101,7,102,7],[101,8,102,8],[101,9,102,9],[101,10,102,10],[101,11,102,11],[100,0,102,0],[100,1,102,1],[100,4,100,5],[100,6,100,7],[100,8,100,9],[100,10,100,11],[111,0,114,0],[117,0,118,1],[117,4,117,15],[118,4,118,5],[118,6,118,7],[118,8,118,9],[118,10,118,11],[118,12,118,13],[118,14,118,15],[130,0,133,0],[120,12,121,12],[120,13,121,13],[120,14,121,14],[120,15,121,15],[122,0,125,0],[126,0,129,0],[119,12,119,13],[119,14,119,15],[120,4,121,4],[120,5,121,5],[120,6,121,6],[120,7,121,7],[120,8,121,8],[120,9,121,9],[120,10,121,10],[120,11,121,11],[119,0,121,0],[119,1,121,1],[119,4,119,5],[119,6,119,7],[119,8,119,9],[119,10,119,11]]}
[]
["24APA5_24"]
["Evaporator Air \n",null,"Condenser  Entering Air Temperature ˚F"]
[80,"°F DB",75,null,85,null,95,null,100,null,105,null,115,null,125]
["CFM","EWB†\n˚F","Capacity Mbtuh",null,"Capacity Mbtuh",null,"Capacity Mbtuh",null,"Capacity Mbtuh",null,"Capacity Mbtuh",null,"Capacity Mbtuh",null,"Capacity Mbtuh"]
[null,null,"Total","Sens.","Total","Sens.","Total","Sens.","Total","Sens.","Total","Sens.","Total","Sens.","Total","Sens."]
[null,null,null,null,null,null,null,null,null,null,null,null,null,null,null,null,null,"Total Factors",null,null,null,null,null,null,"Sens. %",null,null,null,null,null,null,"IDB Adj",null,null,null,null,null,null,"Sens Calc"]
[700,72,{"$f":"R8*$G$13","v":27.203781512605037},{"$f":"IF(AM8>C8,C8,AM8)","v":14.350840336134452},{"$f":"S8*$G$13","v":26.005462184873949},{"$f":"IF(AN8>E8,E8,AN8)","v":13.906302521008403},{"$f":"T8*$G$13","v":24.739495798319325},{"$f":"IF(AO8>G8,G8,AO8)","v":13.423109243697478},{"$f":"U8*$G$13","v":24.077521008403359},{"$f":"IF(AP8>I8,I8,AP8)","v":13.179868041694563},{"$f":"V8*$G$13","v":23.415546218487393},{"$f":"IF(AQ8>K8,K8,AQ8)","v":12.930252100840335},{"$f":"W8*$G$13","v":22.004621848739493},{"$f":"IF(AR8>M8,M8,AR8)","v":12.418067226890756},{"$f":"X8*$G$13","v":20.439075630252098},{"$f":"IF(AS8>O8,O8,AS8)","v":11.847899159663866},null,1.1827731092436973,1.130672268907563,1.0756302521008403,1.0468487394957982,1.0180672268907562,0.95672268907563018,0.8886554621848739,0.52753108348134992,0.53474544778892608,0.54257812500000002,0.54739306580169211,0.5522080066033842,0.56433904259991219,0.57966903073286058,0.83499999999999996,0.83499999999999996,0.83499999999999996,0.83499999999999996,0.83499999999999996,0.83499999999999996,0.83499999999999996,{"$f":"Y8*C8+($A$4-80)*AF8*$A$8/1000","v":14.350840336134452},{"$f":"Z8*E8+($A$4-80)*AG8*$A$8/1000","v":13.906302521008403},{"$f":"AA8*G8+($A$4-80)*AH8*$A$8/1000","v":13.423109243697478},{"$f":"AB8*I8+($A$4-80)*AI8*$A$8/1000","v":13.179868041694563},{"$f":"AC8*K8+($A$4-80)*AJ8*$A$8/1000","v":12.930252100840335},{"$f":"AD8*M8+($A$4-80)*AK8*$A$8/1000","v":12.418067226890756},{"$f":"AE8*O8+($A$4-80)*AL8*$A$8/1000","v":11.847899159663866}]
[null,67,24.942436974789914,17.694537815126051,23.840756302521012,{"$f":"IF(AN9>E9,E9,AN9)","v":17.230672268907561},{"$f":"T9*$G$13","v":22.661764705882351},{"$f":"IF(AO9>G9,G9,AO9)","v":16.737815126050421},22.043277310924367,{"$f":"IF(AP9>I9,I9,AP9)","v":16.492488400526526},21.424789915966386,{"$f":"IF(AQ9>K9,K9,AQ9)","v":16.235294117647058},20.110504201680669,{"$f":"IF(AR9>M9,M9,AR9)","v":15.70378151260504},18.670588235294119,{"$f":"IF(AS9>O9,O9,AS9)","v":15.123949579831933},null,1.084453781512605,1.0365546218487396,0.98529411764705876,0.95840336134453774,0.93151260504201683,0.87436974789915956,0.81176470588235294,0.70941495544362654,0.72274017024726378,0.73859275053304907,0.74818676768871661,0.75778078484438427,0.78087457952907258,0.81004140786749479,0.83499999999999996,0.83499999999999996,0.83499999999999996,0.83499999999999996,0.83499999999999996,0.83499999999999996,0.83499999999999996,{"$f":"Y9*C9+($A$4-80)*AF9*$A$8/1000","v":17.694537815126051},{"$f":"Z9*E9+($A$4-80)*AG9*$A$8/1000","v":17.230672268907561},{"$f":"AA9*G9+($A$4-80)*AH9*$A$8/1000","v":16.737815126050421},{"$f":"AB9*I9+($A$4-80)*AI9*$A$8/1000","v":16.492488400526526},{"$f":"AC9*K9+($A$4-80)*AJ9*$A$8/1000","v":16.235294117647058},{"$f":"AD9*M9+($A$4-80)*AK9*$A$8/1000","v":15.70378151260504},{"$f":"AE9*O9+($A$4-80)*AL9*$A$8/1000","v":15.123949579831933}]
[null,62,22.903361344537814,21.018907563025209,21.878991596638656,20.535714285714285,{"$f":"T10*$G$13","v":20.815966386554621},20.023529411764702,20.260294117647057,19.760384037030267,19.704621848739496,19.482352941176472,18.660924369747896,18.660924369747896,17.549579831932771,17.549579831932771,null,0.995798319327731,0.95126050420168062,0.90504201680672258,0.88088235294117645,0.85672268907563021,0.81134453781512594,0.76302521008403357,0.91772151898734178,0.93860424028268552,0.96193129062209837,0.9753256256935896,0.98871996076508095,1,1,0.83499999999999996,0.83499999999999996,0.83499999999999996,0.83499999999999996,0.83499999999999996,0.83499999999999996,0.83499999999999996,21.018907563025209,{"$f":"Z10*E10+($A$4-80)*AG10*$A$8/1000","v":20.535714285714285},{"$f":"AA10*G10+($A$4-80)*AH10*$A$8/1000","v":20.023529411764702},19.760384037030267,19.482352941176472,18.660924369747896,17.549579831932771]
[null,57,22.284873949579829,22.284873949579829,21.46344537815126,21.46344537815126,{"$f":"T11*$G$13","v":20.584033613445378},20.584033613445378,20.120168067226892,20.120168067226892,19.656302521008403,19.656302521008403,18.660924369747896,18.660924369747896,17.549579831932771,17.549579831932771,null,0.96890756302520997,0.93319327731092439,0.89495798319327735,0.87478991596638656,0.85462184873949576,0.81134453781512594,0.76302521008403357,1,1,1,1,1,1,1,0.83499999999999996,0.83499999999999996,0.83499999999999996,0.83499999999999996,0.83499999999999996,0.83499999999999996,0.83499999999999996,22.284873949579829,{"$f":"Z11*E11+($A$4-80)*AG11*$A$8/1000","v":21.46344537815126},{"$f":"AA11*G11+($A$4-80)*AH11*$A$8/1000","v":20.584033613445378},{"$f":"AB11*I11+($A$4-80)*AI11*$A$8/1000","v":20.120168067226892},19.656302521008403,18.660924369747896,17.549579831932771]
[800,72,27.638655462184872,15.065966386554621,26.392016806722687,14.602100840336133,{"$f":"T12*$G$13","v":25.077731092436974},14.118907563025209,24.391596638655461,13.876527383582912,23.705462184873952,13.626050420168067,22.246218487394959,13.10420168067227,20.632352941176471,12.534033613445377,null,1.2016806722689075,1.1474789915966386,1.0903361344537814,1.0605042016806723,1.0306722689075631,0.96722689075630253,0.8970588235294118,0.54510489510489513,0.55327718784328084,0.56300578034682081,0.56890606995327175,0.5748063595597227,0.58905299739357087,0.6074941451990632,0.83499999999999996,0.83499999999999996,0.83499999999999996,0.83499999999999996,0.83499999999999996,0.83499999999999996,0.83499999999999996,{"$f":"Y12*C12+($A$4-80)*AF12*$A$12/1000","v":15.065966386554621},{"$f":"Z12*E12+($A$4-80)*AG12*$A$12/1000","v":14.602100840336133},{"$f":"AA12*G12+($A$4-80)*AH12*$A$12/1000","v":14.118907563025209},{"$f":"AB12*I12+($A$4-80)*AI12*$A$12/1000","v":13.876527383582912},{"$f":"AC12*K12+($A$4-80)*AJ12*$A$12/1000","v":13.626050420168067},{"$f":"AD12*M12+($A$4-80)*AK12*$A$12/1000","v":13.10420168067227},{"$f":"AE12*O12+($A$4-80)*AL12*$A$12/1000","v":12.534033613445377}]
[null,67,25.367647058823525,18.854201680672265,24.217647058823523,18.380672268907556,23,17.88781512605042,22.36218487394958,17.638767666999811,21.724369747899161,17.375630252100841,20.371428571428567,16.834453781512604,18.883193277310923,16.244957983193277,null,1.1029411764705881,1.052941176470588,1,0.9722689075630252,0.9445378151260504,0.88571428571428557,0.82100840336134451,0.74323809523809525,0.75897845171588185,0.7777310924369748,0.78877657824695713,0.79982206405693945,0.82637571157495271,0.86028659160696008,0.83499999999999996,0.83499999999999996,0.83499999999999996,0.83499999999999996,0.83499999999999996,0.83499999999999996,0.83499999999999996,{"$f":"Y13*C13+($A$4-80)*AF13*$A$12/1000","v":18.854201680672265},{"$f":"Z13*E13+($A$4-80)*AG13*$A$12/1000","v":18.380672268907556},{"$f":"AA13*G13+($A$4-80)*AH13*$A$12/1000","v":17.88781512605042},{"$f":"AB13*I13+($A$4-80)*AI13*$A$12/1000","v":17.638767666999811},{"$f":"AC13*K13+($A$4-80)*AJ13*$A$12/1000","v":17.375630252100841},{"$f":"AD13*M13+($A$4-80)*AK13*$A$12/1000","v":16.834453781512604},{"$f":"AE13*O13+($A$4-80)*AL13*$A$12/1000","v":16.244957983193277}]
[null,62,23.405882352941177,22.603781512605046,22.381512605042015,22.081932773109244,{"$f":"T14*$G$13","v":21.386134453781512},21.386134453781512,20.88844537815126,20.88844537815126,20.390756302521009,20.390756302521009,19.327731092436974,19.327731092436974,18.148739495798317,18.148739495798317,null,1.0176470588235293,0.97310924369747898,0.92983193277310916,0.90819327731092436,0.88655462184873957,0.84033613445378152,0.78907563025210081,0.96573080099091668,0.98661485319516418,1,1,1,1,1,0.83499999999999996,0.83499999999999996,0.83499999999999996,0.83499999999999996,0.83499999999999996,0.83499999999999996,0.83499999999999996,22.603781512605046,{"$f":"Z14*E14+($A$4-80)*AG14*$A$12/1000","v":22.081932773109244},{"$f":"AA14*G14+($A$4-80)*AH14*$A$12/1000","v":21.386134453781512},20.88844537815126,20.390756302521009,19.327731092436974,18.148739495798317]
[null,57,23.193277310924369,23.193277310924369,22.313865546218487,22.313865546218487,21.376470588235296,21.376470588235296,20.883613445378153,20.883613445378153,20.390756302521009,20.390756302521009,19.327731092436974,19.327731092436974,18.148739495798317,18.148739495798317,null,1.0084033613445378,0.97016806722689075,0.92941176470588238,0.90798319327731103,0.88655462184873957,0.84033613445378152,0.78907563025210081,1,1,1,1,1,1,1,0.83499999999999996,0.83499999999999996,0.83499999999999996,0.83499999999999996,0.83499999999999996,0.83499999999999996,0.83499999999999996,23.193277310924369,{"$f":"Z15*E15+($A$4-80)*AG15*$A$12/1000","v":22.313865546218487},{"$f":"AA15*G15+($A$4-80)*AH15*$A$12/1000","v":21.376470588235296},20.883613445378153,20.390756302521009,19.327731092436974,18.148739495798317]
[900,72,27.947899159663869,15.742436974789914,26.662605042016803,15.278571428571428,25.299999999999997,14.785714285714286,24.604201680672261,14.543948159847456,23.908403361344533,14.292857142857139,22.400840336134454,13.761344537815125,20.748319327731089,13.181512605042016,null,1.2151260504201682,1.1592436974789915,1.0999999999999999,1.0697478991596636,1.0394957983193276,0.97394957983193275,0.90210084033613436,0.56327800829875507,0.57303370786516861,0.5844155844155845,0.5911164421673718,0.59781729991915922,0.61432269197584122,0.63530507685142068,0.83499999999999996,0.83499999999999996,0.83499999999999996,0.83499999999999996,0.83499999999999996,0.83499999999999996,0.83499999999999996,{"$f":"Y16*C16+($A$4-80)*AF16*$A$16/1000","v":15.742436974789914},{"$f":"Z16*E16+($A$4-80)*AG16*$A$16/1000","v":15.278571428571428},{"$f":"AA16*G16+($A$4-80)*AH16*$A$16/1000","v":14.785714285714286},{"$f":"AB16*I16+($A$4-80)*AI16*$A$16/1000","v":14.543948159847456},{"$f":"AC16*K16+($A$4-80)*AJ16*$A$16/1000","v":14.292857142857139},{"$f":"AD16*M16+($A$4-80)*AK16*$A$16/1000","v":13.761344537815125},{"$f":"AE16*O16+($A$4-80)*AL16*$A$16/1000","v":13.181512605042016}]
[null,67,25.676890756302523,19.965546218487397,24.497899159663866,19.482352941176472,23.241596638655462,18.989495798319325,22.589285714285712,18.736660867855797,21.936974789915965,18.46764705882353,20.55504201680672,17.916806722689074,19.037815126050418,17.317647058823532,null,1.1163865546218488,1.0651260504201681,1.0105042016806722,0.9821428571428571,0.95378151260504196,0.89369747899159657,0.82773109243697474,0.77756868648852084,0.79526627218934909,0.81704781704781693,0.82944901865606702,0.84185022026431722,0.87165021156558531,0.90964467005076155,0.83499999999999996,0.83499999999999996,0.83499999999999996,0.83499999999999996,0.83499999999999996,0.83499999999999996,0.83499999999999996,{"$f":"Y17*C17+($A$4-80)*AF17*$A$16/1000","v":19.965546218487397},{"$f":"Z17*E17+($A$4-80)*AG17*$A$16/1000","v":19.482352941176472},{"$f":"AA17*G17+($A$4-80)*AH17*$A$16/1000","v":18.989495798319325},{"$f":"AB17*I17+($A$4-80)*AI17*$A$16/1000","v":18.736660867855797},{"$f":"AC17*K17+($A$4-80)*AJ17*$A$16/1000","v":18.46764705882353},{"$f":"AD17*M17+($A$4-80)*AK17*$A$16/1000","v":17.916806722689074},{"$f":"AE17*O17+($A$4-80)*AL17*$A$16/1000","v":17.317647058823532}]
[null,62,23.937394957983191,23.937394957983191,23.009663865546219,23.009663865546219,22.023949579831932,22.023949579831932,21.502100840336134,21.502100840336134,20.980252100840335,20.980252100840335,19.859243697478991,19.859243697478991,18.612605042016806,18.612605042016806,null,1.0407563025210083,1.0004201680672269,0.95756302521008396,0.93487394957983194,0.91218487394957981,0.86344537815126055,0.80924369747899161,1,1,1,1,1,1,1,0.83499999999999996,0.83499999999999996,0.83499999999999996,0.83499999999999996,0.83499999999999996,0.83499999999999996,0.83499999999999996,23.937394957983191,{"$f":"Z18*E18+($A$4-80)*AG18*$A$16/1000","v":23.009663865546219},{"$f":"AA18*G18+($A$4-80)*AH18*$A$16/1000","v":22.023949579831932},21.502100840336134,20.980252100840335,19.859243697478991,18.612605042016806]
[null,57,23.937394957983191,23.937394957983191,23.009663865546219,23.009663865546219,22.023949579831932,22.023949579831932,21.502100840336134,21.502100840336134,20.980252100840335,20.980252100840335,19.859243697478991,19.859243697478991,18.612605042016806,18.612605042016806,null,1.0407563025210083,1.0004201680672269,0.95756302521008396,0.93487394957983194,0.91218487394957981,0.86344537815126055,0.80924369747899161,1,1,1,1,1,1,1,0.83499999999999996,0.83499999999999996,0.83499999999999996,0.83499999999999996,0.83499999999999996,0.83499999999999996,0.83499999999999996,23.937394957983191,{"$f":"Z19*E19+($A$4-80)*AG19*$A$16/1000","v":23.009663865546219},{"$f":"AA19*G19+($A$4-80)*AH19*$A$16/1000","v":22.023949579831932},21.502100840336134,20.980252100840335,19.859243697478991,18.612605042016806]

{"sheet":"24APA5_30","index":42,"n_rows":19,"n_cols":45,"rows_kept":19,"cut":false,"hidden":true,"merged":[[2,0,2,1],[2,2,2,15],[3,2,3,3],[3,4,3,5],[3,6,3,7],[3,8,3,9],[3,10,3,11],[3,12,3,13],[3,14,3,15],[5,2,6,2],[5,3,6,3],[5,4,6,4],[5,5,6,5],[5,6,6,6],[5,7,6,7],[5,8,6,8],[4,0,6,0],[4,1,6,1],[4,2,4,3],[4,4,4,5],[4,6,4,7],[4,8,4,9],[5,9,6,9],[5,10,6,10],[5,11,6,11],[5,12,6,12],[5,13,6,13],[5,14,6,14],[5,15,6,15],[4,10,4,11],[4,12,4,13],[4,14,4,15],[7,0,10,0],[11,0,14,0],[15,0,18,0],[22,4,22,15],[23,4,23,5],[23,6,23,7],[23,8,23,9],[23,10,23,11],[23,12,23,13],[23,14,23,15],[25,12,26,12],[25,13,26,13],[25,14,26,14],[25,15,26,15],[27,0,30,0],[31,0,34,0],[24,12,24,13],[24,14,24,15],[25,4,26,4],[25,5,26,5],[25,6,26,6],[25,7,26,7],[25,8,26,8],[25,9,26,9],[25,10,26,10],[25,11,26,11],[24,0,26,0],[24,1,26,1],[24,4,24,5],[24,6,24,7],[24,8,24,9],[24,10,24,11],[35,0,38,0],[41,0,42,1],[41,4,41,15],[42,4,42,5],[42,6,42,7],[42,8,42,9],[42,10,42,11],[42,12,42,13],[42,14,42,15],[44,12,45,12],[44,13,45,13],[44,14,45,14],[44,15,45,15],[46,0,49,0],[50,0,53,0],[43,12,43,13],[43,14,43,15],[44,4,45,4],[44,5,45,5],[44,6,45,6],[44,7,45,7],[44,8,45,8],[44,9,45,9],[44,10,45,10],[44,11,45,11],[43,0,45,0],[43,1,45,1],[43,4,43,5],[43,6,43,7],[43,8,43,9],[43,10,43,11],[54,0,57,0],[60,0,61,1],[60,4,60,15],[61,4,61,5],[61,6,61,7],[61,8,61,9],[61,10,61,11],[61,12,61,13],[61,14,61,15],[63,12,64,12],[63,13,64,13],[63,14,64,14],[63,15,64,15],[65,0,68,0],[69,0,72,0],[62,12,62,13],[62,14,62,15],[63,4,64,4],[63,5,64,5],[63,6,64,6],[63,7,64,7],[63,8,64,8],[63,9,64,9],[63,10,64,10],[63,11,64,11],[62,0,64,0],[62,1,64,1],[62,4,62,5],[62,6,62,7],[62,8,62,9],[62,10,62,11],[73,0,76,0],[79,0,80,1],[79,4,79,15],[80,4,80,5],[80,6,80,7],[80,8,80,9],[80,10,80,11],[80,12,80,13],[80,14,80,15],[82,12,83,12],[82,13,83,13],[82,14,83,14],[82,15,83,15],[84,0,87,0],[88,0,91,0],[81,12,81,13],[81,14,81,15],[82,4,83,4],[82,5,83,5],[82,6,83,6],[82,7,83,7],[82,8,83,8],[82,9,83,9],[82,10,83,10],[82,11,83,11],[81,0,83,0],[81,1,83,1],[81,4,81,5],[81,6,81,7],[81,8,81,9],[81,10,81,11],[92,0,95,0],[98,0,99,1],[98,4,98,15],[99,4,99,5],[99,6,99,7],[99,8,99,9],[99,10,99,11],[99,12,99,13],[99,14,99,15],[101,12,102,12],[101,13,102,13],[101,14,102,14],[101,15,102,15],[103,0,106,0],[107,0,110,0],[100,12,100,13],[100,14,100,15],[101,4,102,4],[101,5,102,5],[101,6,102,6],[101,7,102,7],[101,8,102,8],[101,9,102,9],[101,10,102,10],[101,11,102,11],[100,0,102,0],[100,1,102,1],[100,4,100,5],[100,6,100,7],[100,8,100,9],[100,10,100,11],[111,0,114,0],[117,0,118,1],[117,4,117,15],[118,4,118,5],[118,6,118,7],[118,8,118,9],[118,10,118,11],[118,12,118,13],[118,14,118,15],[130,0,133,0],[120,12,121,12],[120,13,121,13],[120,14,121,14],[120,15,121,15],[122,0,125,0],[126,0,129,0],[119,12,119,13],[119,14,119,15],[120,4,121,4],[120,5,121,5],[120,6,121,6],[120,7,121,7],[120,8,121,8],[120,9,121,9],[120,10,121,10],[120,11,121,11],[119,0,121,0],[119,1,121,1],[119,4,119,5],[119,6,119,7],[119,8,119,9],[119,10,119,11]]}
[]
["24APA5_30"]
["Evaporator Air \n",null,"Condenser  Entering Air Temperature ˚F"]
[80,"°F DB",75,null,85,null,95,null,100,null,105,null,115,null,125]
["CFM","EWB†\n˚F","Capacity Mbtuh",null,"Capacity Mbtuh",null,"Capacity Mbtuh",null,"Capacity Mbtuh",null,"Capacity Mbtuh",null,"Capacity Mbtuh",null,"Capacity Mbtuh"]
[null,null,"Total","Sens.","Total","Sens.","Total","Sens.","Total","Sens.","Total","Sens.","Total","Sens.","Total","Sens."]
[null,null,null,null,null,null,null,null,null,null,null,null,null,null,null,null,null,"Total Factors",null,null,null,null,null,null,"Sens. %",null,null,null,null,null,null,"IDB Adj",null,null,null,null,null,null,"Sens Calc"]
[875,72,{"$f":"R8*$G$13","v":32.794060727394061},{"$f":"IF(AM8>C8,C8,AM8)","v":17.343276609943278},{"$f":"S8*$G$13","v":31.358692025358689},{"$f":"IF(AN8>E8,E8,AN8)","v":16.794728061394729},{"$f":"T8*$G$13","v":29.831898565231903},{"$f":"IF(AO8>G8,G8,AO8)","v":16.21875208541875},{"$f":"U8*$G$13","v":29.022789456122794},{"$f":"IF(AP8>I8,I8,AP8)","v":15.921013320668706},{"$f":"V8*$G$13","v":28.213680347013682},{"$f":"IF(AQ8>K8,K8,AQ8)","v":15.615348682015348},{"$f":"W8*$G$13","v":26.467467467467465},{"$f":"IF(AR8>M8,M8,AR8)","v":14.975375375375373},{"$f":"X8*$G$13","v":24.565832499165833},{"$f":"IF(AS8>O8,O8,AS8)","v":14.289689689689689},null,1.1968635301968635,1.1444778111444778,1.0887554220887556,1.0592258925592262,1.0296963630296965,0.96596596596596596,0.89656322989656334,0.52885419570671877,0.53556851311953357,0.54367146797425669,0.54856936976159365,0.55346727154893061,0.5658031088082901,0.58168961667286934,0.83499999999999996,0.83499999999999996,0.83499999999999996,0.83499999999999996,0.83499999999999996,0.83499999999999996,0.83499999999999996,{"$f":"Y8*C8+($A$4-80)*AF8*$A$8/1000","v":17.343276609943278},{"$f":"Z8*E8+($A$4-80)*AG8*$A$8/1000","v":16.794728061394729},{"$f":"AA8*G8+($A$4-80)*AH8*$A$8/1000","v":16.21875208541875},{"$f":"AB8*I8+($A$4-80)*AI8*$A$8/1000","v":15.921013320668706},{"$f":"AC8*K8+($A$4-80)*AJ8*$A$8/1000","v":15.615348682015348},{"$f":"AD8*M8+($A$4-80)*AK8*$A$8/1000","v":14.975375375375373},{"$f":"AE8*O8+($A$4-80)*AL8*$A$8/1000","v":14.289689689689689}]
[null,67,29.804471137804473,21.274541207874542,28.46966966966967,{"$f":"IF(AN9>E9,E9,AN9)","v":20.716850183516851},{"$f":"T9*$G$13","v":27.061728395061728},{"$f":"IF(AO9>G9,G9,AO9)","v":20.13173173173173},26.316616616616617,{"$f":"IF(AP9>I9,I9,AP9)","v":19.837390410913091},25.571504838171503,{"$f":"IF(AQ9>K9,K9,AQ9)","v":19.528328328328328},23.962429095762428,{"$f":"IF(AR9>M9,M9,AR9)","v":18.879212545879209},22.22535869202536,{"$f":"IF(AS9>O9,O9,AS9)","v":18.184384384384387},null,1.0877544210877546,1.0390390390390392,0.98765432098765438,0.96046046046046052,0.93326659993326655,0.87454120787454126,0.81114447781114452,0.71380368098159508,0.72768143866409762,0.74391891891891881,0.75379714269149378,0.76367536646406864,0.78786722624952299,0.81818181818181823,0.83499999999999996,0.83499999999999996,0.83499999999999996,0.83499999999999996,0.83499999999999996,0.83499999999999996,0.83499999999999996,{"$f":"Y9*C9+($A$4-80)*AF9*$A$8/1000","v":21.274541207874542},{"$f":"Z9*E9+($A$4-80)*AG9*$A$8/1000","v":20.716850183516851},{"$f":"AA9*G9+($A$4-80)*AH9*$A$8/1000","v":20.13173173173173},{"$f":"AB9*I9+($A$4-80)*AI9*$A$8/1000","v":19.837390410913091},{"$f":"AC9*K9+($A$4-80)*AJ9*$A$8/1000","v":19.528328328328328},{"$f":"AD9*M9+($A$4-80)*AK9*$A$8/1000","v":18.879212545879209},{"$f":"AE9*O9+($A$4-80)*AL9*$A$8/1000","v":18.184384384384387}]
[null,62,27.208008008008008,25.214948281614944,26.010343677010344,24.638972305638973,{"$f":"T10*$G$13","v":24.757824491157823},24.026426426426429,24.108708708708708,23.686829690830308,23.459592926259592,23.331598264931596,22.234501167834502,22.234501167834502,20.908842175508841,20.908842175508841,null,0.99299299299299304,0.94928261594928265,0.90357023690357019,0.87987987987987992,0.85618952285618954,0.81147814481147817,0.76309642976309644,0.92674731182795689,0.9472759226713533,0.97045790251107844,0.98250096996169667,0.9945440374123149,1,1,0.83499999999999996,0.83499999999999996,0.83499999999999996,0.83499999999999996,0.83499999999999996,0.83499999999999996,0.83499999999999996,25.214948281614944,{"$f":"Z10*E10+($A$4-80)*AG10*$A$8/1000","v":24.638972305638973},{"$f":"AA10*G10+($A$4-80)*AH10*$A$8/1000","v":24.026426426426429},23.686829690830308,23.331598264931596,22.234501167834502,20.908842175508841]
[null,57,26.558892225558893,26.558892225558893,25.589789789789787,25.589789789789787,{"$f":"T11*$G$13","v":24.55669002335669},24.55669002335669,23.998998998998999,23.998998998998999,23.441307974641308,23.441307974641308,22.234501167834502,22.234501167834502,20.908842175508841,20.908842175508841,null,0.96930263596930266,0.93393393393393387,0.89622956289622957,0.8758758758758759,0.85552218885552223,0.81147814481147817,0.76309642976309644,1,1,1,1,1,1,1,0.83499999999999996,0.83499999999999996,0.83499999999999996,0.83499999999999996,0.83499999999999996,0.83499999999999996,0.83499999999999996,26.558892225558893,{"$f":"Z11*E11+($A$4-80)*AG11*$A$8/1000","v":25.589789789789787},{"$f":"AA11*G11+($A$4-80)*AH11*$A$8/1000","v":24.55669002335669},{"$f":"AB11*I11+($A$4-80)*AI11*$A$8/1000","v":23.998998998998999},23.441307974641308,22.234501167834502,20.908842175508841]
[1000,72,33.260326993660328,18.010677344010674,31.7701034367701,17.452986319652982,{"$f":"T12*$G$13","v":30.1975975975976},16.867867867867865,29.36563229896564,16.57091939441975,28.533667000333672,16.264464464464467,26.732599265932599,15.615348682015348,24.776109442776111,14.920520520520521,null,1.2138805472138807,1.1594928261594928,1.1021021021021022,1.0717384050717387,1.0413747080413749,0.9756423089756423,0.90423757090423762,0.54150632215503014,0.54935251798561147,0.55858310626702989,0.56429635928538935,0.5700096123037488,0.58413132694938441,0.60221402214022135,0.83499999999999996,0.83499999999999996,0.83499999999999996,0.83499999999999996,0.83499999999999996,0.83499999999999996,0.83499999999999996,{"$f":"Y12*C12+($A$4-80)*AF12*$A$12/1000","v":18.010677344010674},{"$f":"Z12*E12+($A$4-80)*AG12*$A$12/1000","v":17.452986319652982},{"$f":"AA12*G12+($A$4-80)*AH12*$A$12/1000","v":16.867867867867865},{"$f":"AB12*I12+($A$4-80)*AI12*$A$12/1000","v":16.57091939441975},{"$f":"AC12*K12+($A$4-80)*AJ12*$A$12/1000","v":16.264464464464467},{"$f":"AD12*M12+($A$4-80)*AK12*$A$12/1000","v":15.615348682015348},{"$f":"AE12*O12+($A$4-80)*AL12*$A$12/1000","v":14.920520520520521}]
[null,67,30.225025025025023,22.335068401735064,28.844511177844513,21.768234901568235,27.4,21.183116449783117,26.632032032032029,20.885378552780384,25.864064064064063,20.57057057057057,24.227560894227562,19.912312312312313,22.435635635635634,19.208341675008345,null,1.1031031031031031,1.0527193860527195,1,0.97197197197197194,0.94394394394394399,0.88421755088421761,0.81881881881881879,0.73895946763460374,0.754675118858954,0.77310643977310656,0.78422024003501567,0.79533404029692478,0.82188679245283025,0.85615321923390397,0.83499999999999996,0.83499999999999996,0.83499999999999996,0.83499999999999996,0.83499999999999996,0.83499999999999996,0.83499999999999996,{"$f":"Y13*C13+($A$4-80)*AF13*$A$12/1000","v":22.335068401735064},{"$f":"Z13*E13+($A$4-80)*AG13*$A$12/1000","v":21.768234901568235},{"$f":"AA13*G13+($A$4-80)*AH13*$A$12/1000","v":21.183116449783117},{"$f":"AB13*I13+($A$4-80)*AI13*$A$12/1000","v":20.885378552780384},{"$f":"AC13*K13+($A$4-80)*AJ13*$A$12/1000","v":20.57057057057057},{"$f":"AD13*M13+($A$4-80)*AK13*$A$12/1000","v":19.912312312312313},{"$f":"AE13*O13+($A$4-80)*AL13*$A$12/1000","v":19.208341675008345}]
[null,62,27.701701701701701,26.650316983650313,26.494894894894895,26.03777110443777,{"$f":"T14*$G$13","v":25.29723056389723},25.29723056389723,24.716683350016684,24.716683350016684,24.136136136136134,24.136136136136134,22.874474474474475,22.874474474474475,21.475675675675674,21.475675675675674,null,1.0110110110110111,0.96696696696696705,0.92325658992325665,0.90206873540206878,0.8808808808808809,0.83483483483483489,0.78378378378378377,0.96204620462046198,0.98274672187715661,1,1,1,1,1,0.83499999999999996,0.83499999999999996,0.83499999999999996,0.83499999999999996,0.83499999999999996,0.83499999999999996,0.83499999999999996,26.650316983650313,{"$f":"Z14*E14+($A$4-80)*AG14*$A$12/1000","v":26.03777110443777},{"$f":"AA14*G14+($A$4-80)*AH14*$A$12/1000","v":25.29723056389723},24.716683350016684,24.136136136136134,22.874474474474475,21.475675675675674]
[null,57,27.418284951618283,27.418284951618283,26.394327660994328,26.394327660994328,25.306373039706372,25.306373039706372,24.725825825825826,24.725825825825826,24.145278611945276,24.145278611945276,22.874474474474475,22.874474474474475,21.475675675675674,21.475675675675674,null,1.0006673340006673,0.96329662996329668,0.92359025692359031,0.90240240240240244,0.88121454788121456,0.83483483483483489,0.78378378378378377,1,1,1,1,1,1,1,0.83499999999999996,0.83499999999999996,0.83499999999999996,0.83499999999999996,0.83499999999999996,0.83499999999999996,0.83499999999999996,27.418284951618283,{"$f":"Z15*E15+($A$4-80)*AG15*$A$12/1000","v":26.394327660994328},{"$f":"AA15*G15+($A$4-80)*AH15*$A$12/1000","v":25.306373039706372},24.725825825825826,24.145278611945276,22.874474474474475,21.475675675675674]
[1125,72,33.708308308308304,18.787787787787789,32.16322989656323,18.230096763430101,30.535869202535867,17.635835835835834,29.676476476476477,17.335231076999367,28.817083750417083,17.023289956623291,26.970303636970304,16.36503169836503,24.958958958958959,15.66106106106106,null,1.2302302302302301,1.1738405071738405,1.1144477811144478,1.0830830830830831,1.0517183850517184,0.98431765098431767,0.91091091091091092,0.55736371033360466,0.56679931779420134,0.57754491017964071,0.58414047539438885,0.59073604060913709,0.60677966101694913,0.62747252747252746,0.83499999999999996,0.83499999999999996,0.83499999999999996,0.83499999999999996,0.83499999999999996,0.83499999999999996,0.83499999999999996,{"$f":"Y16*C16+($A$4-80)*AF16*$A$16/1000","v":18.787787787787789},{"$f":"Z16*E16+($A$4-80)*AG16*$A$16/1000","v":18.230096763430101},{"$f":"AA16*G16+($A$4-80)*AH16*$A$16/1000","v":17.635835835835834},{"$f":"AB16*I16+($A$4-80)*AI16*$A$16/1000","v":17.335231076999367},{"$f":"AC16*K16+($A$4-80)*AJ16*$A$16/1000","v":17.023289956623291},{"$f":"AD16*M16+($A$4-80)*AK16*$A$16/1000","v":16.36503169836503},{"$f":"AE16*O16+($A$4-80)*AL16*$A$16/1000","v":15.66106106106106}]
[null,67,30.636436436436433,23.605872539205873,29.219352686019356,23.029896563229901,27.729129129129127,22.444778111444776,26.942876209542874,22.139011799141787,26.156623289956624,21.813947280613949,24.474407741074408,21.146546546546546,22.645912579245913,20.415148481815148,null,1.1181181181181181,1.0663997330663999,1.012012012012012,0.98331664998331658,0.95462128795462131,0.89322655989322663,0.82649315982649318,0.77051626380185023,0.78817271589486859,0.80942960764919225,0.82170187128352656,0.83397413491786088,0.86402689577885694,0.90149374243035929,0.83499999999999996,0.83499999999999996,0.83499999999999996,0.83499999999999996,0.83499999999999996,0.83499999999999996,0.83499999999999996,{"$f":"Y17*C17+($A$4-80)*AF17*$A$16/1000","v":23.605872539205873},{"$f":"Z17*E17+($A$4-80)*AG17*$A$16/1000","v":23.029896563229901},{"$f":"AA17*G17+($A$4-80)*AH17*$A$16/1000","v":22.444778111444776},{"$f":"AB17*I17+($A$4-80)*AI17*$A$16/1000","v":22.139011799141787},{"$f":"AC17*K17+($A$4-80)*AJ17*$A$16/1000","v":21.813947280613949},{"$f":"AD17*M17+($A$4-80)*AK17*$A$16/1000","v":21.146546546546546},{"$f":"AE17*O17+($A$4-80)*AL17*$A$16/1000","v":20.415148481815148}]
[null,62,28.305105105105106,28.305105105105106,27.253720387053718,27.253720387053718,26.101768435101768,26.101768435101768,25.48465131798465,25.48465131798465,24.867534200867532,24.867534200867532,23.532732732732729,23.532732732732729,22.069936603269937,22.069936603269937,null,1.0330330330330331,0.99466132799466134,0.95261928595261935,0.93009676343009673,0.90757424090757421,0.85885885885885882,0.80547213880547219,1,1,1,1,1,1,1,0.83499999999999996,0.83499999999999996,0.83499999999999996,0.83499999999999996,0.83499999999999996,0.83499999999999996,0.83499999999999996,28.305105105105106,{"$f":"Z18*E18+($A$4-80)*AG18*$A$16/1000","v":27.253720387053718},{"$f":"AA18*G18+($A$4-80)*AH18*$A$16/1000","v":26.101768435101768},25.48465131798465,24.867534200867532,23.532732732732729,22.069936603269937]
[null,57,28.305105105105106,28.305105105105106,27.253720387053718,27.253720387053718,26.101768435101768,26.101768435101768,25.48465131798465,25.48465131798465,24.867534200867532,24.867534200867532,23.532732732732729,23.532732732732729,22.069936603269937,22.069936603269937,null,1.0330330330330331,0.99466132799466134,0.95261928595261935,0.93009676343009673,0.90757424090757421,0.85885885885885882,0.80547213880547219,1,1,1,1,1,1,1,0.83499999999999996,0.83499999999999996,0.83499999999999996,0.83499999999999996,0.83499999999999996,0.83499999999999996,0.83499999999999996,28.305105105105106,{"$f":"Z19*E19+($A$4-80)*AG19*$A$16/1000","v":27.253720387053718},{"$f":"AA19*G19+($A$4-80)*AH19*$A$16/1000","v":26.101768435101768},25.48465131798465,24.867534200867532,23.532732732732729,22.069936603269937]

{"sheet":"24APA5_36","index":43,"n_rows":19,"n_cols":45,"rows_kept":19,"cut":false,"hidden":true,"merged":[[2,0,2,1],[2,2,2,15],[3,2,3,3],[3,4,3,5],[3,6,3,7],[3,8,3,9],[3,10,3,11],[3,12,3,13],[3,14,3,15],[5,2,6,2],[5,3,6,3],[5,4,6,4],[5,5,6,5],[5,6,6,6],[5,7,6,7],[5,8,6,8],[4,0,6,0],[4,1,6,1],[4,2,4,3],[4,4,4,5],[4,6,4,7],[4,8,4,9],[5,9,6,9],[5,10,6,10],[5,11,6,11],[5,12,6,12],[5,13,6,13],[5,14,6,14],[5,15,6,15],[4,10,4,11],[4,12,4,13],[4,14,4,15],[7,0,10,0],[11,0,14,0],[15,0,18,0],[22,4,22,15],[23,4,23,5],[23,6,23,7],[23,8,23,9],[23,10,23,11],[23,12,23,13],[23,14,23,15],[25,12,26,12],[25,13,26,13],[25,14,26,14],[25,15,26,15],[27,0,30,0],[31,0,34,0],[24,12,24,13],[24,14,24,15],[25,4,26,4],[25,5,26,5],[25,6,26,6],[25,7,26,7],[25,8,26,8],[25,9,26,9],[25,10,26,10],[25,11,26,11],[24,0,26,0],[24,1,26,1],[24,4,24,5],[24,6,24,7],[24,8,24,9],[24,10,24,11],[35,0,38,0],[41,0,42,1],[41,4,41,15],[42,4,42,5],[42,6,42,7],[42,8,42,9],[42,10,42,11],[42,12,42,13],[42,14,42,15],[44,12,45,12],[44,13,45,13],[44,14,45,14],[44,15,45,15],[46,0,49,0],[50,0,53,0],[43,12,43,13],[43,14,43,15],[44,4,45,4],[44,5,45,5],[44,6,45,6],[44,7,45,7],[44,8,45,8],[44,9,45,9],[44,10,45,10],[44,11,45,11],[43,0,45,0],[43,1,45,1],[43,4,43,5],[43,6,43,7],[43,8,43,9],[43,10,43,11],[54,0,57,0],[60,0,61,1],[60,4,60,15],[61,4,61,5],[61,6,61,7],[61,8,61,9],[61,10,61,11],[61,12,61,13],[61,14,61,15],[63,12,64,12],[63,13,64,13],[63,14,64,14],[63,15,64,15],[65,0,68,0],[69,0,72,0],[62,12,62,13],[62,14,62,15],[63,4,64,4],[63,5,64,5],[63,6,64,6],[63,7,64,7],[63,8,64,8],[63,9,64,9],[63,10,64,10],[63,11,64,11],[62,0,64,0],[62,1,64,1],[62,4,62,5],[62,6,62,7],[62,8,62,9],[62,10,62,11],[73,0,76,0],[79,0,80,1],[79,4,79,15],[80,4,80,5],[80,6,80,7],[80,8,80,9],[80,10,80,11],[80,12,80,13],[80,14,80,15],[82,12,83,12],[82,13,83,13],[82,14,83,14],[82,15,83,15],[84,0,87,0],[88,0,91,0],[81,12,81,13],[81,14,81,15],[82,4,83,4],[82,5,83,5],[82,6,83,6],[82,7,83,7],[82,8,83,8],[82,9,83,9],[82,10,83,10],[82,11,83,11],[81,0,83,0],[81,1,83,1],[81,4,81,5],[81,6,81,7],[81,8,81,9],[81,10,81,11],[92,0,95,0],[98,0,99,1],[98,4,98,15],[99,4,99,5],[99,6,99,7],[99,8,99,9],[99,10,99,11],[99,12,99,13],[99,14,99,15],[101,12,102,12],[101,13,102,13],[101,14,102,14],[101,15,102,15],[103,0,106,0],[107,0,110,0],[100,12,100,13],[100,14,100,15],[101,4,102,4],[101,5,102,5],[101,6,102,6],[101,7,102,7],[101,8,102,8],[101,9,102,9],[101,10,102,10],[101,11,102,11],[100,0,102,0],[100,1,102,1],[100,4,100,5],[100,6,100,7],[100,8,100,9],[100,10,100,11],[111,0,114,0],[117,0,118,1],[117,4,117,15],[118,4,118,5],[118,6,118,7],[118,8,118,9],[118,10,118,11],[118,12,118,13],[118,14,118,15],[130,0,133,0],[120,12,121,12],[120,13,121,13],[120,14,121,14],[120,15,121,15],[122,0,125,0],[126,0,129,0],[119,12,119,13],[119,14,119,15],[120,4,121,4],[120,5,121,5],[120,6,121,6],[120,7,121,7],[120,8,121,8],[120,9,121,9],[120,10,121,10],[120,11,121,11],[119,0,121,0],[119,1,121,1],[119,4,119,5],[119,6,119,7],[119,8,119,9],[119,10,119,11]]}
[]
["24APA5_36"]
["Evaporator Air \n",null,"Condenser  Entering Air Temperature ˚F"]
[80,"°F DB",75,null,85,null,95,null,100,null,105,null,115,null,125]
["CFM","EWB†\n˚F","Capacity Mbtuh",null,"Capacity Mbtuh",null,"Capacity Mbtuh",null,"Capacity Mbtuh",null,"Capacity Mbtuh",null,"Capacity Mbtuh",null,"Capacity Mbtuh"]
[null,null,"Total","Sens.","Total","Sens.","Total","Sens.","Total","Sens.","Total","Sens.","Total","Sens.","Total","Sens."]
[null,null,null,null,null,null,null,null,null,null,null,null,null,null,null,null,null,"Total Factors",null,null,null,null,null,null,"Sens. %",null,null,null,null,null,null,"IDB Adj",null,null,null,null,null,null,"Sens Calc"]
[1050,72,{"$f":"R8*$G$13","v":40.568181818181813},{"$f":"IF(AM8>C8,C8,AM8)","v":21.306541019955652},{"$f":"S8*$G$13","v":38.730598669623063},{"$f":"IF(AN8>E8,E8,AN8)","v":20.599778270509979},{"$f":"T8*$G$13","v":36.761086474501113},{"$f":"IF(AO8>G8,G8,AO8)","v":19.855321507760536},{"$f":"U8*$G$13","v":35.715077605321511},{"$f":"IF(AP8>I8,I8,AP8)","v":19.469492679860885},{"$f":"V8*$G$13","v":34.669068736141909},{"$f":"IF(AQ8>K8,K8,AQ8)","v":19.073170731707314},{"$f":"W8*$G$13","v":32.398004434589801},{"$f":"IF(AR8>M8,M8,AR8)","v":18.243902439024389},{"$f":"X8*$G$13","v":29.881929046563194},{"$f":"IF(AS8>O8,O8,AS8)","v":17.329822616407981},null,1.1931818181818181,1.1391352549889135,1.0812084257206209,1.0504434589800444,1.0196784922394679,0.95288248337028836,0.87888026607538805,0.52520325203252038,0.53187347931873474,0.5401179184824404,0.54513370781420201,0.55014949714596351,0.56311809191390338,0.57994323557237459,0.83499999999999996,0.83499999999999996,0.83499999999999996,0.83499999999999996,0.83499999999999996,0.83499999999999996,0.83499999999999996,{"$f":"Y8*C8+($A$4-80)*AF8*$A$8/1000","v":21.306541019955652},{"$f":"Z8*E8+($A$4-80)*AG8*$A$8/1000","v":20.599778270509979},{"$f":"AA8*G8+($A$4-80)*AH8*$A$8/1000","v":19.855321507760536},{"$f":"AB8*I8+($A$4-80)*AI8*$A$8/1000","v":19.469492679860885},{"$f":"AC8*K8+($A$4-80)*AJ8*$A$8/1000","v":19.073170731707314},{"$f":"AD8*M8+($A$4-80)*AK8*$A$8/1000","v":18.243902439024389},{"$f":"AE8*O8+($A$4-80)*AL8*$A$8/1000","v":17.329822616407981}]
[null,67,36.99667405764967,26.112527716186257,35.300443458980048,{"$f":"IF(AN9>E9,E9,AN9)","v":25.396341463414636},{"$f":"T9*$G$13","v":33.500554323725055},{"$f":"IF(AO9>G9,G9,AO9)","v":24.642461197339244},32.539356984478935,{"$f":"IF(AP9>I9,I9,AP9)","v":24.256148215211574},31.578159645232816,{"$f":"IF(AQ9>K9,K9,AQ9)","v":23.850886917960089},29.514412416851442,{"$f":"IF(AR9>M9,M9,AR9)","v":23.02161862527716},27.224501108647452,{"$f":"IF(AS9>O9,O9,AS9)","v":22.098115299334811},null,1.0881374722838137,1.0382483370288249,0.98531042128603097,0.95703991130820398,0.92876940133037689,0.86807095343680718,0.80072062084257212,0.70580743759551712,0.71943406300053392,0.73558368495077353,0.7454403056207165,0.75529692629065948,0.78001277139208169,0.81169955001730698,0.83499999999999996,0.83499999999999996,0.83499999999999996,0.83499999999999996,0.83499999999999996,0.83499999999999996,0.83499999999999996,{"$f":"Y9*C9+($A$4-80)*AF9*$A$8/1000","v":26.112527716186257},{"$f":"Z9*E9+($A$4-80)*AG9*$A$8/1000","v":25.396341463414636},{"$f":"AA9*G9+($A$4-80)*AH9*$A$8/1000","v":24.642461197339244},{"$f":"AB9*I9+($A$4-80)*AI9*$A$8/1000","v":24.256148215211574},{"$f":"AC9*K9+($A$4-80)*AJ9*$A$8/1000","v":23.850886917960089},{"$f":"AD9*M9+($A$4-80)*AK9*$A$8/1000","v":23.02161862527716},{"$f":"AE9*O9+($A$4-80)*AL9*$A$8/1000","v":22.098115299334811}]
[null,62,33.820953436807095,30.899667405764966,32.303769401330378,30.174057649667407,{"$f":"T10*$G$13","v":30.711197339246127},29.401330376940138,29.867793791574286,28.988412972205655,29.024390243902442,28.553215077605323,27.375277161862527,27.375277161862527,25.631929046563194,25.631929046563194,null,0.99473392461197341,0.95011086474501116,0.90327050997782721,0.87846452328159663,0.85365853658536595,0.80515521064301554,0.75388026607538805,0.91362496517135694,0.93407234539089856,0.95734888002454732,0.97055755689539058,0.98376623376623373,1,1,0.83499999999999996,0.83499999999999996,0.83499999999999996,0.83499999999999996,0.83499999999999996,0.83499999999999996,0.83499999999999996,30.899667405764966,{"$f":"Z10*E10+($A$4-80)*AG10*$A$8/1000","v":30.174057649667407},{"$f":"AA10*G10+($A$4-80)*AH10*$A$8/1000","v":29.401330376940138},28.988412972205655,28.553215077605323,27.375277161862527,25.631929046563194]
[null,57,32.869179600886923,32.869179600886923,31.644124168514409,31.644124168514409,{"$f":"T11*$G$13","v":30.334257206208427},30.334257206208427,29.627494456762751,29.627494456762751,28.920731707317078,28.920731707317078,27.375277161862527,27.375277161862527,25.631929046563194,25.631929046563194,null,0.96674057649667422,0.93070953436807091,0.89218403547671843,0.87139689578713975,0.85060975609756106,0.80515521064301554,0.75388026607538805,1,1,1,1,1,1,1,0.83499999999999996,0.83499999999999996,0.83499999999999996,0.83499999999999996,0.83499999999999996,0.83499999999999996,0.83499999999999996,32.869179600886923,{"$f":"Z11*E11+($A$4-80)*AG11*$A$8/1000","v":31.644124168514409},{"$f":"AA11*G11+($A$4-80)*AH11*$A$8/1000","v":30.334257206208427},{"$f":"AB11*I11+($A$4-80)*AI11*$A$8/1000","v":29.627494456762751},28.920731707317078,27.375277161862527,25.631929046563194]
[1200,72,41.256097560975618,22.30543237250555,39.333702882483372,21.589246119733925,{"$f":"T12*$G$13","v":37.288802660753881},20.835365853658537,36.200388026607541,20.441304088090153,35.111973392461195,20.034368070953438,32.756097560975611,19.186252771618626,30.155210643015522,18.262749445676274,null,1.2134146341463417,1.1568736141906875,1.0967294900221729,1.0647172949002217,1.0327050997782705,0.96341463414634143,0.88691796008869184,0.54065783462768391,0.54887398179204594,0.55875663381349505,0.56467085582247489,0.57058507783145473,0.58573072497123135,0.60562499999999997,0.83499999999999996,0.83499999999999996,0.83499999999999996,0.83499999999999996,0.83499999999999996,0.83499999999999996,0.83499999999999996,{"$f":"Y12*C12+($A$4-80)*AF12*$A$12/1000","v":22.30543237250555},{"$f":"Z12*E12+($A$4-80)*AG12*$A$12/1000","v":21.589246119733925},{"$f":"AA12*G12+($A$4-80)*AH12*$A$12/1000","v":20.835365853658537},{"$f":"AB12*I12+($A$4-80)*AI12*$A$12/1000","v":20.441304088090153},{"$f":"AC12*K12+($A$4-80)*AJ12*$A$12/1000","v":20.034368070953438},{"$f":"AD12*M12+($A$4-80)*AK12*$A$12/1000","v":19.186252771618626},{"$f":"AE12*O12+($A$4-80)*AL12*$A$12/1000","v":18.262749445676274}]
[null,67,37.637472283813743,27.723946784922397,35.875277161862527,26.988913525498891,34,26.235033259423503,33.005820399113077,25.845920684787711,32.011640798226168,25.434035476718407,29.872505543237253,24.585920177383592,27.516629711751662,23.643569844789354,null,1.1069844789356984,1.0551552106430155,1,0.97075942350332589,0.94151884700665189,0.87860310421286036,0.80931263858093128,0.73660490736104167,0.75229839768846862,0.77161862527716185,0.78307160289468924,0.79452458051221664,0.8230283911671924,0.85924657534246573,0.83499999999999996,0.83499999999999996,0.83499999999999996,0.83499999999999996,0.83499999999999996,0.83499999999999996,0.83499999999999996,{"$f":"Y13*C13+($A$4-80)*AF13*$A$12/1000","v":27.723946784922397},{"$f":"Z13*E13+($A$4-80)*AG13*$A$12/1000","v":26.988913525498891},{"$f":"AA13*G13+($A$4-80)*AH13*$A$12/1000","v":26.235033259423503},{"$f":"AB13*I13+($A$4-80)*AI13*$A$12/1000","v":25.845920684787711},{"$f":"AC13*K13+($A$4-80)*AJ13*$A$12/1000","v":25.434035476718407},{"$f":"AD13*M13+($A$4-80)*AK13*$A$12/1000","v":24.585920177383592},{"$f":"AE13*O13+($A$4-80)*AL13*$A$12/1000","v":23.643569844789354}]
[null,62,34.584257206208427,33.104767184035481,33.038802660753881,32.32261640798226,{"$f":"T14*$G$13","v":31.45565410199557},31.45565410199557,30.711197339246119,30.711197339246119,29.966740576496676,29.966740576496676,28.317627494456762,28.317627494456762,26.451773835920179,26.451773835920179,null,1.0171840354767185,0.97172949002217301,0.92516629711751674,0.9032705099778271,0.88137472283813756,0.83287139689578715,0.77799334811529941,0.95722070844686646,0.97832287507130622,1,1,1,1,1,0.83499999999999996,0.83499999999999996,0.83499999999999996,0.83499999999999996,0.83499999999999996,0.83499999999999996,0.83499999999999996,33.104767184035481,{"$f":"Z14*E14+($A$4-80)*AG14*$A$12/1000","v":32.32261640798226},{"$f":"AA14*G14+($A$4-80)*AH14*$A$12/1000","v":31.45565410199557},30.711197339246119,29.966740576496676,28.317627494456762,26.451773835920179]
[null,57,34.197893569844794,34.197893569844794,32.888026607538805,32.888026607538805,31.483924611973389,31.483924611973389,30.725332594235034,30.725332594235034,29.966740576496676,29.966740576496676,28.317627494456762,28.317627494456762,26.451773835920179,26.451773835920179,null,1.0058203991130821,0.96729490022172948,0.92599778270509969,0.90368625277161863,0.88137472283813756,0.83287139689578715,0.77799334811529941,1,1,1,1,1,1,1,0.83499999999999996,0.83499999999999996,0.83499999999999996,0.83499999999999996,0.83499999999999996,0.83499999999999996,0.83499999999999996,34.197893569844794,{"$f":"Z15*E15+($A$4-80)*AG15*$A$12/1000","v":32.888026607538805},{"$f":"AA15*G15+($A$4-80)*AH15*$A$12/1000","v":31.483924611973389},30.725332594235034,29.966740576496676,28.317627494456762,26.451773835920179]
[1350,72,41.755543237250556,23.238359201773839,39.767184035476717,22.512749445676274,37.656319290465639,21.740022172949004,36.534922394678496,21.347342011660981,35.413525498891353,20.939024390243905,32.991685144124169,20.081485587583149,30.315410199556545,19.139135254988915,null,1.2281042128603106,1.1696230598669624,1.107538802660754,1.0745565410199558,1.0415742793791574,0.97034368070953436,0.89162971175166306,0.55653351387948546,0.56611374407582937,0.57732732732732728,0.58429964024695269,0.59127195316657799,0.60868323336189656,0.63133354056574442,0.83499999999999996,0.83499999999999996,0.83499999999999996,0.83499999999999996,0.83499999999999996,0.83499999999999996,0.83499999999999996,{"$f":"Y16*C16+($A$4-80)*AF16*$A$16/1000","v":23.238359201773839},{"$f":"Z16*E16+($A$4-80)*AG16*$A$16/1000","v":22.512749445676274},{"$f":"AA16*G16+($A$4-80)*AH16*$A$16/1000","v":21.740022172949004},{"$f":"AB16*I16+($A$4-80)*AI16*$A$16/1000","v":21.347342011660981},{"$f":"AC16*K16+($A$4-80)*AJ16*$A$16/1000","v":20.939024390243905},{"$f":"AD16*M16+($A$4-80)*AK16*$A$16/1000","v":20.081485587583149},{"$f":"AE16*O16+($A$4-80)*AL16*$A$16/1000","v":19.139135254988915}]
[null,67,38.108647450110865,29.231707317073173,36.28991130820399,28.506097560975608,34.367516629711751,27.742793791574279,33.345066518847005,27.350873632560301,32.32261640798226,26.932372505543235,30.13636363636364,26.055986696230601,27.733370288248338,25.094789356984478,null,1.1208425720620843,1.0673503325942351,1.0108093126385809,0.9807372505543237,0.95066518847006654,0.88636363636363646,0.81568736141906872,0.76706231454005935,0.78551025707608413,0.80723882643268441,0.82023748901809146,0.83323615160349851,0.86460287679799874,0.90485898742779469,0.83499999999999996,0.83499999999999996,0.83499999999999996,0.83499999999999996,0.83499999999999996,0.83499999999999996,0.83499999999999996,{"$f":"Y17*C17+($A$4-80)*AF17*$A$16/1000","v":29.231707317073173},{"$f":"Z17*E17+($A$4-80)*AG17*$A$16/1000","v":28.506097560975608},{"$f":"AA17*G17+($A$4-80)*AH17*$A$16/1000","v":27.742793791574279},{"$f":"AB17*I17+($A$4-80)*AI17*$A$16/1000","v":27.350873632560301},{"$f":"AC17*K17+($A$4-80)*AJ17*$A$16/1000","v":26.932372505543235},{"$f":"AD17*M17+($A$4-80)*AK17*$A$16/1000","v":26.055986696230601},{"$f":"AE17*O17+($A$4-80)*AL17*$A$16/1000","v":25.094789356984478}]
[null,62,35.309866962305989,35.074279379157431,33.905764966740577,33.905764966740577,32.426274944567623,32.426274944567623,31.620565410199557,31.620565410199557,30.814855875831491,30.814855875831491,29.071507760532153,29.071507760532153,27.101995565410203,27.101995565410203,null,1.0385254988913526,0.99722838137472281,0.95371396895787131,0.9300166297117517,0.90631929046563209,0.85504434589800449,0.79711751662971186,0.99332799572991726,1,1,1,1,1,1,0.83499999999999996,0.83499999999999996,0.83499999999999996,0.83499999999999996,0.83499999999999996,0.83499999999999996,0.83499999999999996,35.074279379157431,{"$f":"Z18*E18+($A$4-80)*AG18*$A$16/1000","v":33.905764966740577},{"$f":"AA18*G18+($A$4-80)*AH18*$A$16/1000","v":32.426274944567623},31.620565410199557,30.814855875831491,29.071507760532153,27.101995565410203]
[null,57,35.300443458980048,35.300443458980048,33.915188470066518,33.915188470066518,32.426274944567623,32.426274944567623,31.625277161862527,31.625277161862527,30.824279379157428,30.824279379157428,29.071507760532153,29.071507760532153,27.11141906873614,27.11141906873614,null,1.0382483370288249,0.9975055432372506,0.95371396895787131,0.93015521064301554,0.90659645232815966,0.85504434589800449,0.79739467849223944,1,1,1,1,1,1,1,0.83499999999999996,0.83499999999999996,0.83499999999999996,0.83499999999999996,0.83499999999999996,0.83499999999999996,0.83499999999999996,35.300443458980048,{"$f":"Z19*E19+($A$4-80)*AG19*$A$16/1000","v":33.915188470066518},{"$f":"AA19*G19+($A$4-80)*AH19*$A$16/1000","v":32.426274944567623},31.625277161862527,30.824279379157428,29.071507760532153,27.11141906873614]

{"sheet":"24APA5_42","index":44,"n_rows":19,"n_cols":45,"rows_kept":19,"cut":false,"hidden":true,"merged":[[2,0,2,1],[2,2,2,15],[3,2,3,3],[3,4,3,5],[3,6,3,7],[3,8,3,9],[3,10,3,11],[3,12,3,13],[3,14,3,15],[5,2,6,2],[5,3,6,3],[5,4,6,4],[5,5,6,5],[5,6,6,6],[5,7,6,7],[5,8,6,8],[4,0,6,0],[4,1,6,1],[4,2,4,3],[4,4,4,5],[4,6,4,7],[4,8,4,9],[5,9,6,9],[5,10,6,10],[5,11,6,11],[5,12,6,12],[5,13,6,13],[5,14,6,14],[5,15,6,15],[4,10,4,11],[4,12,4,13],[4,14,4,15],[7,0,10,0],[11,0,14,0],[15,0,18,0],[22,4,22,15],[23,4,23,5],[23,6,23,7],[23,8,23,9],[23,10,23,11],[23,12,23,13],[23,14,23,15],[25,12,26,12],[25,13,26,13],[25,14,26,14],[25,15,26,15],[27,0,30,0],[31,0,34,0],[24,12,24,13],[24,14,24,15],[25,4,26,4],[25,5,26,5],[25,6,26,6],[25,7,26,7],[25,8,26,8],[25,9,26,9],[25,10,26,10],[25,11,26,11],[24,0,26,0],[24,1,26,1],[24,4,24,5],[24,6,24,7],[24,8,24,9],[24,10,24,11],[35,0,38,0],[41,0,42,1],[41,4,41,15],[42,4,42,5],[42,6,42,7],[42,8,42,9],[42,10,42,11],[42,12,42,13],[42,14,42,15],[44,12,45,12],[44,13,45,13],[44,14,45,14],[44,15,45,15],[46,0,49,0],[50,0,53,0],[43,12,43,13],[43,14,43,15],[44,4,45,4],[44,5,45,5],[44,6,45,6],[44,7,45,7],[44,8,45,8],[44,9,45,9],[44,10,45,10],[44,11,45,11],[43,0,45,0],[43,1,45,1],[43,4,43,5],[43,6,43,7],[43,8,43,9],[43,10,43,11],[54,0,57,0],[60,0,61,1],[60,4,60,15],[61,4,61,5],[61,6,61,7],[61,8,61,9],[61,10,61,11],[61,12,61,13],[61,14,61,15],[63,12,64,12],[63,13,64,13],[63,14,64,14],[63,15,64,15],[65,0,68,0],[69,0,72,0],[62,12,62,13],[62,14,62,15],[63,4,64,4],[63,5,64,5],[63,6,64,6],[63,7,64,7],[63,8,64,8],[63,9,64,9],[63,10,64,10],[63,11,64,11],[62,0,64,0],[62,1,64,1],[62,4,62,5],[62,6,62,7],[62,8,62,9],[62,10,62,11],[73,0,76,0],[79,0,80,1],[79,4,79,15],[80,4,80,5],[80,6,80,7],[80,8,80,9],[80,10,80,11],[80,12,80,13],[80,14,80,15],[82,12,83,12],[82,13,83,13],[82,14,83,14],[82,15,83,15],[84,0,87,0],[88,0,91,0],[81,12,81,13],[81,14,81,15],[82,4,83,4],[82,5,83,5],[82,6,83,6],[82,7,83,7],[82,8,83,8],[82,9,83,9],[82,10,83,10],[82,11,83,11],[81,0,83,0],[81,1,83,1],[81,4,81,5],[81,6,81,7],[81,8,81,9],[81,10,81,11],[92,0,95,0],[98,0,99,1],[98,4,98,15],[99,4,99,5],[99,6,99,7],[99,8,99,9],[99,10,99,11],[99,12,99,13],[99,14,99,15],[101,12,102,12],[101,13,102,13],[101,14,102,14],[101,15,102,15],[103,0,106,0],[107,0,110,0],[100,12,100,13],[100,14,100,15],[101,4,102,4],[101,5,102,5],[101,6,102,6],[101,7,102,7],[101,8,102,8],[101,9,102,9],[101,10,102,10],[101,11,102,11],[100,0,102,0],[100,1,102,1],[100,4,100,5],[100,6,100,7],[100,8,100,9],[100,10,100,11],[111,0,114,0],[117,0,118,1],[117,4,117,15],[118,4,118,5],[118,6,118,7],[118,8,118,9],[118,10,118,11],[118,12,118,13],[118,14,118,15],[130,0,133,0],[120,12,121,12],[120,13,121,13],[120,14,121,14],[120,15,121,15],[122,0,125,0],[126,0,129,0],[119,12,119,13],[119,14,119,15],[120,4,121,4],[120,5,121,5],[120,6,121,6],[120,7,121,7],[120,8,121,8],[120,9,121,9],[120,10,121,10],[120,11,121,11],[119,0,121,0],[119,1,121,1],[119,4,119,5],[119,6,119,7],[119,8,119,9],[119,10,119,11]]}
[]
["24APA5_42"]
["Evaporator Air \n",null,"Condenser  Entering Air Temperature ˚F"]
[80,"°F DB",75,null,85,null,95,null,100,null,105,null,115,null,125]
["CFM","EWB†\n˚F","Capacity Mbtuh",null,"Capacity Mbtuh",null,"Capacity Mbtuh",null,"Capacity Mbtuh",null,"Capacity Mbtuh",null,"Capacity Mbtuh",null,"Capacity Mbtuh"]
[null,null,"Total","Sens.","Total","Sens.","Total","Sens.","Total","Sens.","Total","Sens.","Total","Sens.","Total","Sens."]
[null,null,null,null,null,null,null,null,null,null,null,null,null,null,null,null,null,"Total Factors",null,null,null,null,null,null,"Sens. %",null,null,null,null,null,null,"IDB Adj",null,null,null,null,null,null,"Sens Calc"]
[1225,72,{"$f":"R8*$G$13","v":48.950083993280543},{"$f":"IF(AM8>C8,C8,AM8)","v":25.572114230861533},{"$f":"S8*$G$13","v":46.677225821934243},{"$f":"IF(AN8>E8,E8,AN8)","v":24.69642428605712},{"$f":"T8*$G$13","v":44.246940244780419},{"$f":"IF(AO8>G8,G8,AO8)","v":23.781377489800818},{"$f":"U8*$G$13","v":42.953083753299737},{"$f":"IF(AP8>I8,I8,AP8)","v":23.300807944712176},{"$f":"V8*$G$13","v":41.659227261819055},{"$f":"IF(AQ8>K8,K8,AQ8)","v":22.807295416366692},{"$f":"W8*$G$13","v":38.845212383009354},{"$f":"IF(AR8>M8,M8,AR8)","v":21.774178065754736},{"$f":"X8*$G$13","v":35.71634269258459},{"$f":"IF(AS8>O8,O8,AS8)","v":20.632829373650104},null,1.1939044876409888,1.138468922486201,1.0791936645068394,1.0476361891048716,1.0160787137029037,0.94744420446364275,0.87113030957523385,0.52241206030150755,0.529089376053963,0.53746942406048481,0.54247113149174453,0.54747283892300425,0.56053698074974667,0.57768595041322313,0.83499999999999996,0.83499999999999996,0.83499999999999996,0.83499999999999996,0.83499999999999996,0.83499999999999996,0.83499999999999996,{"$f":"Y8*C8+($A$4-80)*AF8*$A$8/1000","v":25.572114230861533},{"$f":"Z8*E8+($A$4-80)*AG8*$A$8/1000","v":24.69642428605712},{"$f":"AA8*G8+($A$4-80)*AH8*$A$8/1000","v":23.781377489800818},{"$f":"AB8*I8+($A$4-80)*AI8*$A$8/1000","v":23.300807944712176},{"$f":"AC8*K8+($A$4-80)*AJ8*$A$8/1000","v":22.807295416366692},{"$f":"AD8*M8+($A$4-80)*AK8*$A$8/1000","v":21.774178065754736},{"$f":"AE8*O8+($A$4-80)*AL8*$A$8/1000","v":20.632829373650104}]
[null,67,44.640508759299252,31.269018478521719,42.564434845212375,{"$f":"IF(AN9>E9,E9,AN9)","v":30.383489320854327},{"$f":"T9*$G$13","v":40.360451163906887},{"$f":"IF(AO9>G9,G9,AO9)","v":29.458603311735061},39.179745620350374,{"$f":"IF(AP9>I9,I9,AP9)","v":28.983206239966666},37.999040076793854,{"$f":"IF(AQ9>K9,K9,AQ9)","v":28.484521238300935},35.440844732421411,{"$f":"IF(AR9>M9,M9,AR9)","v":27.451403887688983},32.607151427885768,{"$f":"IF(AS9>O9,O9,AS9)","v":26.319894408447325},null,1.0887928965682745,1.0381569474442043,0.98440124790016803,0.95560355171586275,0.92680585553155737,0.86441084713222949,0.7952963762898968,0.70046286092131371,0.71382339343504397,0.72988785958069236,0.73974972989391952,0.74961160020714657,0.77456968350916144,0.80718165359082683,0.83499999999999996,0.83499999999999996,0.83499999999999996,0.83499999999999996,0.83499999999999996,0.83499999999999996,0.83499999999999996,{"$f":"Y9*C9+($A$4-80)*AF9*$A$8/1000","v":31.269018478521719},{"$f":"Z9*E9+($A$4-80)*AG9*$A$8/1000","v":30.383489320854327},{"$f":"AA9*G9+($A$4-80)*AH9*$A$8/1000","v":29.458603311735061},{"$f":"AB9*I9+($A$4-80)*AI9*$A$8/1000","v":28.983206239966666},{"$f":"AC9*K9+($A$4-80)*AJ9*$A$8/1000","v":28.484521238300935},{"$f":"AD9*M9+($A$4-80)*AK9*$A$8/1000","v":27.451403887688983},{"$f":"AE9*O9+($A$4-80)*AL9*$A$8/1000","v":26.319894408447325}]
[null,62,40.754019678425728,36.926565874730024,38.884569234461246,36.03119750419966,{"$f":"T10*$G$13","v":36.916726661867052},35.09647228221742,35.878689704823614,34.598991705498499,34.840652747780169,34.073194144468438,32.754739620830328,32.754739620830328,30.619630429565635,30.619630429565635,null,0.99400047996160312,0.94840412766978643,0.90040796736261108,0.87508999280057598,0.84977201823854076,0.7988960883129349,0.74682025437964961,0.90608401738290678,0.92661943319838047,0.95069296375266521,0.96433264397743401,0.97797232420220293,1,1,0.83499999999999996,0.83499999999999996,0.83499999999999996,0.83499999999999996,0.83499999999999996,0.83499999999999996,0.83499999999999996,36.926565874730024,{"$f":"Z10*E10+($A$4-80)*AG10*$A$8/1000","v":36.03119750419966},{"$f":"AA10*G10+($A$4-80)*AH10*$A$8/1000","v":35.09647228221742},34.598991705498499,34.073194144468438,32.754739620830328,30.619630429565635]
[null,57,39.415886729061675,39.415886729061675,37.940004799616034,37.940004799616034,{"$f":"T11*$G$13","v":36.355891528677709},36.355891528677709,35.494960403167745,35.494960403167745,34.634029277657788,34.634029277657788,32.754739620830328,32.754739620830328,30.629469642428603,30.629469642428603,null,0.96136309095272376,0.92536597072234228,0.88672906167506604,0.86573074154067675,0.84473242140628757,0.7988960883129349,0.74706023518118547,1,1,1,1,1,1,1,0.83499999999999996,0.83499999999999996,0.83499999999999996,0.83499999999999996,0.83499999999999996,0.83499999999999996,0.83499999999999996,39.415886729061675,{"$f":"Z11*E11+($A$4-80)*AG11*$A$8/1000","v":37.940004799616034},{"$f":"AA11*G11+($A$4-80)*AH11*$A$8/1000","v":36.355891528677709},{"$f":"AB11*I11+($A$4-80)*AI11*$A$8/1000","v":35.494960403167745},34.634029277657788,32.754739620830328,30.629469642428603]
[1400,72,49.855291576673864,26.802015838732899,47.464362850971916,25.906647468202536,{"$f":"T12*$G$13","v":44.925845932325409},24.962083033357331,43.577873770098385,24.478326148967483,42.229901607871369,23.978161747060234,39.297816174706021,22.925365970722346,36.050875929925603,21.774178065754736,null,1.2159827213822894,1.1576673866090712,1.0957523398128148,1.0628749700023996,1.0299976001919846,0.95848332133429315,0.87928965682745375,0.53759621077560682,0.54581260364842443,0.5556285589137101,0.5617145590467898,0.56780055917986949,0.58337506259389094,0.60398471615720517,0.83499999999999996,0.83499999999999996,0.83499999999999996,0.83499999999999996,0.83499999999999996,0.83499999999999996,0.83499999999999996,{"$f":"Y12*C12+($A$4-80)*AF12*$A$12/1000","v":26.802015838732899},{"$f":"Z12*E12+($A$4-80)*AG12*$A$12/1000","v":25.906647468202536},{"$f":"AA12*G12+($A$4-80)*AH12*$A$12/1000","v":24.962083033357331},{"$f":"AB12*I12+($A$4-80)*AI12*$A$12/1000","v":24.478326148967483},{"$f":"AC12*K12+($A$4-80)*AJ12*$A$12/1000","v":23.978161747060234},{"$f":"AD12*M12+($A$4-80)*AK12*$A$12/1000","v":22.925365970722346},{"$f":"AE12*O12+($A$4-80)*AL12*$A$12/1000","v":21.774178065754736}]
[null,67,45.496520278377723,33.236861051115902,43.312215022798178,32.331653467722582,41,31.387089032877366,39.765178785697138,30.904579855207498,38.530357571394283,30.393328533717305,35.883609311255093,29.340532757379407,32.951523878089752,28.189344852411804,null,1.1096712263018957,1.0563954883609312,1,0.96988240940724735,0.9397648188144947,0.8752099832013438,0.80369570434365256,0.73053633217993075,0.74647887323943651,0.76553875689944795,0.77717693718312542,0.788815117466803,0.81765834932821502,0.855479247536578,0.83499999999999996,0.83499999999999996,0.83499999999999996,0.83499999999999996,0.83499999999999996,0.83499999999999996,0.83499999999999996,{"$f":"Y13*C13+($A$4-80)*AF13*$A$12/1000","v":33.236861051115902},{"$f":"Z13*E13+($A$4-80)*AG13*$A$12/1000","v":32.331653467722582},{"$f":"AA13*G13+($A$4-80)*AH13*$A$12/1000","v":31.387089032877366},{"$f":"AB13*I13+($A$4-80)*AI13*$A$12/1000","v":30.904579855207498},{"$f":"AC13*K13+($A$4-80)*AJ13*$A$12/1000","v":30.393328533717305},{"$f":"AD13*M13+($A$4-80)*AK13*$A$12/1000","v":29.340532757379407},{"$f":"AE13*O13+($A$4-80)*AL13*$A$12/1000","v":28.189344852411804}]
[null,62,41.67890568754499,39.612670986321085,39.760259179265653,38.668106551475873,{"$f":"T14*$G$13","v":37.792416606671459},37.605471562275014,36.857691384689225,36.766530731694026,35.922966162706977,35.922966162706977,33.896088312934964,33.896088312934964,31.6133909287257,31.6133909287257,null,1.0165586753059754,0.96976241900647941,0.92176625869930395,0.89896808255339566,0.87616990640748726,0.82673386129109672,0.7710583153347732,0.95042492917847021,0.97253155159613958,0.99505337151783391,0.9975266857589169,1,1,1,0.83499999999999996,0.83499999999999996,0.83499999999999996,0.83499999999999996,0.83499999999999996,0.83499999999999996,0.83499999999999996,39.612670986321085,{"$f":"Z14*E14+($A$4-80)*AG14*$A$12/1000","v":38.668106551475873},{"$f":"AA14*G14+($A$4-80)*AH14*$A$12/1000","v":37.605471562275014},36.766530731694026,35.922966162706977,33.896088312934964,31.6133909287257]
[null,57,41.078713702903762,41.078713702903762,39.484761219102474,39.484761219102474,37.772738180945524,37.772738180945524,36.85277177825774,36.85277177825774,35.932805375569956,35.932805375569956,33.905927525797935,33.905927525797935,31.6133909287257,31.6133909287257,null,1.0019198464122869,0.96304295656347494,0.92128629709623233,0.89884809215262784,0.87640988720902335,0.82697384209263258,0.7710583153347732,1,1,1,1,1,1,1,0.83499999999999996,0.83499999999999996,0.83499999999999996,0.83499999999999996,0.83499999999999996,0.83499999999999996,0.83499999999999996,41.078713702903762,{"$f":"Z15*E15+($A$4-80)*AG15*$A$12/1000","v":39.484761219102474},{"$f":"AA15*G15+($A$4-80)*AH15*$A$12/1000","v":37.772738180945524},36.85277177825774,35.932805375569956,33.905927525797935,31.6133909287257]
[1575,72,50.524358051355897,27.953203743700506,48.035037197024238,27.047996160307175,45.407967362610989,26.093592512598992,44.015718742500603,25.601534757559612,42.623470122390209,25.089992800575956,39.612670986321092,24.017518598512119,36.267338612910962,22.856491480681541,null,1.2323014158867291,1.1715862730981521,1.1075113990880729,1.0735541156707464,1.0395968322534197,0.9661627069834412,0.88456923446124303,0.55326192794547224,0.56308889799262596,0.57464788732394367,0.58164527330186111,0.58864265927977844,0.60630899155489326,0.63022246337493215,0.83499999999999996,0.83499999999999996,0.83499999999999996,0.83499999999999996,0.83499999999999996,0.83499999999999996,0.83499999999999996,{"$f":"Y16*C16+($A$4-80)*AF16*$A$16/1000","v":27.953203743700506},{"$f":"Z16*E16+($A$4-80)*AG16*$A$16/1000","v":27.047996160307175},{"$f":"AA16*G16+($A$4-80)*AH16*$A$16/1000","v":26.093592512598992},{"$f":"AB16*I16+($A$4-80)*AI16*$A$16/1000","v":25.601534757559612},{"$f":"AC16*K16+($A$4-80)*AJ16*$A$16/1000","v":25.089992800575956},{"$f":"AD16*M16+($A$4-80)*AK16*$A$16/1000","v":24.017518598512119},{"$f":"AE16*O16+($A$4-80)*AL16*$A$16/1000","v":22.856491480681541}]
[null,67,46.116390688744893,35.09647228221742,43.843532517398607,34.17158627309815,41.462443004559631,33.227021838252938,40.193184545236385,32.742026999863086,38.923926085913124,32.223422126229899,36.198464122870163,31.14110871130309,33.197504199664024,29.950563954883606,null,1.124790016798656,1.0693544516438684,1.0112790976721862,0.98032157427405808,0.9493640508759299,0.88288936885049185,0.80969522438204944,0.76104117772562418,0.77939856373429073,0.80137636449928817,0.81461639256309204,0.82785642062689579,0.86028812177222069,0.90219324244220511,0.83499999999999996,0.83499999999999996,0.83499999999999996,0.83499999999999996,0.83499999999999996,0.83499999999999996,0.83499999999999996,{"$f":"Y17*C17+($A$4-80)*AF17*$A$16/1000","v":35.09647228221742},{"$f":"Z17*E17+($A$4-80)*AG17*$A$16/1000","v":34.17158627309815},{"$f":"AA17*G17+($A$4-80)*AH17*$A$16/1000","v":33.227021838252938},{"$f":"AB17*I17+($A$4-80)*AI17*$A$16/1000","v":32.742026999863086},{"$f":"AC17*K17+($A$4-80)*AJ17*$A$16/1000","v":32.223422126229899},{"$f":"AD17*M17+($A$4-80)*AK17*$A$16/1000","v":31.14110871130309},{"$f":"AE17*O17+($A$4-80)*AL17*$A$16/1000","v":29.950563954883606}]
[null,62,42.515238780897526,42.042956563474917,40.724502039836814,40.724502039836814,38.914086873050152,38.914086873050152,37.930165586753056,37.930165586753056,36.946244300455959,36.946244300455959,34.801295896328291,34.801295896328291,32.380849532037431,32.380849532037431,null,1.036957043436525,0.99328053755699541,0.94912407007439392,0.92512598992080619,0.90112790976721857,0.8488120950323973,0.78977681785457154,0.98889146031011332,1,1,1,1,1,1,0.83499999999999996,0.83499999999999996,0.83499999999999996,0.83499999999999996,0.83499999999999996,0.83499999999999996,0.83499999999999996,42.042956563474917,{"$f":"Z18*E18+($A$4-80)*AG18*$A$16/1000","v":40.724502039836814},{"$f":"AA18*G18+($A$4-80)*AH18*$A$16/1000","v":38.914086873050152},37.930165586753056,36.946244300455959,34.801295896328291,32.380849532037431]
[null,57,42.426685865130786,42.426685865130786,40.734341252699785,40.734341252699785,38.914086873050152,38.914086873050152,37.935085193184541,37.935085193184541,36.956083513318937,36.956083513318937,34.801295896328291,34.801295896328291,32.380849532037431,32.380849532037431,null,1.0347972162227022,0.99352051835853128,0.94912407007439392,0.92524598032157424,0.90136789056875455,0.8488120950323973,0.78977681785457154,1,1,1,1,1,1,1,0.83499999999999996,0.83499999999999996,0.83499999999999996,0.83499999999999996,0.83499999999999996,0.83499999999999996,0.83499999999999996,42.426685865130786,{"$f":"Z19*E19+($A$4-80)*AG19*$A$16/1000","v":40.734341252699785},{"$f":"AA19*G19+($A$4-80)*AH19*$A$16/1000","v":38.914086873050152},37.935085193184541,36.956083513318937,34.801295896328291,32.380849532037431]

{"sheet":"24APA5_48","index":45,"n_rows":19,"n_cols":45,"rows_kept":19,"cut":false,"hidden":true,"merged":[[2,0,2,1],[2,2,2,15],[3,2,3,3],[3,4,3,5],[3,6,3,7],[3,8,3,9],[3,10,3,11],[3,12,3,13],[3,14,3,15],[5,2,6,2],[5,3,6,3],[5,4,6,4],[5,5,6,5],[5,6,6,6],[5,7,6,7],[5,8,6,8],[4,0,6,0],[4,1,6,1],[4,2,4,3],[4,4,4,5],[4,6,4,7],[4,8,4,9],[5,9,6,9],[5,10,6,10],[5,11,6,11],[5,12,6,12],[5,13,6,13],[5,14,6,14],[5,15,6,15],[4,10,4,11],[4,12,4,13],[4,14,4,15],[7,0,10,0],[11,0,14,0],[15,0,18,0],[22,4,22,15],[23,4,23,5],[23,6,23,7],[23,8,23,9],[23,10,23,11],[23,12,23,13],[23,14,23,15],[25,12,26,12],[25,13,26,13],[25,14,26,14],[25,15,26,15],[27,0,30,0],[31,0,34,0],[24,12,24,13],[24,14,24,15],[25,4,26,4],[25,5,26,5],[25,6,26,6],[25,7,26,7],[25,8,26,8],[25,9,26,9],[25,10,26,10],[25,11,26,11],[24,0,26,0],[24,1,26,1],[24,4,24,5],[24,6,24,7],[24,8,24,9],[24,10,24,11],[35,0,38,0],[41,0,42,1],[41,4,41,15],[42,4,42,5],[42,6,42,7],[42,8,42,9],[42,10,42,11],[42,12,42,13],[42,14,42,15],[44,12,45,12],[44,13,45,13],[44,14,45,14],[44,15,45,15],[46,0,49,0],[50,0,53,0],[43,12,43,13],[43,14,43,15],[44,4,45,4],[44,5,45,5],[44,6,45,6],[44,7,45,7],[44,8,45,8],[44,9,45,9],[44,10,45,10],[44,11,45,11],[43,0,45,0],[43,1,45,1],[43,4,43,5],[43,6,43,7],[43,8,43,9],[43,10,43,11],[54,0,57,0],[60,0,61,1],[60,4,60,15],[61,4,61,5],[61,6,61,7],[61,8,61,9],[61,10,61,11],[61,12,61,13],[61,14,61,15],[63,12,64,12],[63,13,64,13],[63,14,64,14],[63,15,64,15],[65,0,68,0],[69,0,72,0],[62,12,62,13],[62,14,62,15],[63,4,64,4],[63,5,64,5],[63,6,64,6],[63,7,64,7],[63,8,64,8],[63,9,64,9],[63,10,64,10],[63,11,64,11],[62,0,64,0],[62,1,64,1],[62,4,62,5],[62,6,62,7],[62,8,62,9],[62,10,62,11],[73,0,76,0],[79,0,80,1],[79,4,79,15],[80,4,80,5],[80,6,80,7],[80,8,80,9],[80,10,80,11],[80,12,80,13],[80,14,80,15],[82,12,83,12],[82,13,83,13],[82,14,83,14],[82,15,83,15],[84,0,87,0],[88,0,91,0],[81,12,81,13],[81,14,81,15],[82,4,83,4],[82,5,83,5],[82,6,83,6],[82,7,83,7],[82,8,83,8],[82,9,83,9],[82,10,83,10],[82,11,83,11],[81,0,83,0],[81,1,83,1],[81,4,81,5],[81,6,81,7],[81,8,81,9],[81,10,81,11],[92,0,95,0],[98,0,99,1],[98,4,98,15],[99,4,99,5],[99,6,99,7],[99,8,99,9],[99,10,99,11],[99,12,99,13],[99,14,99,15],[101,12,102,12],[101,13,102,13],[101,14,102,14],[101,15,102,15],[103,0,106,0],[107,0,110,0],[100,12,100,13],[100,14,100,15],[101,4,102,4],[101,5,102,5],[101,6,102,6],[101,7,102,7],[101,8,102,8],[101,9,102,9],[101,10,102,10],[101,11,102,11],[100,0,102,0],[100,1,102,1],[100,4,100,5],[100,6,100,7],[100,8,100,9],[100,10,100,11],[111,0,114,0],[117,0,118,1],[117,4,117,15],[118,4,118,5],[118,6,118,7],[118,8,118,9],[118,10,118,11],[118,12,118,13],[118,14,118,15],[130,0,133,0],[120,12,121,12],[120,13,121,13],[120,14,121,14],[120,15,121,15],[122,0,125,0],[126,0,129,0],[119,12,119,13],[119,14,119,15],[120,4,121,4],[120,5,121,5],[120,6,121,6],[120,7,121,7],[120,8,121,8],[120,9,121,9],[120,10,121,10],[120,11,121,11],[119,0,121,0],[119,1,121,1],[119,4,119,5],[119,6,119,7],[119,8,119,9],[119,10,119,11]]}
[]
["24APA5_48"]
["Evaporator Air \n",null,"Condenser  Entering Air Temperature ˚F"]
[80,"°F DB",75,null,85,null,95,null,100,null,105,null,115,null,125]
["CFM","EWB†\n˚F","Capacity Mbtuh",null,"Capacity Mbtuh",null,"Capacity Mbtuh",null,"Capacity Mbtuh",null,"Capacity Mbtuh",null,"Capacity Mbtuh",null,"Capacity Mbtuh"]
[null,null,"Total","Sens.","Total","Sens.","Total","Sens.","Total","Sens.","Total","Sens.","Total","Sens.","Total","Sens."]
[null,null,null,null,null,null,null,null,null,null,null,null,null,null,null,null,null,"Total Factors",null,null,null,null,null,null,"Sens. %",null,null,null,null,null,null,"IDB Adj",null,null,null,null,null,null,"Sens Calc"]
[1400,72,{"$f":"R8*$G$13","v":55.179008504459652},{"$f":"IF(AM8>C8,C8,AM8)","v":28.729724123625804},{"$f":"S8*$G$13","v":52.450114084214889},{"$f":"IF(AN8>E8,E8,AN8)","v":27.680149346608587},{"$f":"T8*$G$13","v":49.597179008504462},{"$f":"IF(AO8>G8,G8,AO8)","v":26.592408214063475},{"$f":"U8*$G$13","v":48.094378759593447},{"$f":"IF(AP8>I8,I8,AP8)","v":26.037285903339612},{"$f":"V8*$G$13","v":46.591578510682432},{"$f":"IF(AQ8>K8,K8,AQ8)","v":25.466500725990461},{"$f":"W8*$G$13","v":43.385604646338933},{"$f":"IF(AR8>M8,M8,AR8)","v":24.283343704625594},{"$f":"X8*$G$13","v":39.855216760008297},{"$f":"IF(AS8>O8,O8,AS8)","v":23.004770794440983},null,1.1995436631404273,1.1402198713959759,1.0781995436631404,1.0455299730346401,1.0128604024061398,0.94316531839867246,0.86641775565235435,0.52066401521701544,0.52774240494815361,0.53616775682954987,0.54137898388272498,0.5465902109359001,0.55970969870244114,0.57720852286329893,0.83499999999999996,0.83499999999999996,0.83499999999999996,0.83499999999999996,0.83499999999999996,0.83499999999999996,0.83499999999999996,{"$f":"Y8*C8+($A$4-80)*AF8*$A$8/1000","v":28.729724123625804},{"$f":"Z8*E8+($A$4-80)*AG8*$A$8/1000","v":27.680149346608587},{"$f":"AA8*G8+($A$4-80)*AH8*$A$8/1000","v":26.592408214063475},{"$f":"AB8*I8+($A$4-80)*AI8*$A$8/1000","v":26.037285903339612},{"$f":"AC8*K8+($A$4-80)*AJ8*$A$8/1000","v":25.466500725990461},{"$f":"AD8*M8+($A$4-80)*AK8*$A$8/1000","v":24.283343704625594},{"$f":"AE8*O8+($A$4-80)*AL8*$A$8/1000","v":23.004770794440983}]
[null,67,50.341422941298482,35.074880730138972,47.851068243103086,{"$f":"IF(AN9>E9,E9,AN9)","v":34.015764364239779},{"$f":"T9*$G$13","v":45.255756067205972},{"$f":"IF(AO9>G9,G9,AO9)","v":32.928023231694667},43.89607965152458,{"$f":"IF(AP9>I9,I9,AP9)","v":32.378697604189909},42.536403235843181,{"$f":"IF(AQ9>K9,K9,AQ9)","v":31.802115743621652},39.626218626840902,{"$f":"IF(AR9>M9,M9,AR9)","v":30.628500311138765},36.44886952914333,{"$f":"IF(AS9>O9,O9,AS9)","v":29.349927400954158},null,1.0943787595934453,1.0402406139805018,0.98382078406969509,0.95426260112009953,0.92470441817050397,0.86143953536610662,0.79236672889442028,0.69673995451099313,0.71086739780658026,0.72759856630824371,0.737621625011457,0.7476446837146703,0.77293522754635202,0.80523560209424083,0.83499999999999996,0.83499999999999996,0.83499999999999996,0.83499999999999996,0.83499999999999996,0.83499999999999996,0.83499999999999996,{"$f":"Y9*C9+($A$4-80)*AF9*$A$8/1000","v":35.074880730138972},{"$f":"Z9*E9+($A$4-80)*AG9*$A$8/1000","v":34.015764364239779},{"$f":"AA9*G9+($A$4-80)*AH9*$A$8/1000","v":32.928023231694667},{"$f":"AB9*I9+($A$4-80)*AI9*$A$8/1000","v":32.378697604189909},{"$f":"AC9*K9+($A$4-80)*AJ9*$A$8/1000","v":31.802115743621652},{"$f":"AD9*M9+($A$4-80)*AK9*$A$8/1000","v":30.628500311138765},{"$f":"AE9*O9+($A$4-80)*AL9*$A$8/1000","v":29.349927400954158}]
[null,62,45.952292055590121,41.372329392242271,43.729101846090018,40.313213026343078,{"$f":"T10*$G$13","v":41.420037336652143},39.215930304915993,40.217797137523334,38.651033198369383,39.015556938394525,38.051856461315083,36.611076540136899,36.611076540136899,34.225679319643227,34.225679319643227,null,0.99896287077369827,0.95063264882804388,0.9004355942750466,0.87429993777224646,0.84816428126944621,0.79589296826384559,0.74403650694876577,0.90033222591362128,0.92188522801658301,0.94678645473393241,0.96104301949218018,0.97529958425042806,1,1,0.83499999999999996,0.83499999999999996,0.83499999999999996,0.83499999999999996,0.83499999999999996,0.83499999999999996,0.83499999999999996,41.372329392242271,{"$f":"Z10*E10+($A$4-80)*AG10*$A$8/1000","v":40.313213026343078},{"$f":"AA10*G10+($A$4-80)*AH10*$A$8/1000","v":39.215930304915993},38.651033198369383,38.051856461315083,36.611076540136899,34.225679319643227]
[null,57,44.301597179008503,44.301597179008503,42.555486413607134,42.555486413607134,{"$f":"T11*$G$13","v":40.704418170504042},40.704418170504042,39.721634515660654,39.721634515660654,38.738850860817259,38.738850860817259,36.611076540136899,36.611076540136899,34.225679319643227,34.225679319643227,null,0.96307819954366314,0.92511926986102466,0.88487865588052261,0.86351379381870985,0.84214893175689698,0.79589296826384559,0.74403650694876577,1,1,1,1,1,1,1,0.83499999999999996,0.83499999999999996,0.83499999999999996,0.83499999999999996,0.83499999999999996,0.83499999999999996,0.83499999999999996,44.301597179008503,{"$f":"Z11*E11+($A$4-80)*AG11*$A$8/1000","v":42.555486413607134},{"$f":"AA11*G11+($A$4-80)*AH11*$A$8/1000","v":40.704418170504042},{"$f":"AB11*I11+($A$4-80)*AI11*$A$8/1000","v":39.721634515660654},38.738850860817259,36.611076540136899,34.225679319643227]
[1600,72,56.247666459240818,30.151420867040031,53.375648205766431,29.063679734494915,{"$f":"T12*$G$13","v":50.379589296826381},27.956855424185854,48.814768720182528,27.394158413677971,47.249948143538688,26.811864758348893,43.910392034847547,25.60962455922008,40.24642190416926,24.302426882389543,null,1.222775357809583,1.1603401783862268,1.0952084629744865,1.0611906243517941,1.027172785729102,0.9545737398879901,0.87492221530802738,0.53604749787955897,0.5445119771183411,0.55492424242424243,0.56118586919273517,0.56744749596122779,0.58322468491960011,0.60384068278805114,0.83499999999999996,0.83499999999999996,0.83499999999999996,0.83499999999999996,0.83499999999999996,0.83499999999999996,0.83499999999999996,{"$f":"Y12*C12+($A$4-80)*AF12*$A$12/1000","v":30.151420867040031},{"$f":"Z12*E12+($A$4-80)*AG12*$A$12/1000","v":29.063679734494915},{"$f":"AA12*G12+($A$4-80)*AH12*$A$12/1000","v":27.956855424185854},{"$f":"AB12*I12+($A$4-80)*AI12*$A$12/1000","v":27.394158413677971},{"$f":"AC12*K12+($A$4-80)*AJ12*$A$12/1000","v":26.811864758348893},{"$f":"AD12*M12+($A$4-80)*AK12*$A$12/1000","v":25.60962455922008},{"$f":"AE12*O12+($A$4-80)*AL12*$A$12/1000","v":24.302426882389543}]
[null,67,51.343289773905838,37.336237295166988,48.728894420244764,36.248496162621862,46,35.132130263430824,44.583074051026756,34.576364829948481,43.166148102053519,33.98713959759386,40.141464426467536,32.784899398465051,36.849616262186267,31.477701721634517,null,1.116158473345779,1.0593237917444513,1,0.96919726197884259,0.93839452395768519,0.87264053101016381,0.80107861439535355,0.72718825497119499,0.7438809477188173,0.76374196224849611,0.77554914204378822,0.78735632183908033,0.81673401473734253,0.85422061108234082,0.83499999999999996,0.83499999999999996,0.83499999999999996,0.83499999999999996,0.83499999999999996,0.83499999999999996,0.83499999999999996,{"$f":"Y13*C13+($A$4-80)*AF13*$A$12/1000","v":37.336237295166988},{"$f":"Z13*E13+($A$4-80)*AG13*$A$12/1000","v":36.248496162621862},{"$f":"AA13*G13+($A$4-80)*AH13*$A$12/1000","v":35.132130263430824},{"$f":"AB13*I13+($A$4-80)*AI13*$A$12/1000","v":34.576364829948481},{"$f":"AC13*K13+($A$4-80)*AJ13*$A$12/1000","v":33.98713959759386},{"$f":"AD13*M13+($A$4-80)*AK13*$A$12/1000","v":32.784899398465051},{"$f":"AE13*O13+($A$4-80)*AL13*$A$12/1000","v":31.477701721634517}]
[null,62,47.03049159925326,44.463804190002072,44.721427089815386,43.337896701929061,{"$f":"T14*$G$13","v":42.393279402613565},42.116573325036299,41.305538270068446,41.170735140445224,40.217797137523334,40.217797137523334,37.90873262808546,37.90873262808546,35.342045218834265,35.342045218834265,null,1.0224019912881144,0.9722049367351171,0.92159303049159924,0.8979464841319228,0.87429993777224635,0.82410288321924907,0.76830533084422314,0.94542503550415913,0.96906336675912108,0.99347287868557288,0.99673643934278644,1,1,1,0.83499999999999996,0.83499999999999996,0.83499999999999996,0.83499999999999996,0.83499999999999996,0.83499999999999996,0.83499999999999996,44.463804190002072,{"$f":"Z14*E14+($A$4-80)*AG14*$A$12/1000","v":43.337896701929061},{"$f":"AA14*G14+($A$4-80)*AH14*$A$12/1000","v":42.116573325036299},41.170735140445224,40.217797137523334,37.90873262808546,35.342045218834265]
[null,57,46.238539722049374,46.238539722049374,44.339763534536402,44.339763534536402,42.345571458203693,42.345571458203693,41.281684297863514,41.281684297863514,40.217797137523334,40.217797137523334,37.90873262808546,37.90873262808546,35.342045218834265,35.342045218834265,null,1.0051856461315081,0.96390790292470441,0.92055590126529774,0.89742791951877199,0.87429993777224635,0.82410288321924907,0.76830533084422314,1,1,1,1,1,1,1,0.83499999999999996,0.83499999999999996,0.83499999999999996,0.83499999999999996,0.83499999999999996,0.83499999999999996,0.83499999999999996,46.238539722049374,{"$f":"Z15*E15+($A$4-80)*AG15*$A$12/1000","v":44.339763534536402},{"$f":"AA15*G15+($A$4-80)*AH15*$A$12/1000","v":42.345571458203693},41.281684297863514,40.217797137523334,37.90873262808546,35.342045218834265]
[1800,72,57.030076747562745,31.477701721634514,54.053101016386641,30.380419000207425,50.942543040862887,29.25451151213441,49.325243725368175,28.684228439579151,47.70794440987347,28.0904376685335,44.263430823480604,26.869114291640734,40.494503215100593,25.552375025928228,null,1.2397842771209293,1.1750674133997097,1.1074465878448454,1.0722879070732212,1.0371292263015972,0.96224849616262187,0.88031528728479558,0.55194913836372761,0.56204766107678727,0.57426484360367114,0.58153242180183562,0.58879999999999999,0.60702737658978223,0.6310084825636193,0.83499999999999996,0.83499999999999996,0.83499999999999996,0.83499999999999996,0.83499999999999996,0.83499999999999996,0.83499999999999996,{"$f":"Y16*C16+($A$4-80)*AF16*$A$16/1000","v":31.477701721634514},{"$f":"Z16*E16+($A$4-80)*AG16*$A$16/1000","v":30.380419000207425},{"$f":"AA16*G16+($A$4-80)*AH16*$A$16/1000","v":29.25451151213441},{"$f":"AB16*I16+($A$4-80)*AI16*$A$16/1000","v":28.684228439579151},{"$f":"AC16*K16+($A$4-80)*AJ16*$A$16/1000","v":28.0904376685335},{"$f":"AD16*M16+($A$4-80)*AK16*$A$16/1000","v":26.869114291640734},{"$f":"AE16*O16+($A$4-80)*AL16*$A$16/1000","v":25.552375025928228}]
[null,67,52.077992117817878,39.483094793611286,49.368180875337067,38.385812072184187,46.553412155154533,37.25036299522921,45.088778261771417,36.688131681065741,43.624144368388301,36.086289151628293,40.513586392864553,34.855424185853558,37.135863928645506,33.510060153495118,null,1.1321302634308235,1.0732213233768928,1.0120306990250985,0.98019083177763944,0.94835096453018042,0.88073013897531638,0.80730138975316323,0.75815316965921586,0.77754155392346336,0.80016396802623491,0.81368653344443853,0.82720909886264216,0.8603391427225624,0.90236382322713249,0.83499999999999996,0.83499999999999996,0.83499999999999996,0.83499999999999996,0.83499999999999996,0.83499999999999996,0.83499999999999996,{"$f":"Y17*C17+($A$4-80)*AF17*$A$16/1000","v":39.483094793611286},{"$f":"Z17*E17+($A$4-80)*AG17*$A$16/1000","v":38.385812072184187},{"$f":"AA17*G17+($A$4-80)*AH17*$A$16/1000","v":37.25036299522921},{"$f":"AB17*I17+($A$4-80)*AI17*$A$16/1000","v":36.688131681065741},{"$f":"AC17*K17+($A$4-80)*AJ17*$A$16/1000","v":36.086289151628293},{"$f":"AD17*M17+($A$4-80)*AK17*$A$16/1000","v":34.855424185853558},{"$f":"AE17*O17+($A$4-80)*AL17*$A$16/1000","v":33.510060153495118}]
[null,62,47.984650487450736,47.307197676830533,45.809168222360505,45.809168222360505,43.681393901680153,43.681393901680153,42.545944824725161,42.545944824725161,41.41049574777017,41.41049574777017,38.958307405102673,38.958307405102673,36.229412984857916,36.229412984857916,null,1.0431445758141464,0.99585148309479354,0.94959551960174238,0.92491184401576432,0.90022816842978626,0.84691972619788425,0.7875959344534329,0.98588188506661367,1,1,1,1,1,1,0.83499999999999996,0.83499999999999996,0.83499999999999996,0.83499999999999996,0.83499999999999996,0.83499999999999996,0.83499999999999996,47.307197676830533,{"$f":"Z18*E18+($A$4-80)*AG18*$A$16/1000","v":45.809168222360505},{"$f":"AA18*G18+($A$4-80)*AH18*$A$16/1000","v":43.681393901680153},42.545944824725161,41.41049574777017,38.958307405102673,36.229412984857916]
[null,57,47.841526654221113,47.841526654221113,45.818709811242485,45.818709811242485,43.681393901680153,43.681393901680153,42.545944824725161,42.545944824725161,41.41049574777017,41.41049574777017,38.958307405102673,38.958307405102673,36.229412984857916,36.229412984857916,null,1.0400331881352416,0.996058908940054,0.94959551960174238,0.92491184401576432,0.90022816842978626,0.84691972619788425,0.7875959344534329,1,1,1,1,1,1,1,0.83499999999999996,0.83499999999999996,0.83499999999999996,0.83499999999999996,0.83499999999999996,0.83499999999999996,0.83499999999999996,47.841526654221113,{"$f":"Z19*E19+($A$4-80)*AG19*$A$16/1000","v":45.818709811242485},{"$f":"AA19*G19+($A$4-80)*AH19*$A$16/1000","v":43.681393901680153},42.545944824725161,41.41049574777017,38.958307405102673,36.229412984857916]

{"sheet":"24APA5_60","index":46,"n_rows":19,"n_cols":45,"rows_kept":19,"cut":false,"hidden":true,"merged":[[2,0,2,1],[2,2,2,15],[3,2,3,3],[3,4,3,5],[3,6,3,7],[3,8,3,9],[3,10,3,11],[3,12,3,13],[3,14,3,15],[5,2,6,2],[5,3,6,3],[5,4,6,4],[5,5,6,5],[5,6,6,6],[5,7,6,7],[5,8,6,8],[4,0,6,0],[4,1,6,1],[4,2,4,3],[4,4,4,5],[4,6,4,7],[4,8,4,9],[5,9,6,9],[5,10,6,10],[5,11,6,11],[5,12,6,12],[5,13,6,13],[5,14,6,14],[5,15,6,15],[4,10,4,11],[4,12,4,13],[4,14,4,15],[7,0,10,0],[11,0,14,0],[15,0,18,0],[22,4,22,15],[23,4,23,5],[23,6,23,7],[23,8,23,9],[23,10,23,11],[23,12,23,13],[23,14,23,15],[25,12,26,12],[25,13,26,13],[25,14,26,14],[25,15,26,15],[27,0,30,0],[31,0,34,0],[24,12,24,13],[24,14,24,15],[25,4,26,4],[25,5,26,5],[25,6,26,6],[25,7,26,7],[25,8,26,8],[25,9,26,9],[25,10,26,10],[25,11,26,11],[24,0,26,0],[24,1,26,1],[24,4,24,5],[24,6,24,7],[24,8,24,9],[24,10,24,11],[35,0,38,0],[41,0,42,1],[41,4,41,15],[42,4,42,5],[42,6,42,7],[42,8,42,9],[42,10,42,11],[42,12,42,13],[42,14,42,15],[44,12,45,12],[44,13,45,13],[44,14,45,14],[44,15,45,15],[46,0,49,0],[50,0,53,0],[43,12,43,13],[43,14,43,15],[44,4,45,4],[44,5,45,5],[44,6,45,6],[44,7,45,7],[44,8,45,8],[44,9,45,9],[44,10,45,10],[44,11,45,11],[43,0,45,0],[43,1,45,1],[43,4,43,5],[43,6,43,7],[43,8,43,9],[43,10,43,11],[54,0,57,0],[60,0,61,1],[60,4,60,15],[61,4,61,5],[61,6,61,7],[61,8,61,9],[61,10,61,11],[61,12,61,13],[61,14,61,15],[63,12,64,12],[63,13,64,13],[63,14,64,14],[63,15,64,15],[65,0,68,0],[69,0,72,0],[62,12,62,13],[62,14,62,15],[63,4,64,4],[63,5,64,5],[63,6,64,6],[63,7,64,7],[63,8,64,8],[63,9,64,9],[63,10,64,10],[63,11,64,11],[62,0,64,0],[62,1,64,1],[62,4,62,5],[62,6,62,7],[62,8,62,9],[62,10,62,11],[73,0,76,0],[79,0,80,1],[79,4,79,15],[80,4,80,5],[80,6,80,7],[80,8,80,9],[80,10,80,11],[80,12,80,13],[80,14,80,15],[82,12,83,12],[82,13,83,13],[82,14,83,14],[82,15,83,15],[84,0,87,0],[88,0,91,0],[81,12,81,13],[81,14,81,15],[82,4,83,4],[82,5,83,5],[82,6,83,6],[82,7,83,7],[82,8,83,8],[82,9,83,9],[82,10,83,10],[82,11,83,11],[81,0,83,0],[81,1,83,1],[81,4,81,5],[81,6,81,7],[81,8,81,9],[81,10,81,11],[92,0,95,0],[98,0,99,1],[98,4,98,15],[99,4,99,5],[99,6,99,7],[99,8,99,9],[99,10,99,11],[99,12,99,13],[99,14,99,15],[101,12,102,12],[101,13,102,13],[101,14,102,14],[101,15,102,15],[103,0,106,0],[107,0,110,0],[100,12,100,13],[100,14,100,15],[101,4,102,4],[101,5,102,5],[101,6,102,6],[101,7,102,7],[101,8,102,8],[101,9,102,9],[101,10,102,10],[101,11,102,11],[100,0,102,0],[100,1,102,1],[100,4,100,5],[100,6,100,7],[100,8,100,9],[100,10,100,11],[111,0,114,0],[117,0,118,1],[117,4,117,15],[118,4,118,5],[118,6,118,7],[118,8,118,9],[118,10,118,11],[118,12,118,13],[118,14,118,15],[130,0,133,0],[120,12,121,12],[120,13,121,13],[120,14,121,14],[120,15,121,15],[122,0,125,0],[126,0,129,0],[119,12,119,13],[119,14,119,15],[120,4,121,4],[120,5,121,5],[120,6,121,6],[120,7,121,7],[120,8,121,8],[120,9,121,9],[120,10,121,10],[120,11,121,11],[119,0,121,0],[119,1,121,1],[119,4,119,5],[119,6,119,7],[119,8,119,9],[119,10,119,11]]}
[]
["24APA5_60"]
["Evaporator Air \n",null,"Condenser  Entering Air Temperature ˚F"]
[80,"°F DB",75,null,85,null,95,null,100,null,105,null,115,null,125]
["CFM","EWB†\n˚F","Capacity Mbtuh",null,"Capacity Mbtuh",null,"Capacity Mbtuh",null,"Capacity Mbtuh",null,"Capacity Mbtuh",null,"Capacity Mbtuh",null,"Capacity Mbtuh"]
[null,null,"Total","Sens.","Total","Sens.","Total","Sens.","Total","Sens.","Total","Sens.","Total","Sens.","Total","Sens."]
[null,null,null,null,null,null,null,null,null,null,null,null,null,null,null,null,null,"Total Factors",null,null,null,null,null,null,"Sens. %",null,null,null,null,null,null,"IDB Adj",null,null,null,null,null,null,"Sens Calc"]
[1750,72,{"$f":"R8*$G$13","v":68.5},{"$f":"IF(AM8>C8,C8,AM8)","v":35.692307692307693},{"$f":"S8*$G$13","v":65.403846153846146},{"$f":"IF(AN8>E8,E8,AN8)","v":34.5},{"$f":"T8*$G$13","v":62.115384615384613},{"$f":"IF(AO8>G8,G8,AO8)","v":33.25},{"$f":"U8*$G$13","v":60.370192307692299},{"$f":"IF(AP8>I8,I8,AP8)","v":32.599548552641046},{"$f":"V8*$G$13","v":58.625},{"$f":"IF(AQ8>K8,K8,AQ8)","v":31.93269230769231},{"$f":"W8*$G$13","v":54.807692307692307},{"$f":"IF(AR8>M8,M8,AR8)","v":30.51923076923077},{"$f":"X8*$G$13","v":50.557692307692307},{"$f":"IF(AS8>O8,O8,AS8)","v":28.971153846153847},null,1.191304347826087,1.1374581939799331,1.080267558528428,1.0499163879598661,1.0195652173913043,0.95317725752508364,0.87926421404682276,0.52105558674901742,0.5274919141428992,0.53529411764705881,0.53999411475267489,0.54469411185829097,0.55684210526315792,0.57303157093952073,0.83499999999999996,0.83499999999999996,0.83499999999999996,0.83499999999999996,0.83499999999999996,0.83499999999999996,0.83499999999999996,{"$f":"Y8*C8+($A$4-80)*AF8*$A$8/1000","v":35.692307692307693},{"$f":"Z8*E8+($A$4-80)*AG8*$A$8/1000","v":34.5},{"$f":"AA8*G8+($A$4-80)*AH8*$A$8/1000","v":33.25},{"$f":"AB8*I8+($A$4-80)*AI8*$A$8/1000","v":32.599548552641046},{"$f":"AC8*K8+($A$4-80)*AJ8*$A$8/1000","v":31.93269230769231},{"$f":"AD8*M8+($A$4-80)*AK8*$A$8/1000","v":30.51923076923077},{"$f":"AE8*O8+($A$4-80)*AL8*$A$8/1000","v":28.971153846153847}]
[null,67,62.54807692307692,43.615384615384613,59.721153846153847,{"$f":"IF(AN9>E9,E9,AN9)","v":42.41346153846154},{"$f":"T9*$G$13","v":56.730769230769234},{"$f":"IF(AO9>G9,G9,AO9)","v":41.153846153846153},55.13942307692308,{"$f":"IF(AP9>I9,I9,AP9)","v":40.50497437270905},53.548076923076927,{"$f":"IF(AQ9>K9,K9,AQ9)","v":39.826923076923087},50.096153846153854,{"$f":"IF(AR9>M9,M9,AR9)","v":38.423076923076927},46.28846153846154,{"$f":"IF(AS9>O9,O9,AS9)","v":36.894230769230766},null,1.0877926421404682,1.038628762541806,0.98662207357859533,0.95894648829431439,0.93127090301003346,0.87123745819398002,0.8050167224080268,0.69730976172175252,0.71019159555627109,0.72542372881355932,0.7345919146851061,0.74376010055665298,0.76698656429942413,0.79705027004569995,0.83499999999999996,0.83499999999999996,0.83499999999999996,0.83499999999999996,0.83499999999999996,0.83499999999999996,0.83499999999999996,{"$f":"Y9*C9+($A$4-80)*AF9*$A$8/1000","v":43.615384615384613},{"$f":"Z9*E9+($A$4-80)*AG9*$A$8/1000","v":42.41346153846154},{"$f":"AA9*G9+($A$4-80)*AH9*$A$8/1000","v":41.153846153846153},{"$f":"AB9*I9+($A$4-80)*AI9*$A$8/1000","v":40.50497437270905},{"$f":"AC9*K9+($A$4-80)*AJ9*$A$8/1000","v":39.826923076923087},{"$f":"AD9*M9+($A$4-80)*AK9*$A$8/1000","v":38.423076923076927},{"$f":"AE9*O9+($A$4-80)*AL9*$A$8/1000","v":36.894230769230766}]
[null,62,57.173076923076927,51.480769230769226,54.634615384615387,50.269230769230774,{"$f":"T10*$G$13","v":51.971153846153847},48.99038461538462,50.567307692307693,48.325985488926563,49.16346153846154,47.625,46.201923076923073,46.13461538461538,43.355769230769241,43.355769230769241,null,0.9943143812709031,0.95016722408026766,0.90384615384615385,0.87943143812709035,0.85501672240802684,0.80351170568561869,0.75401337792642154,0.90043726875210217,0.92009855684618091,0.94264569842738211,0.95567645766274245,0.9687072168981028,0.99854318418314258,1,0.83499999999999996,0.83499999999999996,0.83499999999999996,0.83499999999999996,0.83499999999999996,0.83499999999999996,0.83499999999999996,51.480769230769226,{"$f":"Z10*E10+($A$4-80)*AG10*$A$8/1000","v":50.269230769230774},{"$f":"AA10*G10+($A$4-80)*AH10*$A$8/1000","v":48.99038461538462},48.325985488926563,47.625,46.13461538461538,43.355769230769241]
[null,57,55.230769230769234,55.230769230769234,53.211538461538467,53.211538461538467,{"$f":"T11*$G$13","v":51.057692307692314},51.057692307692314,49.90384615384616,49.90384615384616,48.750000000000007,48.750000000000007,46.211538461538467,46.211538461538467,43.36538461538462,43.36538461538462,null,0.96053511705685624,0.92541806020066897,0.88795986622073586,0.86789297658862885,0.84782608695652184,0.8036789297658864,0.75418060200668902,1,1,1,1,1,1,1,0.83499999999999996,0.83499999999999996,0.83499999999999996,0.83499999999999996,0.83499999999999996,0.83499999999999996,0.83499999999999996,55.230769230769234,{"$f":"Z11*E11+($A$4-80)*AG11*$A$8/1000","v":53.211538461538467},{"$f":"AA11*G11+($A$4-80)*AH11*$A$8/1000","v":51.057692307692314},{"$f":"AB11*I11+($A$4-80)*AI11*$A$8/1000","v":49.90384615384616},48.750000000000007,46.211538461538467,43.36538461538462]
[2000,72,69.567307692307693,37.105769230769241,66.336538461538467,35.884615384615394,{"$f":"T12*$G$13","v":62.923076923076927},34.605769230769241,61.105769230769241,33.947651760090075,59.288461538461533,33.269230769230766,55.346153846153854,31.836538461538463,50.961538461538467,30.269230769230774,null,1.209866220735786,1.1536789297658863,1.0943143812709031,1.0627090301003346,1.0311036789297658,0.962541806020067,0.88628762541806028,0.53337940566689712,0.54094796347296714,0.54996943765281181,0.55555559135316557,0.56114174505351933,0.57522585128561499,0.59396226415094344,0.83499999999999996,0.83499999999999996,0.83499999999999996,0.83499999999999996,0.83499999999999996,0.83499999999999996,0.83499999999999996,{"$f":"Y12*C12+($A$4-80)*AF12*$A$12/1000","v":37.105769230769241},{"$f":"Z12*E12+($A$4-80)*AG12*$A$12/1000","v":35.884615384615394},{"$f":"AA12*G12+($A$4-80)*AH12*$A$12/1000","v":34.605769230769241},{"$f":"AB12*I12+($A$4-80)*AI12*$A$12/1000","v":33.947651760090075},{"$f":"AC12*K12+($A$4-80)*AJ12*$A$12/1000","v":33.269230769230766},{"$f":"AD12*M12+($A$4-80)*AK12*$A$12/1000","v":31.836538461538463},{"$f":"AE12*O12+($A$4-80)*AL12*$A$12/1000","v":30.269230769230774}]
[null,67,63.557692307692307,45.86538461538462,60.605769230769241,44.634615384615387,57.5,43.355769230769241,55.85096153846154,42.704997680119881,54.20192307692308,42.019230769230781,50.63461538461538,40.596153846153847,46.70192307692308,39.02884615384616,null,1.1053511705685619,1.0540133779264216,1,0.97132107023411374,0.94264214046822747,0.88060200668896316,0.8122073578595318,0.72163388804841155,0.7364746945898778,0.75401337792642154,0.76462421601660802,0.7752350541067945,0.80174705658944179,0.83570105003088335,0.83499999999999996,0.83499999999999996,0.83499999999999996,0.83499999999999996,0.83499999999999996,0.83499999999999996,0.83499999999999996,{"$f":"Y13*C13+($A$4-80)*AF13*$A$12/1000","v":45.86538461538462},{"$f":"Z13*E13+($A$4-80)*AG13*$A$12/1000","v":44.634615384615387},{"$f":"AA13*G13+($A$4-80)*AH13*$A$12/1000","v":43.355769230769241},{"$f":"AB13*I13+($A$4-80)*AI13*$A$12/1000","v":42.704997680119881},{"$f":"AC13*K13+($A$4-80)*AJ13*$A$12/1000","v":42.019230769230781},{"$f":"AD13*M13+($A$4-80)*AK13*$A$12/1000","v":40.596153846153847},{"$f":"AE13*O13+($A$4-80)*AL13*$A$12/1000","v":39.02884615384616}]
[null,62,58.259615384615387,54.567307692307686,55.644230769230774,53.298076923076927,{"$f":"T14*$G$13","v":52.942307692307693},51.92307692307692,51.59134615384616,51.094734939506559,50.24038461538462,50.24038461538462,47.548076923076927,47.548076923076927,44.519230769230774,44.519230769230774,null,1.0132107023411372,0.96772575250836124,0.92073578595317729,0.89724080267558537,0.87374581939799334,0.82692307692307698,0.77424749163879603,0.93662320514936448,0.957836530153793,0.98074827460951686,0.99037413730475843,1,1,1,0.83499999999999996,0.83499999999999996,0.83499999999999996,0.83499999999999996,0.83499999999999996,0.83499999999999996,0.83499999999999996,54.567307692307686,{"$f":"Z14*E14+($A$4-80)*AG14*$A$12/1000","v":53.298076923076927},{"$f":"AA14*G14+($A$4-80)*AH14*$A$12/1000","v":51.92307692307692},51.094734939506559,50.24038461538462,47.548076923076927,44.519230769230774]
[null,57,57.144230769230766,57.144230769230766,54.990384615384613,54.990384615384613,52.71153846153846,52.71153846153846,51.480769230769234,51.480769230769234,50.25,50.25,47.557692307692314,47.557692307692314,44.519230769230774,44.519230769230774,null,0.99381270903010033,0.95635451505016722,0.91672240802675586,0.89531772575250845,0.87391304347826093,0.82709030100334457,0.77424749163879603,1,1,1,1,1,1,1,0.83499999999999996,0.83499999999999996,0.83499999999999996,0.83499999999999996,0.83499999999999996,0.83499999999999996,0.83499999999999996,57.144230769230766,{"$f":"Z15*E15+($A$4-80)*AG15*$A$12/1000","v":54.990384615384613},{"$f":"AA15*G15+($A$4-80)*AH15*$A$12/1000","v":52.71153846153846},51.480769230769234,50.25,47.557692307692314,44.519230769230774]
[2250,72,70.384615384615387,38.432692307692307,67.048076923076934,37.192307692307701,63.528846153846146,35.903846153846153,61.66346153846154,35.23770175875395,59.798076923076927,34.54807692307692,55.75,33.096153846153847,51.24038461538462,31.50961538461539,null,1.2240802675585285,1.1660535117056858,1.104849498327759,1.0724080267558529,1.0399665551839465,0.9695652173913043,0.89113712374581944,0.54603825136612016,0.5547110282518285,0.56515816558195864,0.57145189192428048,0.57774561826660231,0.59365298378751297,0.61493713642334402,0.83499999999999996,0.83499999999999996,0.83499999999999996,0.83499999999999996,0.83499999999999996,0.83499999999999996,0.83499999999999996,{"$f":"Y16*C16+($A$4-80)*AF16*$A$16/1000","v":38.432692307692307},{"$f":"Z16*E16+($A$4-80)*AG16*$A$16/1000","v":37.192307692307701},{"$f":"AA16*G16+($A$4-80)*AH16*$A$16/1000","v":35.903846153846153},{"$f":"AB16*I16+($A$4-80)*AI16*$A$16/1000","v":35.23770175875395},{"$f":"AC16*K16+($A$4-80)*AJ16*$A$16/1000","v":34.54807692307692},{"$f":"AD16*M16+($A$4-80)*AK16*$A$16/1000","v":33.096153846153847},{"$f":"AE16*O16+($A$4-80)*AL16*$A$16/1000","v":31.50961538461539}]
[null,67,64.326923076923094,48.019230769230774,61.28846153846154,46.769230769230766,58.076923076923073,45.480769230769226,56.384615384615387,44.822916151689526,54.692307692307693,44.125,51.03846153846154,42.673076923076927,47.019230769230766,41.067307692307686,null,1.1187290969899668,1.065886287625418,1.0100334448160535,0.98060200668896325,0.95117056856187299,0.88762541806020068,0.81772575250836121,0.74648729446935713,0.76310009413241287,0.7831125827814569,0.7949493996889001,0.8067862165963432,0.83609645817633771,0.87341513292433537,0.83499999999999996,0.83499999999999996,0.83499999999999996,0.83499999999999996,0.83499999999999996,0.83499999999999996,0.83499999999999996,{"$f":"Y17*C17+($A$4-80)*AF17*$A$16/1000","v":48.019230769230774},{"$f":"Z17*E17+($A$4-80)*AG17*$A$16/1000","v":46.769230769230766},{"$f":"AA17*G17+($A$4-80)*AH17*$A$16/1000","v":45.480769230769226},{"$f":"AB17*I17+($A$4-80)*AI17*$A$16/1000","v":44.822916151689526},{"$f":"AC17*K17+($A$4-80)*AJ17*$A$16/1000","v":44.125},{"$f":"AD17*M17+($A$4-80)*AK17*$A$16/1000","v":42.673076923076927},{"$f":"AE17*O17+($A$4-80)*AL17*$A$16/1000","v":41.067307692307686}]
[null,62,59.21153846153846,57.442307692307701,56.605769230769234,56.038461538461547,54.096153846153847,54.096153846153847,52.798076923076927,52.798076923076927,51.5,51.5,48.66346153846154,48.66346153846154,45.461538461538467,45.461538461538467,null,1.0297658862876253,0.98444816053511708,0.9408026755852843,0.91822742474916397,0.89565217391304353,0.84632107023411374,0.7906354515050168,0.97012016888600205,0.98997791744521835,1,1,1,1,1,0.83499999999999996,0.83499999999999996,0.83499999999999996,0.83499999999999996,0.83499999999999996,0.83499999999999996,0.83499999999999996,57.442307692307701,{"$f":"Z18*E18+($A$4-80)*AG18*$A$16/1000","v":56.038461538461547},{"$f":"AA18*G18+($A$4-80)*AH18*$A$16/1000","v":54.096153846153847},52.798076923076927,51.5,48.66346153846154,45.461538461538467]
[null,57,58.769230769230766,58.769230769230766,56.509615384615394,56.509615384615394,54.096153846153847,54.096153846153847,52.80288461538462,52.80288461538462,51.509615384615387,51.509615384615387,48.66346153846154,48.66346153846154,45.461538461538467,45.461538461538467,null,1.0220735785953177,0.98277591973244161,0.9408026755852843,0.91831103678929771,0.89581939799331112,0.84632107023411374,0.7906354515050168,1,1,1,1,1,1,1,0.83499999999999996,0.83499999999999996,0.83499999999999996,0.83499999999999996,0.83499999999999996,0.83499999999999996,0.83499999999999996,58.769230769230766,{"$f":"Z19*E19+($A$4-80)*AG19*$A$16/1000","v":56.509615384615394},{"$f":"AA19*G19+($A$4-80)*AH19*$A$16/1000","v":54.096153846153847},52.80288461538462,51.509615384615387,48.66346153846154,45.461538461538467]

{"sheet":"24ACB7_24","index":47,"n_rows":19,"n_cols":45,"rows_kept":19,"cut":false,"hidden":true,"merged":[[2,0,2,1],[2,2,2,15],[3,2,3,3],[3,4,3,5],[3,6,3,7],[3,8,3,9],[3,10,3,11],[3,12,3,13],[3,14,3,15],[5,2,6,2],[5,3,6,3],[5,4,6,4],[5,5,6,5],[5,6,6,6],[5,7,6,7],[5,8,6,8],[4,0,6,0],[4,1,6,1],[4,2,4,3],[4,4,4,5],[4,6,4,7],[4,8,4,9],[5,9,6,9],[5,10,6,10],[5,11,6,11],[5,12,6,12],[5,13,6,13],[5,14,6,14],[5,15,6,15],[4,10,4,11],[4,12,4,13],[4,14,4,15],[7,0,10,0],[11,0,14,0],[15,0,18,0],[22,4,22,15],[23,4,23,5],[23,6,23,7],[23,8,23,9],[23,10,23,11],[23,12,23,13],[23,14,23,15],[25,12,26,12],[25,13,26,13],[25,14,26,14],[25,15,26,15],[27,0,30,0],[31,0,34,0],[24,12,24,13],[24,14,24,15],[25,4,26,4],[25,5,26,5],[25,6,26,6],[25,7,26,7],[25,8,26,8],[25,9,26,9],[25,10,26,10],[25,11,26,11],[24,0,26,0],[24,1,26,1],[24,4,24,5],[24,6,24,7],[24,8,24,9],[24,10,24,11],[35,0,38,0],[41,0,42,1],[41,4,41,15],[42,4,42,5],[42,6,42,7],[42,8,42,9],[42,10,42,11],[42,12,42,13],[42,14,42,15],[44,12,45,12],[44,13,45,13],[44,14,45,14],[44,15,45,15],[46,0,49,0],[50,0,53,0],[43,12,43,13],[43,14,43,15],[44,4,45,4],[44,5,45,5],[44,6,45,6],[44,7,45,7],[44,8,45,8],[44,9,45,9],[44,10,45,10],[44,11,45,11],[43,0,45,0],[43,1,45,1],[43,4,43,5],[43,6,43,7],[43,8,43,9],[43,10,43,11],[54,0,57,0],[60,0,61,1],[60,4,60,15],[61,4,61,5],[61,6,61,7],[61,8,61,9],[61,10,61,11],[61,12,61,13],[61,14,61,15],[63,12,64,12],[63,13,64,13],[63,14,64,14],[63,15,64,15],[65,0,68,0],[69,0,72,0],[62,12,62,13],[62,14,62,15],[63,4,64,4],[63,5,64,5],[63,6,64,6],[63,7,64,7],[63,8,64,8],[63,9,64,9],[63,10,64,10],[63,11,64,11],[62,0,64,0],[62,1,64,1],[62,4,62,5],[62,6,62,7],[62,8,62,9],[62,10,62,11],[73,0,76,0],[79,0,80,1],[79,4,79,15],[80,4,80,5],[80,6,80,7],[80,8,80,9],[80,10,80,11],[80,12,80,13],[80,14,80,15],[82,12,83,12],[82,13,83,13],[82,14,83,14],[82,15,83,15],[84,0,87,0],[88,0,91,0],[81,12,81,13],[81,14,81,15],[82,4,83,4],[82,5,83,5],[82,6,83,6],[82,7,83,7],[82,8,83,8],[82,9,83,9],[82,10,83,10],[82,11,83,11],[81,0,83,0],[81,1,83,1],[81,4,81,5],[81,6,81,7],[81,8,81,9],[81,10,81,11],[92,0,95,0],[98,0,99,1],[98,4,98,15],[99,4,99,5],[99,6,99,7],[99,8,99,9],[99,10,99,11],[99,12,99,13],[99,14,99,15],[101,12,102,12],[101,13,102,13],[101,14,102,14],[101,15,102,15],[103,0,106,0],[107,0,110,0],[100,12,100,13],[100,14,100,15],[101,4,102,4],[101,5,102,5],[101,6,102,6],[101,7,102,7],[101,8,102,8],[101,9,102,9],[101,10,102,10],[101,11,102,11],[100,0,102,0],[100,1,102,1],[100,4,100,5],[100,6,100,7],[100,8,100,9],[100,10,100,11],[111,0,114,0],[117,0,118,1],[117,4,117,15],[118,4,118,5],[118,6,118,7],[118,8,118,9],[118,10,118,11],[118,12,118,13],[118,14,118,15],[130,0,133,0],[120,12,121,12],[120,13,121,13],[120,14,121,14],[120,15,121,15],[122,0,125,0],[126,0,129,0],[119,12,119,13],[119,14,119,15],[120,4,121,4],[120,5,121,5],[120,6,121,6],[120,7,121,7],[120,8,121,8],[120,9,121,9],[120,10,121,10],[120,11,121,11],[119,0,121,0],[119,1,121,1],[119,4,119,5],[119,6,119,7],[119,8,119,9],[119,10,119,11]]}
[]
["24ACB7_24"]
["Evaporator Air \n",null,"Condenser  Entering Air Temperature ˚F"]
[80,"°F DB",75,null,85,null,95,null,100,null,105,null,115,null,125]
["CFM","EWB†\n˚F","Capacity Mbtuh",null,"Capacity Mbtuh",null,"Capacity Mbtuh",null,"Capacity Mbtuh",null,"Capacity Mbtuh",null,"Capacity Mbtuh",null,"Capacity Mbtuh"]
[null,null,"Total","Sens.","Total","Sens.","Total","Sens.","Total","Sens.","Total","Sens.","Total","Sens.","Total","Sens."]
[null,null,null,null,null,null,null,null,null,null,null,null,null,null,null,null,null,"Total Factors",null,null,null,null,null,null,"Sens. %",null,null,null,null,null,null,"IDB Adj",null,null,null,null,null,null,"Sens Calc"]
[600,72,{"$f":"R8*$G$13","v":39.450177235131939},{"$f":"IF(AM8>C8,C8,AM8)","v":19.417093343836154},{"$f":"S8*$G$13","v":37.856636471051594},{"$f":"IF(AN8>E8,E8,AN8)","v":18.57345411579362},{"$f":"T8*$G$13","v":36.155966916108703},{"$f":"IF(AO8>G8,G8,AO8)","v":17.716423788893263},{"$f":"U8*$G$13","v":35.252067743205984},{"$f":"IF(AP8>I8,I8,AP8)","v":17.287908625443087},{"$f":"V8*$G$13","v":34.348168570303265},{"$f":"IF(AQ8>K8,K8,AQ8)","v":16.859393461992909},{"$f":"W8*$G$13","v":32.393068137061839},{"$f":"IF(AR8>M8,M8,AR8)","v":15.97558093737692},{"$f":"X8*$G$13","v":30.290665616384402},{"$f":"IF(AS8>O8,O8,AS8)","v":15.064986215045291},null,1.1602993304450571,1.1134304844426939,1.063410791650256,1.0368255218589995,1.0102402520677431,0.95273729814887753,0.89090192989365891,0.49219280380176511,0.49062610541209761,0.49,0.49040835707502378,0.49083820662768035,0.49317899958660599,0.49734748010610075,0.83499999999999996,0.83499999999999996,0.83499999999999996,0.83499999999999996,0.83499999999999996,0.83499999999999996,0.83499999999999996,{"$f":"Y8*C8+($A$4-80)*AF8*$A$8/1000","v":19.417093343836154},{"$f":"Z8*E8+($A$4-80)*AG8*$A$8/1000","v":18.57345411579362},{"$f":"AA8*G8+($A$4-80)*AH8*$A$8/1000","v":17.716423788893263},{"$f":"AB8*I8+($A$4-80)*AI8*$A$8/1000","v":17.287908625443087},{"$f":"AC8*K8+($A$4-80)*AJ8*$A$8/1000","v":16.859393461992909},{"$f":"AD8*M8+($A$4-80)*AK8*$A$8/1000","v":15.97558093737692},{"$f":"AE8*O8+($A$4-80)*AL8*$A$8/1000","v":15.064986215045291}]
[null,67,35.700669554942891,23.340685309176841,34.254430878298542,{"$f":"IF(AN9>E9,E9,AN9)","v":22.456872784560851},{"$f":"T9*$G$13","v":32.701063410791654},{"$f":"IF(AO9>G9,G9,AO9)","v":21.57306025994486},31.864119732178025,{"$f":"IF(AP9>I9,I9,AP9)","v":21.117762898779048},31.027176053564396,{"$f":"IF(AQ9>K9,K9,AQ9)","v":20.662465537613233},29.259551004332415,{"$f":"IF(AR9>M9,M9,AR9)","v":19.738479716423786},27.317841669948798,{"$f":"IF(AS9>O9,O9,AS9)","v":18.787711697518709},null,1.0500196927924379,1.0074832611264277,0.96179598267034272,0.93717999212288305,0.91256400157542339,0.86057502953918874,0.8034659314690823,0.65378844711177797,0.65559030492572323,0.65970515970515964,0.66274427400714431,0.66594734570565384,0.67459954233409603,0.68774509803921569,0.83499999999999996,0.83499999999999996,0.83499999999999996,0.83499999999999996,0.83499999999999996,0.83499999999999996,0.83499999999999996,{"$f":"Y9*C9+($A$4-80)*AF9*$A$8/1000","v":23.340685309176841},{"$f":"Z9*E9+($A$4-80)*AG9*$A$8/1000","v":22.456872784560851},{"$f":"AA9*G9+($A$4-80)*AH9*$A$8/1000","v":21.57306025994486},{"$f":"AB9*I9+($A$4-80)*AI9*$A$8/1000","v":21.117762898779048},{"$f":"AC9*K9+($A$4-80)*AJ9*$A$8/1000","v":20.662465537613233},{"$f":"AD9*M9+($A$4-80)*AK9*$A$8/1000","v":19.738479716423786},{"$f":"AE9*O9+($A$4-80)*AL9*$A$8/1000","v":18.787711697518709}]
[null,62,32.339503741630566,27.197321780228439,31.027176053564396,26.300118156754628,{"$f":"T10*$G$13","v":29.621110673493504},25.376132335565181,28.864513588026782,24.900748326112641,28.107916502560059,24.425364316660097,26.474202441906261,23.461205198897204,24.76014178810555,22.470263883418671,null,0.95116187475384006,0.91256400157542339,0.87120913745569128,0.84895628200078765,0.82670342654588413,0.77865301299724299,0.72823946435604558,0.84099378881987574,0.8476478204574881,0.85669077757685341,0.8626768731152864,0.86898523106241066,0.88619119878603947,0.90751757706868597,0.83499999999999996,0.83499999999999996,0.83499999999999996,0.83499999999999996,0.83499999999999996,0.83499999999999996,0.83499999999999996,27.197321780228439,{"$f":"Z10*E10+($A$4-80)*AG10*$A$8/1000","v":26.300118156754628},{"$f":"AA10*G10+($A$4-80)*AH10*$A$8/1000","v":25.376132335565181},24.900748326112641,24.425364316660097,23.461205198897204,22.470263883418671]
[null,57,30.437967703820402,30.437967703820402,29.473808586057505,29.473808586057505,{"$f":"T11*$G$13","v":28.415911776289878},28.415911776289878,27.8400945254037,27.8400945254037,27.264277274517525,27.264277274517525,26.018905080740446,26.018905080740446,24.63962189838519,24.63962189838519,null,0.8952343442300118,0.86687672311933839,0.83576211106734932,0.81882630957069702,0.80189050807404483,0.7652619141394249,0.72469476171721148,1,1,1,1,1,1,1,0.83499999999999996,0.83499999999999996,0.83499999999999996,0.83499999999999996,0.83499999999999996,0.83499999999999996,0.83499999999999996,30.437967703820402,{"$f":"Z11*E11+($A$4-80)*AG11*$A$8/1000","v":29.473808586057505},{"$f":"AA11*G11+($A$4-80)*AH11*$A$8/1000","v":28.415911776289878},{"$f":"AB11*I11+($A$4-80)*AI11*$A$8/1000","v":27.8400945254037},27.264277274517525,26.018905080740446,24.63962189838519]
[750,72,41.17762898779047,21.144545096494682,39.423395037416306,20.260732571878691,{"$f":"T12*$G$13","v":37.575423395037411},19.36352894840488,36.584482079558882,18.908231587239072,35.593540764080338,18.452934226073253,33.491138243402915,17.528948404883813,31.228042536431666,16.59157148483655,null,1.2111067349350138,1.1595116187475385,1.1051595116187474,1.0760141788105553,1.046868846002363,0.98503347774714456,0.91847183930681364,0.51349593495934953,0.51392663043478259,0.51532430506058446,0.5168374816983895,0.51843491346877357,0.52339064374250299,0.53130360205831906,0.83499999999999996,0.83499999999999996,0.83499999999999996,0.83499999999999996,0.83499999999999996,0.83499999999999996,0.83499999999999996,{"$f":"Y12*C12+($A$4-80)*AF12*$A$12/1000","v":21.144545096494682},{"$f":"Z12*E12+($A$4-80)*AG12*$A$12/1000","v":20.260732571878691},{"$f":"AA12*G12+($A$4-80)*AH12*$A$12/1000","v":19.36352894840488},{"$f":"AB12*I12+($A$4-80)*AI12*$A$12/1000","v":18.908231587239072},{"$f":"AC12*K12+($A$4-80)*AJ12*$A$12/1000","v":18.452934226073253},{"$f":"AD12*M12+($A$4-80)*AK12*$A$12/1000","v":17.528948404883813},{"$f":"AE12*O12+($A$4-80)*AL12*$A$12/1000","v":16.59157148483655}]
[null,67,37.294210319023236,26.032296179598266,35.700669554942891,25.094919259551002,34,24.157542339503742,33.096100827097281,23.682158330051202,32.192201654194562,23.206774320598658,30.277274517526582,22.229224103977945,28.201654194564785,21.238282788499408,null,1.0968885387948011,1.0500196927924379,1,0.97341473020874358,0.94682946041748717,0.89050807404489951,0.82946041748719956,0.69802513464991023,0.70292573143285819,0.71051595116187471,0.71555735383370422,0.72088186356073203,0.73418841220698816,0.75308641975308643,0.83499999999999996,0.83499999999999996,0.83499999999999996,0.83499999999999996,0.83499999999999996,0.83499999999999996,0.83499999999999996,{"$f":"Y13*C13+($A$4-80)*AF13*$A$12/1000","v":26.032296179598266},{"$f":"Z13*E13+($A$4-80)*AG13*$A$12/1000","v":25.094919259551002},{"$f":"AA13*G13+($A$4-80)*AH13*$A$12/1000","v":24.157542339503742},{"$f":"AB13*I13+($A$4-80)*AI13*$A$12/1000","v":23.682158330051202},{"$f":"AC13*K13+($A$4-80)*AJ13*$A$12/1000","v":23.206774320598658},{"$f":"AD13*M13+($A$4-80)*AK13*$A$12/1000","v":22.229224103977945},{"$f":"AE13*O13+($A$4-80)*AL13*$A$12/1000","v":21.238282788499408}]
[null,62,33.90626230799527,30.866482867270573,32.473414730208738,29.902323749507673,{"$f":"T14*$G$13","v":30.960220559275307},28.897991335171326,30.217014572666404,29.185899960614414,29.473808586057505,29.473808586057505,28.054352107128789,28.054352107128789,26.500984639621898,26.500984639621898,null,0.99724300905868446,0.95510043324143357,0.91059472233162664,0.88873572272548251,0.86687672311933839,0.82512800315084678,0.77944072469476167,0.91034755134281198,0.92082474226804112,0.93339100346020754,0.96587635719033904,1,1,1,0.83499999999999996,0.83499999999999996,0.83499999999999996,0.83499999999999996,0.83499999999999996,0.83499999999999996,0.83499999999999996,30.866482867270573,{"$f":"Z14*E14+($A$4-80)*AG14*$A$12/1000","v":29.902323749507673},{"$f":"AA14*G14+($A$4-80)*AH14*$A$12/1000","v":28.897991335171326},29.185899960614414,29.473808586057505,28.054352107128789,26.500984639621898]
[null,57,33.04923198109492,33.04923198109492,31.937770775896023,31.937770775896023,30.732571878692397,30.732571878692397,30.076408034659316,30.076408034659316,29.420244190626228,29.420244190626228,28.01417881055534,28.01417881055534,26.460811343048444,26.460811343048444,null,0.97203623473808587,0.93934619929105956,0.9038991729027176,0.88460023631350926,0.86530129972430081,0.82394643560456882,0.7782591571484837,1,1,1,1,1,1,1,0.83499999999999996,0.83499999999999996,0.83499999999999996,0.83499999999999996,0.83499999999999996,0.83499999999999996,0.83499999999999996,33.04923198109492,{"$f":"Z15*E15+($A$4-80)*AG15*$A$12/1000","v":31.937770775896023},{"$f":"AA15*G15+($A$4-80)*AH15*$A$12/1000","v":30.732571878692397},30.076408034659316,29.420244190626228,28.01417881055534,26.460811343048444]
[800,72,41.619535250098458,21.680189050807407,39.811736904293028,20.782985427333596,37.91020086648286,19.872390705001965,36.905868452146514,19.417093343836157,35.90153603781016,18.961795982670345,33.758960220559274,18.024419062623082,31.455691217014571,17.073651043717998,null,1.2241039779440723,1.1709334383615597,1.1150059078377312,1.0854667191807799,1.0559275305238283,0.99291059472233167,0.92516738873572268,0.520913770913771,0.52203161789438279,0.52419639703285059,0.52612481857764881,0.52816113390525932,0.53391511305037687,0.54278416347381864,0.83499999999999996,0.83499999999999996,0.83499999999999996,0.83499999999999996,0.83499999999999996,0.83499999999999996,0.83499999999999996,{"$f":"Y16*C16+($A$4-80)*AF16*$A$16/1000","v":21.680189050807407},{"$f":"Z16*E16+($A$4-80)*AG16*$A$16/1000","v":20.782985427333596},{"$f":"AA16*G16+($A$4-80)*AH16*$A$16/1000","v":19.872390705001965},{"$f":"AB16*I16+($A$4-80)*AI16*$A$16/1000","v":19.417093343836157},{"$f":"AC16*K16+($A$4-80)*AJ16*$A$16/1000","v":18.961795982670345},{"$f":"AD16*M16+($A$4-80)*AK16*$A$16/1000","v":18.024419062623082},{"$f":"AE16*O16+($A$4-80)*AL16*$A$16/1000","v":17.073651043717998}]
[null,67,37.695943284757774,26.88932650649862,36.06222922410398,25.938558487593543,34.321386372587625,24.987790468688456,33.404096100827097,24.505710909807011,32.486805829066562,24.023631350925562,30.518314296967308,23.032690035447022,28.415911776289878,22.014966522252859,null,1.1087042142575816,1.0606538007089406,1.0094525403702244,0.98247341473020877,0.95549428909019307,0.89759747932256784,0.83576211106734932,0.71332149200710482,0.71927218715187524,0.72805306281701132,0.73361395069152135,0.73948887056883761,0.75471698113207542,0.77474081055607924,0.83499999999999996,0.83499999999999996,0.83499999999999996,0.83499999999999996,0.83499999999999996,0.83499999999999996,0.83499999999999996,{"$f":"Y17*C17+($A$4-80)*AF17*$A$16/1000","v":26.88932650649862},{"$f":"Z17*E17+($A$4-80)*AG17*$A$16/1000","v":25.938558487593543},{"$f":"AA17*G17+($A$4-80)*AH17*$A$16/1000","v":24.987790468688456},{"$f":"AB17*I17+($A$4-80)*AI17*$A$16/1000","v":24.505710909807011},{"$f":"AC17*K17+($A$4-80)*AJ17*$A$16/1000","v":24.023631350925562},{"$f":"AD17*M17+($A$4-80)*AK17*$A$16/1000","v":23.032690035447022},{"$f":"AE17*O17+($A$4-80)*AL17*$A$16/1000","v":22.014966522252859}]
[null,62,34.321386372587625,32.044899566758559,32.875147695943284,31.040567152422213,31.415517920441122,31.415517920441122,30.739267428121305,30.739267428121305,30.063016935801496,30.063016935801496,28.603387160299331,28.603387160299331,26.996455297361166,26.996455297361166,null,1.0094525403702244,0.96691610870421429,0.92398582118944472,0.90409610082709724,0.88420638046474986,0.84127609294998029,0.79401339109885782,0.93367147873585643,0.94419551934826884,1,1,1,1,1,0.83499999999999996,0.83499999999999996,0.83499999999999996,0.83499999999999996,0.83499999999999996,0.83499999999999996,0.83499999999999996,32.044899566758559,{"$f":"Z18*E18+($A$4-80)*AG18*$A$16/1000","v":31.040567152422213},{"$f":"AA18*G18+($A$4-80)*AH18*$A$16/1000","v":31.415517920441122},30.739267428121305,30.063016935801496,28.603387160299331,26.996455297361166]
[null,57,33.785742418274914,33.785742418274914,32.620716817644741,32.620716817644741,31.375344623867662,31.375344623867662,30.699094131547856,30.699094131547856,30.022843639228043,30.022843639228043,28.563213863725871,28.563213863725871,26.956282000787713,26.956282000787713,null,0.99369830641985035,0.95943284757778646,0.92280425364316654,0.90291453328081928,0.8830248129184719,0.84009452540370211,0.79283182355257975,1,1,1,1,1,1,1,0.83499999999999996,0.83499999999999996,0.83499999999999996,0.83499999999999996,0.83499999999999996,0.83499999999999996,0.83499999999999996,33.785742418274914,{"$f":"Z19*E19+($A$4-80)*AG19*$A$16/1000","v":32.620716817644741},{"$f":"AA19*G19+($A$4-80)*AH19*$A$16/1000","v":31.375344623867662},30.699094131547856,30.022843639228043,28.563213863725871,26.956282000787713]

{"sheet":"24ACB7_36","index":48,"n_rows":19,"n_cols":45,"rows_kept":19,"cut":false,"hidden":true,"merged":[[2,0,2,1],[2,2,2,15],[3,2,3,3],[3,4,3,5],[3,6,3,7],[3,8,3,9],[3,10,3,11],[3,12,3,13],[3,14,3,15],[5,2,6,2],[5,3,6,3],[5,4,6,4],[5,5,6,5],[5,6,6,6],[5,7,6,7],[5,8,6,8],[4,0,6,0],[4,1,6,1],[4,2,4,3],[4,4,4,5],[4,6,4,7],[4,8,4,9],[5,9,6,9],[5,10,6,10],[5,11,6,11],[5,12,6,12],[5,13,6,13],[5,14,6,14],[5,15,6,15],[4,10,4,11],[4,12,4,13],[4,14,4,15],[7,0,10,0],[11,0,14,0],[15,0,18,0],[22,4,22,15],[23,4,23,5],[23,6,23,7],[23,8,23,9],[23,10,23,11],[23,12,23,13],[23,14,23,15],[25,12,26,12],[25,13,26,13],[25,14,26,14],[25,15,26,15],[27,0,30,0],[31,0,34,0],[24,12,24,13],[24,14,24,15],[25,4,26,4],[25,5,26,5],[25,6,26,6],[25,7,26,7],[25,8,26,8],[25,9,26,9],[25,10,26,10],[25,11,26,11],[24,0,26,0],[24,1,26,1],[24,4,24,5],[24,6,24,7],[24,8,24,9],[24,10,24,11],[35,0,38,0],[41,0,42,1],[41,4,41,15],[42,4,42,5],[42,6,42,7],[42,8,42,9],[42,10,42,11],[42,12,42,13],[42,14,42,15],[44,12,45,12],[44,13,45,13],[44,14,45,14],[44,15,45,15],[46,0,49,0],[50,0,53,0],[43,12,43,13],[43,14,43,15],[44,4,45,4],[44,5,45,5],[44,6,45,6],[44,7,45,7],[44,8,45,8],[44,9,45,9],[44,10,45,10],[44,11,45,11],[43,0,45,0],[43,1,45,1],[43,4,43,5],[43,6,43,7],[43,8,43,9],[43,10,43,11],[54,0,57,0],[60,0,61,1],[60,4,60,15],[61,4,61,5],[61,6,61,7],[61,8,61,9],[61,10,61,11],[61,12,61,13],[61,14,61,15],[63,12,64,12],[63,13,64,13],[63,14,64,14],[63,15,64,15],[65,0,68,0],[69,0,72,0],[62,12,62,13],[62,14,62,15],[63,4,64,4],[63,5,64,5],[63,6,64,6],[63,7,64,7],[63,8,64,8],[63,9,64,9],[63,10,64,10],[63,11,64,11],[62,0,64,0],[62,1,64,1],[62,4,62,5],[62,6,62,7],[62,8,62,9],[62,10,62,11],[73,0,76,0],[79,0,80,1],[79,4,79,15],[80,4,80,5],[80,6,80,7],[80,8,80,9],[80,10,80,11],[80,12,80,13],[80,14,80,15],[82,12,83,12],[82,13,83,13],[82,14,83,14],[82,15,83,15],[84,0,87,0],[88,0,91,0],[81,12,81,13],[81,14,81,15],[82,4,83,4],[82,5,83,5],[82,6,83,6],[82,7,83,7],[82,8,83,8],[82,9,83,9],[82,10,83,10],[82,11,83,11],[81,0,83,0],[81,1,83,1],[81,4,81,5],[81,6,81,7],[81,8,81,9],[81,10,81,11],[92,0,95,0],[98,0,99,1],[98,4,98,15],[99,4,99,5],[99,6,99,7],[99,8,99,9],[99,10,99,11],[99,12,99,13],[99,14,99,15],[101,12,102,12],[101,13,102,13],[101,14,102,14],[101,15,102,15],[103,0,106,0],[107,0,110,0],[100,12,100,13],[100,14,100,15],[101,4,102,4],[101,5,102,5],[101,6,102,6],[101,7,102,7],[101,8,102,8],[101,9,102,9],[101,10,102,10],[101,11,102,11],[100,0,102,0],[100,1,102,1],[100,4,100,5],[100,6,100,7],[100,8,100,9],[100,10,100,11],[111,0,114,0],[117,0,118,1],[117,4,117,15],[118,4,118,5],[118,6,118,7],[118,8,118,9],[118,10,118,11],[118,12,118,13],[118,14,118,15],[130,0,133,0],[120,12,121,12],[120,13,121,13],[120,14,121,14],[120,15,121,15],[122,0,125,0],[126,0,129,0],[119,12,119,13],[119,14,119,15],[120,4,121,4],[120,5,121,5],[120,6,121,6],[120,7,121,7],[120,8,121,8],[120,9,121,9],[120,10,121,10],[120,11,121,11],[119,0,121,0],[119,1,121,1],[119,4,119,5],[119,6,119,7],[119,8,119,9],[119,10,119,11]]}
[]
["24ACB7_36"]
["Evaporator Air \n",null,"Condenser  Entering Air Temperature ˚F"]
[80,"°F DB",75,null,85,null,95,null,100,null,105,null,115,null,125]
["CFM","EWB†\n˚F","Capacity Mbtuh",null,"Capacity Mbtuh",null,"Capacity Mbtuh",null,"Capacity Mbtuh",null,"Capacity Mbtuh",null,"Capacity Mbtuh",null,"Capacity Mbtuh"]
[null,null,"Total","Sens.","Total","Sens.","Total","Sens.","Total","Sens.","Total","Sens.","Total","Sens.","Total","Sens."]
[null,null,null,null,null,null,null,null,null,null,null,null,null,null,null,null,null,"Total Factors",null,null,null,null,null,null,"Sens. %",null,null,null,null,null,null,"IDB Adj",null,null,null,null,null,null,"Sens Calc"]
[900,72,{"$f":"R8*$G$13","v":47.488811000269614},{"$f":"IF(AM8>C8,C8,AM8)","v":23.269075222431923},{"$f":"S8*$G$13","v":45.410622809382573},{"$f":"IF(AN8>E8,E8,AN8)","v":22.185764356969532},{"$f":"T8*$G$13","v":43.232946885953083},{"$f":"IF(AO8>G8,G8,AO8)","v":21.113507684011861},{"$f":"U8*$G$13","v":42.094365057967103},{"$f":"IF(AP8>I8,I8,AP8)","v":20.571852251280667},{"$f":"V8*$G$13","v":40.955783229981122},{"$f":"IF(AQ8>K8,K8,AQ8)","v":20.030196818549477},{"$f":"W8*$G$13","v":38.534915071447827},{"$f":"IF(AR8>M8,M8,AR8)","v":18.935831760582364},{"$f":"X8*$G$13","v":35.959288217848474},{"$f":"IF(AS8>O8,O8,AS8)","v":17.830412510110538},null,1.1582636829334052,1.1075761660825019,1.0544621191695873,1.0266918306821244,0.99892154219466145,0.93987597735238604,0.8770558101914262,0.48999068901303539,0.48855890944498542,0.48836614676553314,0.4887079831932773,0.48906882591093126,0.49139414802065401,0.49584998462957264,0.83499999999999996,0.83499999999999996,0.83499999999999996,0.83499999999999996,0.83499999999999996,0.83499999999999996,0.83499999999999996,{"$f":"Y8*C8+($A$4-80)*AF8*$A$8/1000","v":23.269075222431923},{"$f":"Z8*E8+($A$4-80)*AG8*$A$8/1000","v":22.185764356969532},{"$f":"AA8*G8+($A$4-80)*AH8*$A$8/1000","v":21.113507684011861},{"$f":"AB8*I8+($A$4-80)*AI8*$A$8/1000","v":20.571852251280667},{"$f":"AC8*K8+($A$4-80)*AJ8*$A$8/1000","v":20.030196818549477},{"$f":"AD8*M8+($A$4-80)*AK8*$A$8/1000","v":18.935831760582364},{"$f":"AE8*O8+($A$4-80)*AL8*$A$8/1000","v":17.830412510110538}]
[null,67,43.056079805877594,28.000269614451334,41.143704502561334,{"$f":"IF(AN9>E9,E9,AN9)","v":26.872741978970069},{"$f":"T9*$G$13","v":39.153949851712049},{"$f":"IF(AO9>G9,G9,AO9)","v":25.734160150984088},38.10380156376381,{"$f":"IF(AP9>I9,I9,AP9)","v":25.159342140738737},37.053653275815584,{"$f":"IF(AQ9>K9,K9,AQ9)","v":24.584524130493392},34.842814774871933,{"$f":"IF(AR9>M9,M9,AR9)","v":23.434888110002696},32.477217578862223,{"$f":"IF(AS9>O9,O9,AS9)","v":22.274197897007276},null,1.050148287948234,1.0035049878673497,0.9549743866271232,0.92936101375033686,0.90374764087355086,0.84982475060663243,0.79212725802102979,0.65032092426187416,0.653143471252015,0.65725578769057025,0.66028430519292136,0.66348448687350825,0.67258883248730961,0.68584070796460173,0.83499999999999996,0.83499999999999996,0.83499999999999996,0.83499999999999996,0.83499999999999996,0.83499999999999996,0.83499999999999996,{"$f":"Y9*C9+($A$4-80)*AF9*$A$8/1000","v":28.000269614451334},{"$f":"Z9*E9+($A$4-80)*AG9*$A$8/1000","v":26.872741978970069},{"$f":"AA9*G9+($A$4-80)*AH9*$A$8/1000","v":25.734160150984088},{"$f":"AB9*I9+($A$4-80)*AI9*$A$8/1000","v":25.159342140738737},{"$f":"AC9*K9+($A$4-80)*AJ9*$A$8/1000","v":24.584524130493392},{"$f":"AD9*M9+($A$4-80)*AK9*$A$8/1000","v":23.434888110002696},{"$f":"AE9*O9+($A$4-80)*AL9*$A$8/1000","v":22.274197897007276}]
[null,62,39.032353734160147,32.654084658937713,37.296845510919383,31.471286060932858,{"$f":"T10*$G$13","v":35.472903747640878},30.277433270423295,34.522243192235102,29.674979778916143,33.571582636829334,29.072526287409005,31.581827985980048,27.856565111889996,29.514693987597731,29.315718522512803,null,0.95200862766244265,0.90967915880291184,0.86519277433270425,0.84200593151792935,0.81881908870315445,0.770288487462928,0.71987058506335933,0.83659020107618232,0.84380557202133954,0.85353692739171072,0.8595901376881202,0.8659861705630556,0.8820441022051102,0.99325842696629218,0.83499999999999996,0.83499999999999996,0.83499999999999996,0.83499999999999996,0.83499999999999996,0.83499999999999996,0.83499999999999996,32.654084658937713,{"$f":"Z10*E10+($A$4-80)*AG10*$A$8/1000","v":31.471286060932858},{"$f":"AA10*G10+($A$4-80)*AH10*$A$8/1000","v":30.277433270423295},29.674979778916143,29.072526287409005,27.856565111889996,29.315718522512803]
[null,57,36.843623618225934,36.843623618225934,35.53922890266918,35.53922890266918,{"$f":"T11*$G$13","v":34.135346454569955},34.135346454569955,33.405769749258553,33.405769749258553,32.676193043947151,32.676193043947151,31.106497708277161,31.106497708277161,29.415206255055267,29.415206255055267,null,0.89862496629819344,0.86681046104071169,0.8325694257212185,0.81477487193313547,0.79698031814505244,0.75869506605554049,0.717444055001348,1,1,1,1,1,1,1,0.83499999999999996,0.83499999999999996,0.83499999999999996,0.83499999999999996,0.83499999999999996,0.83499999999999996,0.83499999999999996,36.843623618225934,{"$f":"Z11*E11+($A$4-80)*AG11*$A$8/1000","v":35.53922890266918},{"$f":"AA11*G11+($A$4-80)*AH11*$A$8/1000","v":34.135346454569955},{"$f":"AB11*I11+($A$4-80)*AI11*$A$8/1000","v":33.405769749258553},32.676193043947151,31.106497708277161,29.415206255055267]
[1200,72,49.898624966298186,25.877864653545426,47.621461310326225,24.750337018064169,{"$f":"T12*$G$13","v":45.178484766783491},23.600700997573469,43.923833917497973,23.025882987328117,42.669183068212455,22.451064977082769,40.027231059584793,21.301428956592073,37.219466163386357,20.129684551091941,null,1.2170396333243461,1.1614990563494201,1.1019142626044753,1.0713130223779994,1.0407117821515233,0.97627392828255588,0.90779185764356962,0.51860877270713335,0.51973073351903443,0.5223880597014926,0.52422297722410971,0.52616580310880823,0.53217343275338302,0.54083754083754088,0.83499999999999996,0.83499999999999996,0.83499999999999996,0.83499999999999996,0.83499999999999996,0.83499999999999996,0.83499999999999996,{"$f":"Y12*C12+($A$4-80)*AF12*$A$12/1000","v":25.877864653545426},{"$f":"Z12*E12+($A$4-80)*AG12*$A$12/1000","v":24.750337018064169},{"$f":"AA12*G12+($A$4-80)*AH12*$A$12/1000","v":23.600700997573469},{"$f":"AB12*I12+($A$4-80)*AI12*$A$12/1000","v":23.025882987328117},{"$f":"AC12*K12+($A$4-80)*AJ12*$A$12/1000","v":22.451064977082769},{"$f":"AD12*M12+($A$4-80)*AK12*$A$12/1000","v":21.301428956592073},{"$f":"AE12*O12+($A$4-80)*AL12*$A$12/1000","v":20.129684551091941}]
[null,67,45.333243461849548,32.123483418711238,43.199784308438929,30.907522243192236,41,29.691561067673224,39.844836883256946,29.083580479913728,38.689673766513877,28.475599892154218,36.279859800485305,27.237530331625774,33.726341331895391,25.999460771097329,null,1.1056888649231598,1.0536532758155837,1,0.97182528983553518,0.94365057967107024,0.88487462928012939,0.82259369102183877,0.70860765666910508,0.71545547594677594,0.72418441628471275,0.72992093216812326,0.7360000000000001,0.75076173065204144,0.77089478859390359,0.83499999999999996,0.83499999999999996,0.83499999999999996,0.83499999999999996,0.83499999999999996,0.83499999999999996,0.83499999999999996,{"$f":"Y13*C13+($A$4-80)*AF13*$A$12/1000","v":32.123483418711238},{"$f":"Z13*E13+($A$4-80)*AG13*$A$12/1000","v":30.907522243192236},{"$f":"AA13*G13+($A$4-80)*AH13*$A$12/1000","v":29.691561067673224},{"$f":"AB13*I13+($A$4-80)*AI13*$A$12/1000","v":29.083580479913728},{"$f":"AC13*K13+($A$4-80)*AJ13*$A$12/1000","v":28.475599892154218},{"$f":"AD13*M13+($A$4-80)*AK13*$A$12/1000","v":27.237530331625774},{"$f":"AE13*O13+($A$4-80)*AL13*$A$12/1000","v":25.999460771097329}]
[null,62,41.409005122674571,38.291722836344022,39.529792396872466,36.965219735777829,{"$f":"T14*$G$13","v":37.672688056079799},37.672688056079799,36.804933944459421,36.804933944459421,35.937179832839035,35.937179832839035,34.135346454569955,34.135346454569955,32.156645996225393,32.156645996225393,null,1.0099757346993798,0.96414127797249916,0.9188460501482878,0.8976813157185225,0.87651658128875698,0.8325694257212185,0.78430843893232671,0.92471970101441536,0.93512304250559286,1,1,1,1,1,0.83499999999999996,0.83499999999999996,0.83499999999999996,0.83499999999999996,0.83499999999999996,0.83499999999999996,0.83499999999999996,38.291722836344022,{"$f":"Z14*E14+($A$4-80)*AG14*$A$12/1000","v":36.965219735777829},{"$f":"AA14*G14+($A$4-80)*AH14*$A$12/1000","v":37.672688056079799},36.804933944459421,35.937179832839035,34.135346454569955,32.156645996225393]
[null,57,40.801024534915065,40.801024534915065,39.253437584254513,39.253437584254513,37.639525478565645,37.639525478565645,36.766244270692901,36.766244270692901,35.892963062820165,35.892963062820165,34.080075492046369,34.080075492046369,32.112429226206523,32.112429226206523,null,0.99514693987597713,0.95740091668913441,0.91803720679428402,0.89673766513885134,0.87543812348341865,0.83122135346454562,0.78322998112698838,1,1,1,1,1,1,1,0.83499999999999996,0.83499999999999996,0.83499999999999996,0.83499999999999996,0.83499999999999996,0.83499999999999996,0.83499999999999996,40.801024534915065,{"$f":"Z15*E15+($A$4-80)*AG15*$A$12/1000","v":39.253437584254513},{"$f":"AA15*G15+($A$4-80)*AH15*$A$12/1000","v":37.639525478565645},36.766244270692901,35.892963062820165,34.080075492046369,32.112429226206523]
[1350,72,50.727689404152059,27.104880021569155,48.339983823132911,25.944189808573739,45.852790509571307,24.783499595578327,44.553922890266911,24.197627392828252,43.255055270962522,23.611755190078185,40.524669722297105,22.42895659207333,37.650579671070368,21.235103801563763,null,1.2372607171744405,1.1790239956861686,1.1183607441358856,1.086681046104071,1.0550013480722567,0.98840657859261238,0.91830682124561869,0.53432120287644369,0.53670249256803115,0.54050144648023157,0.54310879543480961,0.54587273191924346,0.55346426623022371,0.56400469759248384,0.83499999999999996,0.83499999999999996,0.83499999999999996,0.83499999999999996,0.83499999999999996,0.83499999999999996,0.83499999999999996,{"$f":"Y16*C16+($A$4-80)*AF16*$A$16/1000","v":27.104880021569155},{"$f":"Z16*E16+($A$4-80)*AG16*$A$16/1000","v":25.944189808573739},{"$f":"AA16*G16+($A$4-80)*AH16*$A$16/1000","v":24.783499595578327},{"$f":"AB16*I16+($A$4-80)*AI16*$A$16/1000","v":24.197627392828252},{"$f":"AC16*K16+($A$4-80)*AJ16*$A$16/1000","v":23.611755190078185},{"$f":"AD16*M16+($A$4-80)*AK16*$A$16/1000","v":22.42895659207333},{"$f":"AE16*O16+($A$4-80)*AL16*$A$16/1000","v":21.235103801563763}]
[null,67,46.129145322189267,34.091129684551092,43.929361013750338,32.842005931517932,41.641143165273654,31.592882178484761,40.463871663521168,30.962793205715823,39.286600161768668,30.332704232946885,36.799406848207056,29.061472094904282,34.146400647074678,27.757077379347528,null,1.1251011054192503,1.0714478296036667,1.0156376381774062,0.98692369911027233,0.95820976004313818,0.89754650849285511,0.83283904017255317,0.73903666427030923,0.74760946149974838,0.75869392089195642,0.7651960114738422,0.77208778840742831,0.78972664463802944,0.81288442861767563,0.83499999999999996,0.83499999999999996,0.83499999999999996,0.83499999999999996,0.83499999999999996,0.83499999999999996,0.83499999999999996,{"$f":"Y17*C17+($A$4-80)*AF17*$A$16/1000","v":34.091129684551092},{"$f":"Z17*E17+($A$4-80)*AG17*$A$16/1000","v":32.842005931517932},{"$f":"AA17*G17+($A$4-80)*AH17*$A$16/1000","v":31.592882178484761},{"$f":"AB17*I17+($A$4-80)*AI17*$A$16/1000","v":30.962793205715823},{"$f":"AC17*K17+($A$4-80)*AJ17*$A$16/1000","v":30.332704232946885},{"$f":"AD17*M17+($A$4-80)*AK17*$A$16/1000","v":29.061472094904282},{"$f":"AE17*O17+($A$4-80)*AL17*$A$16/1000","v":27.757077379347528}]
[null,62,42.481261795632243,42.149636020490696,40.767861957400918,40.767861957400918,39.043407926664862,39.043407926664862,38.125909948773241,38.125909948773241,37.208411970881635,37.208411970881635,35.240765705041788,35.240765705041788,33.195740091668917,33.195740091668917,null,1.0361283364788352,0.99433809652197358,0.95227824211377721,0.92990024265300597,0.90752224319223496,0.85953087085467772,0.80965219735777838,0.9921935987509759,1,1,1,1,1,1,0.83499999999999996,0.83499999999999996,0.83499999999999996,0.83499999999999996,0.83499999999999996,0.83499999999999996,0.83499999999999996,42.149636020490696,{"$f":"Z18*E18+($A$4-80)*AG18*$A$16/1000","v":40.767861957400918},{"$f":"AA18*G18+($A$4-80)*AH18*$A$16/1000","v":39.043407926664862},38.125909948773241,37.208411970881635,35.240765705041788,33.195740091668917]
[null,57,42.35966567808034,42.35966567808034,40.712590994877317,40.712590994877317,38.988136964141276,38.988136964141276,38.07616608250202,38.07616608250202,37.164195200862764,37.164195200862764,35.207603127527634,35.207603127527634,33.151523321650039,33.151523321650039,null,1.0331625775141546,0.99299002426530047,0.95093016985710432,0.92868697762200048,0.90644378538689663,0.85872202750067395,0.80857373955243994,1,1,1,1,1,1,1,0.83499999999999996,0.83499999999999996,0.83499999999999996,0.83499999999999996,0.83499999999999996,0.83499999999999996,0.83499999999999996,42.35966567808034,{"$f":"Z19*E19+($A$4-80)*AG19*$A$16/1000","v":40.712590994877317},{"$f":"AA19*G19+($A$4-80)*AH19*$A$16/1000","v":38.988136964141276},38.07616608250202,37.164195200862764,35.207603127527634,33.151523321650039]

{"sheet":"24ACB7_48","index":49,"n_rows":19,"n_cols":45,"rows_kept":19,"cut":false,"hidden":true,"merged":[[2,0,2,1],[2,2,2,15],[3,2,3,3],[3,4,3,5],[3,6,3,7],[3,8,3,9],[3,10,3,11],[3,12,3,13],[3,14,3,15],[5,2,6,2],[5,3,6,3],[5,4,6,4],[5,5,6,5],[5,6,6,6],[5,7,6,7],[5,8,6,8],[4,0,6,0],[4,1,6,1],[4,2,4,3],[4,4,4,5],[4,6,4,7],[4,8,4,9],[5,9,6,9],[5,10,6,10],[5,11,6,11],[5,12,6,12],[5,13,6,13],[5,14,6,14],[5,15,6,15],[4,10,4,11],[4,12,4,13],[4,14,4,15],[7,0,10,0],[11,0,14,0],[15,0,18,0],[22,4,22,15],[23,4,23,5],[23,6,23,7],[23,8,23,9],[23,10,23,11],[23,12,23,13],[23,14,23,15],[25,12,26,12],[25,13,26,13],[25,14,26,14],[25,15,26,15],[27,0,30,0],[31,0,34,0],[24,12,24,13],[24,14,24,15],[25,4,26,4],[25,5,26,5],[25,6,26,6],[25,7,26,7],[25,8,26,8],[25,9,26,9],[25,10,26,10],[25,11,26,11],[24,0,26,0],[24,1,26,1],[24,4,24,5],[24,6,24,7],[24,8,24,9],[24,10,24,11],[35,0,38,0],[41,0,42,1],[41,4,41,15],[42,4,42,5],[42,6,42,7],[42,8,42,9],[42,10,42,11],[42,12,42,13],[42,14,42,15],[44,12,45,12],[44,13,45,13],[44,14,45,14],[44,15,45,15],[46,0,49,0],[50,0,53,0],[43,12,43,13],[43,14,43,15],[44,4,45,4],[44,5,45,5],[44,6,45,6],[44,7,45,7],[44,8,45,8],[44,9,45,9],[44,10,45,10],[44,11,45,11],[43,0,45,0],[43,1,45,1],[43,4,43,5],[43,6,43,7],[43,8,43,9],[43,10,43,11],[54,0,57,0],[60,0,61,1],[60,4,60,15],[61,4,61,5],[61,6,61,7],[61,8,61,9],[61,10,61,11],[61,12,61,13],[61,14,61,15],[63,12,64,12],[63,13,64,13],[63,14,64,14],[63,15,64,15],[65,0,68,0],[69,0,72,0],[62,12,62,13],[62,14,62,15],[63,4,64,4],[63,5,64,5],[63,6,64,6],[63,7,64,7],[63,8,64,8],[63,9,64,9],[63,10,64,10],[63,11,64,11],[62,0,64,0],[62,1,64,1],[62,4,62,5],[62,6,62,7],[62,8,62,9],[62,10,62,11],[73,0,76,0],[79,0,80,1],[79,4,79,15],[80,4,80,5],[80,6,80,7],[80,8,80,9],[80,10,80,11],[80,12,80,13],[80,14,80,15],[82,12,83,12],[82,13,83,13],[82,14,83,14],[82,15,83,15],[84,0,87,0],[88,0,91,0],[81,12,81,13],[81,14,81,15],[82,4,83,4],[82,5,83,5],[82,6,83,6],[82,7,83,7],[82,8,83,8],[82,9,83,9],[82,10,83,10],[82,11,83,11],[81,0,83,0],[81,1,83,1],[81,4,81,5],[81,6,81,7],[81,8,81,9],[81,10,81,11],[92,0,95,0],[98,0,99,1],[98,4,98,15],[99,4,99,5],[99,6,99,7],[99,8,99,9],[99,10,99,11],[99,12,99,13],[99,14,99,15],[101,12,102,12],[101,13,102,13],[101,14,102,14],[101,15,102,15],[103,0,106,0],[107,0,110,0],[100,12,100,13],[100,14,100,15],[101,4,102,4],[101,5,102,5],[101,6,102,6],[101,7,102,7],[101,8,102,8],[101,9,102,9],[101,10,102,10],[101,11,102,11],[100,0,102,0],[100,1,102,1],[100,4,100,5],[100,6,100,7],[100,8,100,9],[100,10,100,11],[111,0,114,0],[117,0,118,1],[117,4,117,15],[118,4,118,5],[118,6,118,7],[118,8,118,9],[118,10,118,11],[118,12,118,13],[118,14,118,15],[130,0,133,0],[120,12,121,12],[120,13,121,13],[120,14,121,14],[120,15,121,15],[122,0,125,0],[126,0,129,0],[119,12,119,13],[119,14,119,15],[120,4,121,4],[120,5,121,5],[120,6,121,6],[120,7,121,7],[120,8,121,8],[120,9,121,9],[120,10,121,10],[120,11,121,11],[119,0,121,0],[119,1,121,1],[119,4,119,5],[119,6,119,7],[119,8,119,9],[119,10,119,11]]}
[]
["24ACB7_48"]
["Evaporator Air \n",null,"Condenser  Entering Air Temperature ˚F"]
[80,"°F DB",75,null,85,null,95,null,100,null,105,null,115,null,125]
["CFM","EWB†\n˚F","Capacity Mbtuh",null,"Capacity Mbtuh",null,"Capacity Mbtuh",null,"Capacity Mbtuh",null,"Capacity Mbtuh",null,"Capacity Mbtuh",null,"Capacity Mbtuh"]
[null,null,"Total","Sens.","Total","Sens.","Total","Sens.","Total","Sens.","Total","Sens.","Total","Sens.","Total","Sens."]
[null,null,null,null,null,null,null,null,null,null,null,null,null,null,null,null,null,"Total Factors",null,null,null,null,null,null,"Sens. %",null,null,null,null,null,null,"IDB Adj",null,null,null,null,null,null,"Sens Calc"]
[1100,72,{"$f":"R8*$G$13","v":37.920647611433139},{"$f":"IF(AM8>C8,C8,AM8)","v":17.994003597841296},{"$f":"S8*$G$13","v":36.515690585648606},{"$f":"IF(AN8>E8,E8,AN8)","v":17.308015190885467},{"$f":"T8*$G$13","v":34.827103737757348},{"$f":"IF(AO8>G8,G8,AO8)","v":16.536278233060166},{"$f":"U8*$G$13","v":34.015790525684586},{"$f":"IF(AP8>I8,I8,AP8)","v":16.17679392364581},{"$f":"V8*$G$13","v":33.204477313611832},{"$f":"IF(AQ8>K8,K8,AQ8)","v":15.81730961423146},{"$f":"W8*$G$13","v":31.245452728362977},{"$f":"IF(AR8>M8,M8,AR8)","v":14.999400359784126},{"$f":"X8*$G$13","v":29.055566660003997},{"$f":"IF(AS8>O8,O8,AS8)","v":14.128722766340198},null,1.1491105336797922,1.1065360783529881,1.0553667799320408,1.0307815310813511,1.0061962822306616,0.94683190085948421,0.88047171696981807,0.47451730735780134,0.47398843930635837,0.4748106060606061,0.47556719022687605,0.47636074692093761,0.48005066497783405,0.48626560726447227,0.83499999999999996,0.83499999999999996,0.83499999999999996,0.83499999999999996,0.83499999999999996,0.83499999999999996,0.83499999999999996,{"$f":"Y8*C8+($A$4-80)*AF8*$A$8/1000","v":17.994003597841296},{"$f":"Z8*E8+($A$4-80)*AG8*$A$8/1000","v":17.308015190885467},{"$f":"AA8*G8+($A$4-80)*AH8*$A$8/1000","v":16.536278233060166},{"$f":"AB8*I8+($A$4-80)*AI8*$A$8/1000","v":16.17679392364581},{"$f":"AC8*K8+($A$4-80)*AJ8*$A$8/1000","v":15.81730961423146},{"$f":"AD8*M8+($A$4-80)*AK8*$A$8/1000","v":14.999400359784126},{"$f":"AE8*O8+($A$4-80)*AL8*$A$8/1000","v":14.128722766340198}]
[null,67,34.352188686787926,21.496502098740759,33.098940635618625,{"$f":"IF(AN9>E9,E9,AN9)","v":20.810513691784926},{"$f":"T9*$G$13","v":31.693983609834099},{"$f":"IF(AO9>G9,G9,AO9)","v":20.078352988207076},30.902458524885066,{"$f":"IF(AP9>I9,I9,AP9)","v":19.685888466919849},30.110933439936037,{"$f":"IF(AQ9>K9,K9,AQ9)","v":19.293423945632622},28.356386168299021,{"$f":"IF(AR9>M9,M9,AR9)","v":18.475514691185293},26.370977413551866,{"$f":"IF(AS9>O9,O9,AS9)","v":17.591645012992206},null,1.0409754147511492,1.0029982010793523,0.96042374575254841,0.93643813711772927,0.91245252848291025,0.85928442934239457,0.79912052768338993,0.62576804915514606,0.62873654842566762,0.63350676378772119,0.63703308431163297,0.64074479737130341,0.65154687136543388,0.66708354177088558,0.83499999999999996,0.83499999999999996,0.83499999999999996,0.83499999999999996,0.83499999999999996,0.83499999999999996,0.83499999999999996,{"$f":"Y9*C9+($A$4-80)*AF9*$A$8/1000","v":21.496502098740759},{"$f":"Z9*E9+($A$4-80)*AG9*$A$8/1000","v":20.810513691784926},{"$f":"AA9*G9+($A$4-80)*AH9*$A$8/1000","v":20.078352988207076},{"$f":"AB9*I9+($A$4-80)*AI9*$A$8/1000","v":19.685888466919849},{"$f":"AC9*K9+($A$4-80)*AJ9*$A$8/1000","v":19.293423945632622},{"$f":"AD9*M9+($A$4-80)*AK9*$A$8/1000","v":18.475514691185293},{"$f":"AE9*O9+($A$4-80)*AL9*$A$8/1000","v":17.591645012992206}]
[null,62,31.126723965620627,24.93963621826904,29.998800719568258,24.240455726564061,{"$f":"T10*$G$13","v":28.752148710773536},23.514891065360779,28.052968219068557,23.125724565260843,27.353787727363581,22.736558065160903,25.797121726963823,21.905456725964424,24.049170497701379,21.008394963022187,null,0.94323405956426143,0.90905456725964418,0.87127723365980414,0.85008994603238053,0.82890265840495703,0.78173096142314613,0.72876274235458727,0.80122907395634679,0.80804749340369397,0.81784813030511572,0.82435927580531387,0.83120327947914152,0.84914344157504473,0.87356006582556223,0.83499999999999996,0.83499999999999996,0.83499999999999996,0.83499999999999996,0.83499999999999996,0.83499999999999996,0.83499999999999996,24.93963621826904,{"$f":"Z10*E10+($A$4-80)*AG10*$A$8/1000","v":24.240455726564061},{"$f":"AA10*G10+($A$4-80)*AH10*$A$8/1000","v":23.514891065360779},23.125724565260843,22.736558065160903,21.905456725964424,21.008394963022187]
[null,57,29.095142914251451,29.095142914251451,28.283829702178693,28.283829702178693,{"$f":"T11*$G$13","v":27.366979812112731},27.366979812112731,26.845892464521288,26.845892464521288,26.324805116929838,26.324805116929838,25.130921447131723,25.130921447131723,23.758944633220068,23.758944633220068,null,0.88167099740155908,0.8570857485508695,0.82930241854887066,0.81351189286428149,0.79772136717969211,0.76154307415550671,0.71996801918848696,1,1,1,1,1,1,1,0.83499999999999996,0.83499999999999996,0.83499999999999996,0.83499999999999996,0.83499999999999996,0.83499999999999996,0.83499999999999996,29.095142914251451,{"$f":"Z11*E11+($A$4-80)*AG11*$A$8/1000","v":28.283829702178693},{"$f":"AA11*G11+($A$4-80)*AH11*$A$8/1000","v":27.366979812112731},{"$f":"AB11*I11+($A$4-80)*AI11*$A$8/1000","v":26.845892464521288},26.324805116929838,25.130921447131723,23.758944633220068]
[1400,72,39.65540675594643,19.570457725364783,38.07895262842294,18.8448930641615,{"$f":"T12*$G$13","v":36.331001399160499},18.079752148710771,35.32840295822507,17.664201479112535,34.325804517289626,17.248650809514292,32.274435338796721,16.424145512692384,29.899860083949626,15.520487707375574,null,1.2016789926044373,1.1539076554067558,1.100939436338197,1.0705576654007596,1.0401758944633219,0.97801319208474913,0.90605636618029173,0.49351297405189626,0.49489000519660492,0.4976397966594045,0.5,0.50249807840122984,0.50889025137952171,0.51908228546216639,0.83499999999999996,0.83499999999999996,0.83499999999999996,0.83499999999999996,0.83499999999999996,0.83499999999999996,0.83499999999999996,{"$f":"Y12*C12+($A$4-80)*AF12*$A$12/1000","v":19.570457725364783},{"$f":"Z12*E12+($A$4-80)*AG12*$A$12/1000","v":18.8448930641615},{"$f":"AA12*G12+($A$4-80)*AH12*$A$12/1000","v":18.079752148710771},{"$f":"AB12*I12+($A$4-80)*AI12*$A$12/1000","v":17.664201479112535},{"$f":"AC12*K12+($A$4-80)*AJ12*$A$12/1000","v":17.248650809514292},{"$f":"AD12*M12+($A$4-80)*AK12*$A$12/1000","v":16.424145512692384},{"$f":"AE12*O12+($A$4-80)*AL12*$A$12/1000","v":15.520487707375574}]
[null,67,35.981411153308017,23.976614031581054,34.550069958025183,23.237857285628618,33,22.466120327803321,32.129322406556064,22.057165700579649,31.258644813112131,21.648211073355984,29.332600439736158,20.78412952228663,27.188886667999199,19.867279632220669,null,1.0903457925244853,1.0469718169098541,1,0.97361583050169898,0.94723166100339795,0.88886667999200475,0.82390565660603632,0.66636113657195239,0.6725849560901106,0.68079152508494911,0.68651200985423932,0.69255117113315046,0.7085675736451541,0.73071324599708887,0.83499999999999996,0.83499999999999996,0.83499999999999996,0.83499999999999996,0.83499999999999996,0.83499999999999996,0.83499999999999996,{"$f":"Y13*C13+($A$4-80)*AF13*$A$12/1000","v":23.976614031581054},{"$f":"Z13*E13+($A$4-80)*AG13*$A$12/1000","v":23.237857285628618},{"$f":"AA13*G13+($A$4-80)*AH13*$A$12/1000","v":22.466120327803321},{"$f":"AB13*I13+($A$4-80)*AI13*$A$12/1000","v":22.057165700579649},{"$f":"AC13*K13+($A$4-80)*AJ13*$A$12/1000","v":21.648211073355984},{"$f":"AD13*M13+($A$4-80)*AK13*$A$12/1000","v":20.78412952228663},{"$f":"AE13*O13+($A$4-80)*AL13*$A$12/1000","v":19.867279632220669}]
[null,62,32.742754347391568,28.343194083549871,31.502698380971413,27.591245252848289,{"$f":"T14*$G$13","v":30.143913651808916},26.79972016789926,29.398560863481908,26.364381371177291,28.653208075154907,25.92904257445533,27.129522286628024,27.129522286628024,25.539876074355387,25.539876074355387,null,0.99220467719368377,0.95462722366580044,0.91345192884269444,0.89086548071157301,0.86827903258045169,0.82210673595842498,0.7739356386168299,0.86563255439161968,0.87583752093802347,0.88905908096280084,0.89679156383217407,0.90492633517495402,1,1,0.83499999999999996,0.83499999999999996,0.83499999999999996,0.83499999999999996,0.83499999999999996,0.83499999999999996,0.83499999999999996,28.343194083549871,{"$f":"Z14*E14+($A$4-80)*AG14*$A$12/1000","v":27.591245252848289},{"$f":"AA14*G14+($A$4-80)*AH14*$A$12/1000","v":26.79972016789926},26.364381371177291,25.92904257445533,27.129522286628024,25.539876074355387]
[null,57,31.726963821706974,31.726963821706974,30.777133719768134,30.777133719768134,29.701978812712373,29.701978812712373,29.088546871876876,29.088546871876876,28.475114931041375,28.475114931041375,27.089946032380571,27.089946032380571,25.506895862482512,25.506895862482512,null,0.96142314611233259,0.93264041575054957,0.90005996402158706,0.88147111732960226,0.86288227063761747,0.82090745552668398,0.77293623825704583,1,1,1,1,1,1,1,0.83499999999999996,0.83499999999999996,0.83499999999999996,0.83499999999999996,0.83499999999999996,0.83499999999999996,0.83499999999999996,31.726963821706974,{"$f":"Z15*E15+($A$4-80)*AG15*$A$12/1000","v":30.777133719768134},{"$f":"AA15*G15+($A$4-80)*AH15*$A$12/1000","v":29.701978812712373},29.088546871876876,28.475114931041375,27.089946032380571,25.506895862482512]
[1600,72,40.486508095142909,20.553268039176491,38.817709374375376,19.80791525084949,36.990605636618028,19.022986208275036,35.981411153308017,18.610733559864084,34.972216669997998,18.198480911453125,32.755946432140718,17.334399360383774,30.295622626424148,16.417549470317812,null,1.2268638816709974,1.1762942234659204,1.1209274435338796,1.0903457925244853,1.0597641415150909,0.9926044373375974,0.91804917049770141,0.50765721733463665,0.51028037383177571,0.5142653352353781,0.51723189734188824,0.52036967182195393,0.52919855014095862,0.54191160461571963,0.83499999999999996,0.83499999999999996,0.83499999999999996,0.83499999999999996,0.83499999999999996,0.83499999999999996,0.83499999999999996,{"$f":"Y16*C16+($A$4-80)*AF16*$A$16/1000","v":20.553268039176491},{"$f":"Z16*E16+($A$4-80)*AG16*$A$16/1000","v":19.80791525084949},{"$f":"AA16*G16+($A$4-80)*AH16*$A$16/1000","v":19.022986208275036},{"$f":"AB16*I16+($A$4-80)*AI16*$A$16/1000","v":18.610733559864084},{"$f":"AC16*K16+($A$4-80)*AJ16*$A$16/1000","v":18.198480911453125},{"$f":"AD16*M16+($A$4-80)*AK16*$A$16/1000","v":17.334399360383774},{"$f":"AE16*O16+($A$4-80)*AL16*$A$16/1000","v":16.417549470317812}]
[null,67,36.759744153507896,25.533280031980812,35.255846492104737,24.768139116530079,33.613431940835497,23.97661403158105,32.709774135518693,23.561063361982811,31.806116330201878,23.145512692384571,29.800919448331001,22.261643014191485,27.597841295222867,21.325004997001798,null,1.1139316410153908,1.0683589846092345,1.0185888466919848,0.9912052768338997,0.96382170697581449,0.90305816510093939,0.83629822106735963,0.69459895926789883,0.70252572497661359,0.71330455259026693,0.72030651340996166,0.72770634591455841,0.74701195219123506,0.7727055449330783,0.83499999999999996,0.83499999999999996,0.83499999999999996,0.83499999999999996,0.83499999999999996,0.83499999999999996,0.83499999999999996,{"$f":"Y17*C17+($A$4-80)*AF17*$A$16/1000","v":25.533280031980812},{"$f":"Z17*E17+($A$4-80)*AG17*$A$16/1000","v":24.768139116530079},{"$f":"AA17*G17+($A$4-80)*AH17*$A$16/1000","v":23.97661403158105},{"$f":"AB17*I17+($A$4-80)*AI17*$A$16/1000","v":23.561063361982811},{"$f":"AC17*K17+($A$4-80)*AJ17*$A$16/1000","v":23.145512692384571},{"$f":"AD17*M17+($A$4-80)*AK17*$A$16/1000","v":22.261643014191485},{"$f":"AE17*O17+($A$4-80)*AL17*$A$16/1000","v":21.325004997001798}]
[null,62,33.620027983210072,30.453927643413952,32.340395762542471,29.65580651609034,30.948630821507098,30.88926644013592,30.298920647611435,30.269238456925844,29.649210473715769,29.649210473715769,28.151908854687189,28.151908854687189,26.443533879672199,26.443533879672199,null,1.0187887267639415,0.98001199280431739,0.9378372976214272,0.91814911053367987,0.89846092344593242,0.85308814711173298,0.80131920847491511,0.90582695703354921,0.91698959820518045,0.998081841432225,0.99902035484924345,1,1,1,0.83499999999999996,0.83499999999999996,0.83499999999999996,0.83499999999999996,0.83499999999999996,0.83499999999999996,0.83499999999999996,30.453927643413952,{"$f":"Z18*E18+($A$4-80)*AG18*$A$16/1000","v":29.65580651609034},{"$f":"AA18*G18+($A$4-80)*AH18*$A$16/1000","v":30.88926644013592},30.269238456925844,29.649210473715769,28.151908854687189,26.443533879672199]
[null,57,33.138516889866082,33.138516889866082,32.102938237057764,32.102938237057764,30.935438736757945,30.935438736757945,30.269238456925844,30.269238456925844,29.603038177093747,29.603038177093747,28.118928642814314,28.118928642814314,26.41055366779932,26.41055366779932,null,1.0041974815110934,0.97281631021387172,0.93743753747751346,0.91724965020987403,0.89706176294223472,0.8520887467519489,0.80031980811513093,1,1,1,1,1,1,1,0.83499999999999996,0.83499999999999996,0.83499999999999996,0.83499999999999996,0.83499999999999996,0.83499999999999996,0.83499999999999996,33.138516889866082,{"$f":"Z19*E19+($A$4-80)*AG19*$A$16/1000","v":32.102938237057764},{"$f":"AA19*G19+($A$4-80)*AH19*$A$16/1000","v":30.935438736757945},30.269238456925844,29.603038177093747,28.118928642814314,26.41055366779932]

{"sheet":"24ACB7_60","index":50,"n_rows":19,"n_cols":45,"rows_kept":19,"cut":false,"hidden":true,"merged":[[2,0,2,1],[2,2,2,15],[3,2,3,3],[3,4,3,5],[3,6,3,7],[3,8,3,9],[3,10,3,11],[3,12,3,13],[3,14,3,15],[5,2,6,2],[5,3,6,3],[5,4,6,4],[5,5,6,5],[5,6,6,6],[5,7,6,7],[5,8,6,8],[4,0,6,0],[4,1,6,1],[4,2,4,3],[4,4,4,5],[4,6,4,7],[4,8,4,9],[5,9,6,9],[5,10,6,10],[5,11,6,11],[5,12,6,12],[5,13,6,13],[5,14,6,14],[5,15,6,15],[4,10,4,11],[4,12,4,13],[4,14,4,15],[7,0,10,0],[11,0,14,0],[15,0,18,0],[22,4,22,15],[23,4,23,5],[23,6,23,7],[23,8,23,9],[23,10,23,11],[23,12,23,13],[23,14,23,15],[25,12,26,12],[25,13,26,13],[25,14,26,14],[25,15,26,15],[27,0,30,0],[31,0,34,0],[24,12,24,13],[24,14,24,15],[25,4,26,4],[25,5,26,5],[25,6,26,6],[25,7,26,7],[25,8,26,8],[25,9,26,9],[25,10,26,10],[25,11,26,11],[24,0,26,0],[24,1,26,1],[24,4,24,5],[24,6,24,7],[24,8,24,9],[24,10,24,11],[35,0,38,0],[41,0,42,1],[41,4,41,15],[42,4,42,5],[42,6,42,7],[42,8,42,9],[42,10,42,11],[42,12,42,13],[42,14,42,15],[44,12,45,12],[44,13,45,13],[44,14,45,14],[44,15,45,15],[46,0,49,0],[50,0,53,0],[43,12,43,13],[43,14,43,15],[44,4,45,4],[44,5,45,5],[44,6,45,6],[44,7,45,7],[44,8,45,8],[44,9,45,9],[44,10,45,10],[44,11,45,11],[43,0,45,0],[43,1,45,1],[43,4,43,5],[43,6,43,7],[43,8,43,9],[43,10,43,11],[54,0,57,0],[60,0,61,1],[60,4,60,15],[61,4,61,5],[61,6,61,7],[61,8,61,9],[61,10,61,11],[61,12,61,13],[61,14,61,15],[63,12,64,12],[63,13,64,13],[63,14,64,14],[63,15,64,15],[65,0,68,0],[69,0,72,0],[62,12,62,13],[62,14,62,15],[63,4,64,4],[63,5,64,5],[63,6,64,6],[63,7,64,7],[63,8,64,8],[63,9,64,9],[63,10,64,10],[63,11,64,11],[62,0,64,0],[62,1,64,1],[62,4,62,5],[62,6,62,7],[62,8,62,9],[62,10,62,11],[73,0,76,0],[79,0,80,1],[79,4,79,15],[80,4,80,5],[80,6,80,7],[80,8,80,9],[80,10,80,11],[80,12,80,13],[80,14,80,15],[82,12,83,12],[82,13,83,13],[82,14,83,14],[82,15,83,15],[84,0,87,0],[88,0,91,0],[81,12,81,13],[81,14,81,15],[82,4,83,4],[82,5,83,5],[82,6,83,6],[82,7,83,7],[82,8,83,8],[82,9,83,9],[82,10,83,10],[82,11,83,11],[81,0,83,0],[81,1,83,1],[81,4,81,5],[81,6,81,7],[81,8,81,9],[81,10,81,11],[92,0,95,0],[98,0,99,1],[98,4,98,15],[99,4,99,5],[99,6,99,7],[99,8,99,9],[99,10,99,11],[99,12,99,13],[99,14,99,15],[101,12,102,12],[101,13,102,13],[101,14,102,14],[101,15,102,15],[103,0,106,0],[107,0,110,0],[100,12,100,13],[100,14,100,15],[101,4,102,4],[101,5,102,5],[101,6,102,6],[101,7,102,7],[101,8,102,8],[101,9,102,9],[101,10,102,10],[101,11,102,11],[100,0,102,0],[100,1,102,1],[100,4,100,5],[100,6,100,7],[100,8,100,9],[100,10,100,11],[111,0,114,0],[117,0,118,1],[117,4,117,15],[118,4,118,5],[118,6,118,7],[118,8,118,9],[118,10,118,11],[118,12,118,13],[118,14,118,15],[130,0,133,0],[120,12,121,12],[120,13,121,13],[120,14,121,14],[120,15,121,15],[122,0,125,0],[126,0,129,0],[119,12,119,13],[119,14,119,15],[120,4,121,4],[120,5,121,5],[120,6,121,6],[120,7,121,7],[120,8,121,8],[120,9,121,9],[120,10,121,10],[120,11,121,11],[119,0,121,0],[119,1,121,1],[119,4,119,5],[119,6,119,7],[119,8,119,9],[119,10,119,11]]}
[]
["24ACB7_60"]
["Evaporator Air \n",null,"Condenser  Entering Air Temperature ˚F"]
[80,"°F DB",75,null,85,null,95,null,100,null,105,null,115,null,125]
["CFM","EWB†\n˚F","Capacity Mbtuh",null,"Capacity Mbtuh",null,"Capacity Mbtuh",null,"Capacity Mbtuh",null,"Capacity Mbtuh",null,"Capacity Mbtuh",null,"Capacity Mbtuh"]
[null,null,"Total","Sens.","Total","Sens.","Total","Sens.","Total","Sens.","Total","Sens.","Total","Sens.","Total","Sens."]
[null,null,null,null,null,null,null,null,null,null,null,null,null,null,null,null,null,"Total Factors",null,null,null,null,null,null,"Sens. %",null,null,null,null,null,null,"IDB Adj",null,null,null,null,null,null,"Sens Calc"]
[1500,72,{"$f":"R8*$G$13","v":66.946910065315691},{"$f":"IF(AM8>C8,C8,AM8)","v":32.529727013900519},{"$f":"S8*$G$13","v":64.404622341316355},{"$f":"IF(AN8>E8,E8,AN8)","v":31.663038017082567},{"$f":"T8*$G$13","v":61.61195779601406},{"$f":"IF(AO8>G8,G8,AO8)","v":30.700050242840391},{"$f":"U8*$G$13","v":60.056732540612956},{"$f":"IF(AP8>I8,I8,AP8)","v":30.170406967007199},{"$f":"V8*$G$13","v":58.501507285211851},{"$f":"IF(AQ8>K8,K8,AQ8)","v":29.640763691174008},{"$f":"W8*$G$13","v":55.054011053424887},{"$f":"IF(AR8>M8,M8,AR8)","v":28.475548484340983},{"$f":"X8*$G$13","v":51.211689834198623},{"$f":"IF(AS8>O8,O8,AS8)","v":27.185144866856472},null,1.1642940880924468,1.1200803885446322,1.0715123094958967,1.0444649137497906,1.0174175180036844,0.95746106179869372,0.89063808407301959,0.48590333716916001,0.4916267942583733,0.49828071272272584,0.50236510863465089,0.50666666666666671,0.51722931607486444,0.53083866115080858,0.83499999999999996,0.83499999999999996,0.83499999999999996,0.83499999999999996,0.83499999999999996,0.83499999999999996,0.83499999999999996,{"$f":"Y8*C8+($A$4-80)*AF8*$A$8/1000","v":32.529727013900519},{"$f":"Z8*E8+($A$4-80)*AG8*$A$8/1000","v":31.663038017082567},{"$f":"AA8*G8+($A$4-80)*AH8*$A$8/1000","v":30.700050242840391},{"$f":"AB8*I8+($A$4-80)*AI8*$A$8/1000","v":30.170406967007199},{"$f":"AC8*K8+($A$4-80)*AJ8*$A$8/1000","v":29.640763691174008},{"$f":"AD8*M8+($A$4-80)*AK8*$A$8/1000","v":28.475548484340983},{"$f":"AE8*O8+($A$4-80)*AL8*$A$8/1000","v":27.185144866856472}]
[null,67,60.716379165968839,39.501758499413832,58.4340981410149,{"$f":"IF(AN9>E9,E9,AN9)","v":38.692848769050407},{"$f":"T9*$G$13","v":55.911070172500423},{"$f":"IF(AO9>G9,G9,AO9)","v":37.787640261262773},54.519552838720486,{"$f":"IF(AP9>I9,I9,AP9)","v":37.296516496399263},53.128035504940549,{"$f":"IF(AQ9>K9,K9,AQ9)","v":36.805392731535754},50.007955116395912,{"$f":"IF(AR9>M9,M9,AR9)","v":35.688326913414841},46.550829006866529,{"$f":"IF(AS9>O9,O9,AS9)","v":34.465332440127284},null,1.0559370289733712,1.0162451850611287,0.972366437782616,0.94816613632557367,0.92396583486853123,0.86970356724166809,0.80957963490202656,0.65059476605868372,0.66216216216216217,0.67585256631071311,0.68409432129294356,0.69276780859162579,0.71365299441555941,0.740380637153496,0.83499999999999996,0.83499999999999996,0.83499999999999996,0.83499999999999996,0.83499999999999996,0.83499999999999996,0.83499999999999996,{"$f":"Y9*C9+($A$4-80)*AF9*$A$8/1000","v":39.501758499413832},{"$f":"Z9*E9+($A$4-80)*AG9*$A$8/1000","v":38.692848769050407},{"$f":"AA9*G9+($A$4-80)*AH9*$A$8/1000","v":37.787640261262773},{"$f":"AB9*I9+($A$4-80)*AI9*$A$8/1000","v":37.296516496399263},{"$f":"AC9*K9+($A$4-80)*AJ9*$A$8/1000","v":36.805392731535754},{"$f":"AD9*M9+($A$4-80)*AK9*$A$8/1000","v":35.688326913414841},{"$f":"AE9*O9+($A$4-80)*AL9*$A$8/1000","v":34.465332440127284}]
[null,62,55.063640931167306,46.329341818790816,53.041366605258744,45.597471110366769,{"$f":"T10*$G$13","v":50.797605091274491},44.759671746776078,49.579425556858148,44.292622676268635,48.361246022441797,43.825573605761171,45.635990621336461,42.74702729860995,42.669988276670573,42.669988276670573,null,0.95762853793334446,0.92245854965667384,0.88343661028303466,0.86225087924970689,0.84106514821637912,0.79366940211019932,0.74208675263774915,0.84137810423224901,0.8596586782861293,0.88113744075829381,0.89336700009711567,0.90621266427718039,0.93669550538088209,1,0.83499999999999996,0.83499999999999996,0.83499999999999996,0.83499999999999996,0.83499999999999996,0.83499999999999996,0.83499999999999996,46.329341818790816,{"$f":"Z10*E10+($A$4-80)*AG10*$A$8/1000","v":45.597471110366769},{"$f":"AA10*G10+($A$4-80)*AH10*$A$8/1000","v":44.759671746776078},44.292622676268635,43.825573605761171,42.74702729860995,42.669988276670573]
[null,57,52.2613465081226,52.2613465081226,50.787975213532079,50.787975213532079,{"$f":"T11*$G$13","v":49.064227097638593},49.064227097638593,48.149388712108525,48.149388712108525,47.234550326578457,47.234550326578457,45.077457712276008,45.077457712276008,42.612209010216041,42.612209010216041,null,0.90889298274995822,0.88326913414838393,0.85329090604588853,0.83738067325406129,0.82147044046223405,0.78395578630045226,0.74108189582984418,1,1,1,1,1,1,1,0.83499999999999996,0.83499999999999996,0.83499999999999996,0.83499999999999996,0.83499999999999996,0.83499999999999996,0.83499999999999996,52.2613465081226,{"$f":"Z11*E11+($A$4-80)*AG11*$A$8/1000","v":50.787975213532079},{"$f":"AA11*G11+($A$4-80)*AH11*$A$8/1000","v":49.064227097638593},{"$f":"AB11*I11+($A$4-80)*AI11*$A$8/1000","v":48.149388712108525},47.234550326578457,45.077457712276008,42.612209010216041]
[1835,72,69.104002679618148,34.850527549824143,66.340227767543112,33.954948919778921,{"$f":"T12*$G$13","v":63.306816278680287},32.972701390051924,61.640847429241319,32.433428236476303,59.974878579802379,31.894155082900685,56.257745771227597,30.680790487355548,52.203567241668061,29.390386869871044,null,1.2018087422542287,1.1537430916094455,1.1009881091944398,1.072014737899849,1.0430413666052587,0.97839557863004523,0.90788812594205326,0.50431995540691188,0.51183045434751051,0.52083967143291765,0.52616778628339334,0.53179190751445082,0.54536117767887704,0.56299575724036155,0.83499999999999996,0.83499999999999996,0.83499999999999996,0.83499999999999996,0.83499999999999996,0.83499999999999996,0.83499999999999996,{"$f":"Y12*C12+($A$4-80)*AF12*$A$12/1000","v":34.850527549824143},{"$f":"Z12*E12+($A$4-80)*AG12*$A$12/1000","v":33.954948919778921},{"$f":"AA12*G12+($A$4-80)*AH12*$A$12/1000","v":32.972701390051924},{"$f":"AB12*I12+($A$4-80)*AI12*$A$12/1000","v":32.433428236476303},{"$f":"AC12*K12+($A$4-80)*AJ12*$A$12/1000","v":31.894155082900685},{"$f":"AD12*M12+($A$4-80)*AK12*$A$12/1000","v":30.680790487355548},{"$f":"AE12*O12+($A$4-80)*AL12*$A$12/1000","v":29.390386869871044}]
[null,67,62.74828336961982,43.267040696700711,60.254145034332609,42.438871210852454,57.5,41.524032825322386,55.99773907218222,41.023279182716458,54.495478144364434,40.522525540110536,51.163540445486518,39.395829844247189,47.484927147881429,38.153575615474793,null,1.0912744933846925,1.0478981745101323,1,0.97387372299447339,0.94774744598894667,0.88980070339976558,0.82582481996315527,0.68953345610804173,0.70433114911299344,0.72215709261430239,0.73258813413585533,0.74359427460682093,0.76999811782420469,0.80348813628067317,0.83499999999999996,0.83499999999999996,0.83499999999999996,0.83499999999999996,0.83499999999999996,0.83499999999999996,0.83499999999999996,{"$f":"Y13*C13+($A$4-80)*AF13*$A$12/1000","v":43.267040696700711},{"$f":"Z13*E13+($A$4-80)*AG13*$A$12/1000","v":42.438871210852454},{"$f":"AA13*G13+($A$4-80)*AH13*$A$12/1000","v":41.524032825322386},{"$f":"AB13*I13+($A$4-80)*AI13*$A$12/1000","v":41.023279182716458},{"$f":"AC13*K13+($A$4-80)*AJ13*$A$12/1000","v":40.522525540110536},{"$f":"AD13*M13+($A$4-80)*AK13*$A$12/1000","v":39.395829844247189},{"$f":"AE13*O13+($A$4-80)*AL13*$A$12/1000","v":38.153575615474793}]
[null,62,57.182214034500085,51.548735555183391,55.025121420197621,50.768715458047225,{"$f":"T14*$G$13","v":52.675431251046732},49.844247194774745,51.442806900016748,50.027214871880759,50.210182548986765,50.210182548986765,47.744933846926806,47.744933846926806,45.01004856807905,45.01004856807905,null,0.9944732875565232,0.9569586333947413,0.91609445653994315,0.89465751130463911,0.87322056606933507,0.8303466755987271,0.78278345335789656,0.90148198046480299,0.9226461323066153,0.94625228519195603,0.97248221639835275,1,1,1,0.83499999999999996,0.83499999999999996,0.83499999999999996,0.83499999999999996,0.83499999999999996,0.83499999999999996,0.83499999999999996,51.548735555183391,{"$f":"Z14*E14+($A$4-80)*AG14*$A$12/1000","v":50.768715458047225},{"$f":"AA14*G14+($A$4-80)*AH14*$A$12/1000","v":49.844247194774745},50.027214871880759,50.210182548986765,47.744933846926806,45.01004856807905]
[null,57,55.911070172500423,55.911070172500423,54.206581812091777,54.206581812091777,52.290236141349858,52.290236141349858,51.221319711941042,51.221319711941042,50.152403282532241,50.152403282532241,47.716044213699547,47.716044213699547,44.952269301624519,44.952269301624519,null,0.972366437782616,0.94272316194942218,0.90939541115391054,0.89080556020767032,0.87221570926143022,0.82984424719477468,0.7817785965499916,1,1,1,1,1,1,1,0.83499999999999996,0.83499999999999996,0.83499999999999996,0.83499999999999996,0.83499999999999996,0.83499999999999996,0.83499999999999996,55.911070172500423,{"$f":"Z15*E15+($A$4-80)*AG15*$A$12/1000","v":54.206581812091777},{"$f":"AA15*G15+($A$4-80)*AH15*$A$12/1000","v":52.290236141349858},51.221319711941042,50.152403282532241,47.716044213699547,44.952269301624519]
[2000,72,69.884022776754307,35.909814101490532,67.033578964997474,35.014235471445311,63.894238820967999,34.01272818623346,62.18012058281694,33.468640093786632,60.466002344665881,32.924552001339805,56.662200636409317,31.720817283537098,52.473203818455872,30.391894155082902,null,1.2153743091609444,1.165801373304304,1.1112041534081392,1.0813934014402946,1.0515826494724501,0.98542957628537942,0.91257745771227605,0.51384869780901199,0.52233874443327111,0.53232856066315004,0.53825305869598883,0.54451345755693581,0.55982324949014273,0.57918884198935583,0.83499999999999996,0.83499999999999996,0.83499999999999996,0.83499999999999996,0.83499999999999996,0.83499999999999996,0.83499999999999996,{"$f":"Y16*C16+($A$4-80)*AF16*$A$16/1000","v":35.909814101490532},{"$f":"Z16*E16+($A$4-80)*AG16*$A$16/1000","v":35.014235471445311},{"$f":"AA16*G16+($A$4-80)*AH16*$A$16/1000","v":34.01272818623346},{"$f":"AB16*I16+($A$4-80)*AI16*$A$16/1000","v":33.468640093786632},{"$f":"AC16*K16+($A$4-80)*AJ16*$A$16/1000","v":32.924552001339805},{"$f":"AD16*M16+($A$4-80)*AK16*$A$16/1000","v":31.720817283537098},{"$f":"AE16*O16+($A$4-80)*AL16*$A$16/1000","v":30.391894155082902}]
[null,67,63.470524200301455,45.019678445821469,60.88008708759002,44.181879082230786,58.077792664545306,43.267040696700725,56.527382348015408,42.766287054094789,54.976972031485516,42.265533411488867,51.567995310668223,41.13883771562552,47.821972868866183,39.877323731368278,null,1.1038352034835035,1.0587841232624351,1.0100485680790487,0.98308491040026802,0.95612125272148718,0.89683470105509955,0.83168648467593365,0.70930056137156727,0.72571970895286309,0.74498424805173269,0.75655877342419076,0.76878612716763006,0.79775910364145664,0.83387031816351187,0.83499999999999996,0.83499999999999996,0.83499999999999996,0.83499999999999996,0.83499999999999996,0.83499999999999996,0.83499999999999996,{"$f":"Y17*C17+($A$4-80)*AF17*$A$16/1000","v":45.019678445821469},{"$f":"Z17*E17+($A$4-80)*AG17*$A$16/1000","v":44.181879082230786},{"$f":"AA17*G17+($A$4-80)*AH17*$A$16/1000","v":43.267040696700725},{"$f":"AB17*I17+($A$4-80)*AI17*$A$16/1000","v":42.766287054094789},{"$f":"AC17*K17+($A$4-80)*AJ17*$A$16/1000","v":42.265533411488867},{"$f":"AD17*M17+($A$4-80)*AK17*$A$16/1000","v":41.13883771562552},{"$f":"AE17*O17+($A$4-80)*AL17*$A$16/1000","v":39.877323731368278}]
[null,62,58.06816278680288,53.917685479819127,55.862920783788311,53.041366605258752,53.62878914754647,53.62878914754647,52.50209345168313,52.50209345168313,51.375397755819797,51.375397755819797,48.813850276335621,48.813850276335621,45.915257075866691,45.915257075866691,null,1.0098810919443979,0.97152905710936188,0.93267459387037344,0.91307988611622837,0.89348517836208341,0.84893652654496732,0.79852621001507285,0.92852404643449427,0.94949146698845022,1,1,1,1,1,0.83499999999999996,0.83499999999999996,0.83499999999999996,0.83499999999999996,0.83499999999999996,0.83499999999999996,0.83499999999999996,53.917685479819127,{"$f":"Z18*E18+($A$4-80)*AG18*$A$16/1000","v":53.041366605258752},{"$f":"AA18*G18+($A$4-80)*AH18*$A$16/1000","v":53.62878914754647},52.50209345168313,51.375397755819797,48.813850276335621,45.915257075866691]
[null,57,57.384441467090944,57.384441467090944,55.583654329258081,55.583654329258081,53.56138000334952,53.56138000334952,52.434684307486187,52.434684307486187,51.307988611622847,51.307988611622847,48.746441132138671,48.746441132138671,45.867107687154586,45.867107687154586,null,0.99799028638419029,0.96667224920448835,0.93150226092781774,0.91190755317367278,0.89231284541952771,0.84776419360241162,0.79768882934181884,1,1,1,1,1,1,1,0.83499999999999996,0.83499999999999996,0.83499999999999996,0.83499999999999996,0.83499999999999996,0.83499999999999996,0.83499999999999996,57.384441467090944,{"$f":"Z19*E19+($A$4-80)*AG19*$A$16/1000","v":55.583654329258081},{"$f":"AA19*G19+($A$4-80)*AH19*$A$16/1000","v":53.56138000334952},52.434684307486187,51.307988611622847,48.746441132138671,45.867107687154586]

{"sheet":"24ACB3_18","index":51,"n_rows":19,"n_cols":45,"rows_kept":19,"cut":false,"hidden":true,"merged":[[2,0,2,1],[2,2,2,15],[3,2,3,3],[3,4,3,5],[3,6,3,7],[3,8,3,9],[3,10,3,11],[3,12,3,13],[3,14,3,15],[5,2,6,2],[5,3,6,3],[5,4,6,4],[5,5,6,5],[5,6,6,6],[5,7,6,7],[5,8,6,8],[4,0,6,0],[4,1,6,1],[4,2,4,3],[4,4,4,5],[4,6,4,7],[4,8,4,9],[5,9,6,9],[5,10,6,10],[5,11,6,11],[5,12,6,12],[5,13,6,13],[5,14,6,14],[5,15,6,15],[4,10,4,11],[4,12,4,13],[4,14,4,15],[7,0,10,0],[11,0,14,0],[15,0,18,0],[22,4,22,15],[23,4,23,5],[23,6,23,7],[23,8,23,9],[23,10,23,11],[23,12,23,13],[23,14,23,15],[25,12,26,12],[25,13,26,13],[25,14,26,14],[25,15,26,15],[27,0,30,0],[31,0,34,0],[24,12,24,13],[24,14,24,15],[25,4,26,4],[25,5,26,5],[25,6,26,6],[25,7,26,7],[25,8,26,8],[25,9,26,9],[25,10,26,10],[25,11,26,11],[24,0,26,0],[24,1,26,1],[24,4,24,5],[24,6,24,7],[24,8,24,9],[24,10,24,11],[35,0,38,0],[41,0,42,1],[41,4,41,15],[42,4,42,5],[42,6,42,7],[42,8,42,9],[42,10,42,11],[42,12,42,13],[42,14,42,15],[44,12,45,12],[44,13,45,13],[44,14,45,14],[44,15,45,15],[46,0,49,0],[50,0,53,0],[43,12,43,13],[43,14,43,15],[44,4,45,4],[44,5,45,5],[44,6,45,6],[44,7,45,7],[44,8,45,8],[44,9,45,9],[44,10,45,10],[44,11,45,11],[43,0,45,0],[43,1,45,1],[43,4,43,5],[43,6,43,7],[43,8,43,9],[43,10,43,11],[54,0,57,0],[60,0,61,1],[60,4,60,15],[61,4,61,5],[61,6,61,7],[61,8,61,9],[61,10,61,11],[61,12,61,13],[61,14,61,15],[63,12,64,12],[63,13,64,13],[63,14,64,14],[63,15,64,15],[65,0,68,0],[69,0,72,0],[62,12,62,13],[62,14,62,15],[63,4,64,4],[63,5,64,5],[63,6,64,6],[63,7,64,7],[63,8,64,8],[63,9,64,9],[63,10,64,10],[63,11,64,11],[62,0,64,0],[62,1,64,1],[62,4,62,5],[62,6,62,7],[62,8,62,9],[62,10,62,11],[73,0,76,0],[79,0,80,1],[79,4,79,15],[80,4,80,5],[80,6,80,7],[80,8,80,9],[80,10,80,11],[80,12,80,13],[80,14,80,15],[82,12,83,12],[82,13,83,13],[82,14,83,14],[82,15,83,15],[84,0,87,0],[88,0,91,0],[81,12,81,13],[81,14,81,15],[82,4,83,4],[82,5,83,5],[82,6,83,6],[82,7,83,7],[82,8,83,8],[82,9,83,9],[82,10,83,10],[82,11,83,11],[81,0,83,0],[81,1,83,1],[81,4,81,5],[81,6,81,7],[81,8,81,9],[81,10,81,11],[92,0,95,0],[98,0,99,1],[98,4,98,15],[99,4,99,5],[99,6,99,7],[99,8,99,9],[99,10,99,11],[99,12,99,13],[99,14,99,15],[101,12,102,12],[101,13,102,13],[101,14,102,14],[101,15,102,15],[103,0,106,0],[107,0,110,0],[100,12,100,13],[100,14,100,15],[101,4,102,4],[101,5,102,5],[101,6,102,6],[101,7,102,7],[101,8,102,8],[101,9,102,9],[101,10,102,10],[101,11,102,11],[100,0,102,0],[100,1,102,1],[100,4,100,5],[100,6,100,7],[100,8,100,9],[100,10,100,11],[111,0,114,0],[117,0,118,1],[117,4,117,15],[118,4,118,5],[118,6,118,7],[118,8,118,9],[118,10,118,11],[118,12,118,13],[118,14,118,15],[130,0,133,0],[120,12,121,12],[120,13,121,13],[120,14,121,14],[120,15,121,15],[122,0,125,0],[126,0,129,0],[119,12,119,13],[119,14,119,15],[120,4,121,4],[120,5,121,5],[120,6,121,6],[120,7,121,7],[120,8,121,8],[120,9,121,9],[120,10,121,10],[120,11,121,11],[119,0,121,0],[119,1,121,1],[119,4,119,5],[119,6,119,7],[119,8,119,9],[119,10,119,11]]}
[]
["24ACB3_18"]
["Evaporator Air \n",null,"Condenser  Entering Air Temperature ˚F"]
[80,"°F DB",75,null,85,null,95,null,100,null,105,null,115,null,125]
["CFM","EWB†\n˚F","Capacity Mbtuh",null,"Capacity Mbtuh",null,"Capacity Mbtuh",null,"Capacity Mbtuh",null,"Capacity Mbtuh",null,"Capacity Mbtuh",null,"Capacity Mbtuh"]
[null,null,"Total","Sens.","Total","Sens.","Total","Sens.","Total","Sens.","Total","Sens.","Total","Sens.","Total","Sens."]
[null,null,null,null,null,null,null,null,null,null,null,null,null,null,null,null,null,"Total Factors",null,null,null,null,null,null,"Sens. %",null,null,null,null,null,null,"IDB Adj",null,null,null,null,null,null,"Sens Calc"]
[525,72,{"$f":"R8*$G$13","v":21.287861271676302},{"$f":"IF(AM8>C8,C8,AM8)","v":11.195375722543353},{"$f":"S8*$G$13","v":20.341040462427745},{"$f":"IF(AN8>E8,E8,AN8)","v":10.83121387283237},{"$f":"T8*$G$13","v":19.342196531791906},{"$f":"IF(AO8>G8,G8,AO8)","v":10.456647398843931},{"$f":"U8*$G$13","v":18.837572254335257},{"$f":"IF(AP8>I8,I8,AP8)","v":10.26936416184971},{"$f":"V8*$G$13","v":18.332947976878614},{"$f":"IF(AQ8>K8,K8,AQ8)","v":10.082080924855489},{"$f":"W8*$G$13","v":17.240462427745666},{"$f":"IF(AR8>M8,M8,AR8)","v":9.6763005780346827},{"$f":"X8*$G$13","v":16.023121387283236},{"$f":"IF(AS8>O8,O8,AS8)","v":9.2393063583815032},null,1.1826589595375723,1.1300578034682081,1.0745664739884393,1.0465317919075143,1.0184971098265896,0.95780346820809248,0.89017341040462428,0.52590420332355814,0.53248081841432227,0.54061323292092522,0.54515327257663637,0.5499432463110101,0.5612552806276403,0.5766233766233767,0.83499999999999996,0.83499999999999996,0.83499999999999996,0.83499999999999996,0.83499999999999996,0.83499999999999996,0.83499999999999996,{"$f":"Y8*C8+($A$4-80)*AF8*$A$8/1000","v":11.195375722543353},{"$f":"Z8*E8+($A$4-80)*AG8*$A$8/1000","v":10.83121387283237},{"$f":"AA8*G8+($A$4-80)*AH8*$A$8/1000","v":10.456647398843931},{"$f":"AB8*I8+($A$4-80)*AI8*$A$8/1000","v":10.26936416184971},{"$f":"AC8*K8+($A$4-80)*AJ8*$A$8/1000","v":10.082080924855489},{"$f":"AD8*M8+($A$4-80)*AK8*$A$8/1000","v":9.6763005780346827},{"$f":"AE8*O8+($A$4-80)*AL8*$A$8/1000","v":9.2393063583815032}]
[null,67,19.550289017341036,13.796531791907514,18.676300578034681,{"$f":"IF(AN9>E9,E9,AN9)","v":13.421965317919074},{"$f":"T9*$G$13","v":17.739884393063583},{"$f":"IF(AO9>G9,G9,AO9)","v":13.026589595375722},17.256069364161849,{"$f":"IF(AP9>I9,I9,AP9)","v":12.828901734104045},16.772254335260115,{"$f":"IF(AQ9>K9,K9,AQ9)","v":12.631213872832369},15.742196531791908,{"$f":"IF(AR9>M9,M9,AR9)","v":12.215028901734104},14.597687861271675,{"$f":"IF(AS9>O9,O9,AS9)","v":11.757225433526012},null,1.0861271676300577,1.0375722543352601,0.98554913294797686,0.95867052023121391,0.93179190751445085,0.87456647398843934,0.81098265895953747,0.7056945183608303,0.71866295264623958,0.73431085043988265,0.74344287006331022,0.75310173697270466,0.77594183740912093,0.80541696364932291,0.83499999999999996,0.83499999999999996,0.83499999999999996,0.83499999999999996,0.83499999999999996,0.83499999999999996,0.83499999999999996,{"$f":"Y9*C9+($A$4-80)*AF9*$A$8/1000","v":13.796531791907514},{"$f":"Z9*E9+($A$4-80)*AG9*$A$8/1000","v":13.421965317919074},{"$f":"AA9*G9+($A$4-80)*AH9*$A$8/1000","v":13.026589595375722},{"$f":"AB9*I9+($A$4-80)*AI9*$A$8/1000","v":12.828901734104045},{"$f":"AC9*K9+($A$4-80)*AJ9*$A$8/1000","v":12.631213872832369},{"$f":"AD9*M9+($A$4-80)*AK9*$A$8/1000","v":12.215028901734104},{"$f":"AE9*O9+($A$4-80)*AL9*$A$8/1000","v":11.757225433526012}]
[null,62,17.968786127167629,16.366473988439306,17.157225433526008,15.981502890173408,{"$f":"T10*$G$13","v":16.314450867052024},15.575722543352603,15.872254335260115,15.357225433526015,15.430057803468207,15.138728323699421,14.566473988439306,14.566473988439306,13.682080924855493,13.682080924855493,null,0.99826589595375714,0.95317919075144497,0.90635838150289016,0.8817919075144508,0.85722543352601155,0.80924855491329473,0.76011560693641622,0.91082802547770703,0.93147362037598547,0.95471938775510212,0.96755162241887926,0.98111935266351991,1,1,0.83499999999999996,0.83499999999999996,0.83499999999999996,0.83499999999999996,0.83499999999999996,0.83499999999999996,0.83499999999999996,16.366473988439306,{"$f":"Z10*E10+($A$4-80)*AG10*$A$8/1000","v":15.981502890173408},{"$f":"AA10*G10+($A$4-80)*AH10*$A$8/1000","v":15.575722543352603},15.357225433526015,15.138728323699421,14.566473988439306,13.682080924855493]
[null,57,17.458959537572255,17.458959537572255,16.803468208092482,16.803468208092482,{"$f":"T11*$G$13","v":16.10635838150289},16.10635838150289,15.736994219653177,15.736994219653177,15.367630057803467,15.367630057803467,14.566473988439306,14.566473988439306,13.682080924855493,13.682080924855493,null,0.96994219653179192,0.93352601156069348,0.89479768786127167,0.87427745664739875,0.85375722543352595,0.80924855491329473,0.76011560693641622,1,1,1,1,1,1,1,0.83499999999999996,0.83499999999999996,0.83499999999999996,0.83499999999999996,0.83499999999999996,0.83499999999999996,0.83499999999999996,17.458959537572255,{"$f":"Z11*E11+($A$4-80)*AG11*$A$8/1000","v":16.803468208092482},{"$f":"AA11*G11+($A$4-80)*AH11*$A$8/1000","v":16.10635838150289},{"$f":"AB11*I11+($A$4-80)*AI11*$A$8/1000","v":15.736994219653177},15.367630057803467,14.566473988439306,13.682080924855493]
[600,72,21.631213872832365,11.736416184971096,20.632369942196529,11.361849710982659,{"$f":"T12*$G$13","v":19.591907514450863},10.976878612716762,19.071676300578034,10.789595375722545,18.551445086705201,10.602312138728323,17.438150289017344,10.196531791907516,16.179190751445088,9.7491329479768769,null,1.2017341040462426,1.1462427745664738,1.0884393063583813,1.0595375722543352,1.0306358381502889,0.96878612716763013,0.89884393063583812,0.54256854256854259,0.55068078668683818,0.56027615507169415,0.56573922531369347,0.5715086932136848,0.58472553699284013,0.60257234726688091,0.83499999999999996,0.83499999999999996,0.83499999999999996,0.83499999999999996,0.83499999999999996,0.83499999999999996,0.83499999999999996,{"$f":"Y12*C12+($A$4-80)*AF12*$A$12/1000","v":11.736416184971096},{"$f":"Z12*E12+($A$4-80)*AG12*$A$12/1000","v":11.361849710982659},{"$f":"AA12*G12+($A$4-80)*AH12*$A$12/1000","v":10.976878612716762},{"$f":"AB12*I12+($A$4-80)*AI12*$A$12/1000","v":10.789595375722545},{"$f":"AC12*K12+($A$4-80)*AJ12*$A$12/1000","v":10.602312138728323},{"$f":"AD12*M12+($A$4-80)*AK12*$A$12/1000","v":10.196531791907516},{"$f":"AE12*O12+($A$4-80)*AL12*$A$12/1000","v":9.7491329479768769}]
[null,67,19.883236994219651,14.670520231213869,18.967630057803465,14.285549132947974,18,13.900578034682081,17.505780346820814,13.697687861271676,17.01156069364162,13.494797687861274,15.950289017341039,13.078612716763004,14.774566473988438,12.610404624277455,null,1.1046242774566473,1.0537572254335259,1,0.97254335260115621,0.94508670520231219,0.88612716763005772,0.82080924855491322,0.73783359497645207,0.75315414152495885,0.77225433526011555,0.78246656760772637,0.79327217125382266,0.81996086105675148,0.85352112676056335,0.83499999999999996,0.83499999999999996,0.83499999999999996,0.83499999999999996,0.83499999999999996,0.83499999999999996,0.83499999999999996,{"$f":"Y13*C13+($A$4-80)*AF13*$A$12/1000","v":14.670520231213869},{"$f":"Z13*E13+($A$4-80)*AG13*$A$12/1000","v":14.285549132947974},{"$f":"AA13*G13+($A$4-80)*AH13*$A$12/1000","v":13.900578034682081},{"$f":"AB13*I13+($A$4-80)*AI13*$A$12/1000","v":13.697687861271676},{"$f":"AC13*K13+($A$4-80)*AJ13*$A$12/1000","v":13.494797687861274},{"$f":"AD13*M13+($A$4-80)*AK13*$A$12/1000","v":13.078612716763004},{"$f":"AE13*O13+($A$4-80)*AL13*$A$12/1000","v":12.610404624277455}]
[null,62,18.374566473988438,17.56300578034682,17.552601156069365,17.157225433526008,{"$f":"T14*$G$13","v":16.709826589595373},16.709826589595373,16.32485549132948,16.32485549132948,15.939884393063585,15.939884393063585,15.097109826589595,15.097109826589595,14.160693641618497,14.160693641618497,null,1.0208092485549132,0.97514450867052027,0.92832369942196524,0.90693641618497101,0.88554913294797688,0.83872832369942196,0.7867052023121387,0.95583238958097394,0.97747480735032588,1,1,1,1,1,0.83499999999999996,0.83499999999999996,0.83499999999999996,0.83499999999999996,0.83499999999999996,0.83499999999999996,0.83499999999999996,17.56300578034682,{"$f":"Z14*E14+($A$4-80)*AG14*$A$12/1000","v":17.157225433526008},{"$f":"AA14*G14+($A$4-80)*AH14*$A$12/1000","v":16.709826589595373},16.32485549132948,15.939884393063585,15.097109826589595,14.160693641618497]
[null,57,18.166473988439307,18.166473988439307,17.469364161849711,17.469364161849711,16.720231213872832,16.720231213872832,16.330057803468208,16.330057803468208,15.939884393063585,15.939884393063585,15.097109826589595,15.097109826589595,14.160693641618497,14.160693641618497,null,1.0092485549132948,0.97052023121387276,0.9289017341040462,0.90722543352601159,0.88554913294797688,0.83872832369942196,0.7867052023121387,1,1,1,1,1,1,1,0.83499999999999996,0.83499999999999996,0.83499999999999996,0.83499999999999996,0.83499999999999996,0.83499999999999996,0.83499999999999996,18.166473988439307,{"$f":"Z15*E15+($A$4-80)*AG15*$A$12/1000","v":17.469364161849711},{"$f":"AA15*G15+($A$4-80)*AH15*$A$12/1000","v":16.720231213872832},16.330057803468208,15.939884393063585,15.097109826589595,14.160693641618497]
[675,72,21.88092485549133,12.246242774566472,20.830057803468208,11.861271676300579,19.75838150289017,11.47630057803468,19.227745664739878,11.289017341040459,18.697109826589593,11.101734104046241,17.56300578034682,10.695953757225434,16.283236994219653,10.248554913294797,null,1.215606936416185,1.1572254335260115,1.0976878612716761,1.0682080924855488,1.0387283236994218,0.97572254335260111,0.90462427745664742,0.55967665240133135,0.56943056943056947,0.58083201685097419,0.58712121212121215,0.59376739009460211,0.60900473933649291,0.62939297124600635,0.83499999999999996,0.83499999999999996,0.83499999999999996,0.83499999999999996,0.83499999999999996,0.83499999999999996,0.83499999999999996,{"$f":"Y16*C16+($A$4-80)*AF16*$A$16/1000","v":12.246242774566472},{"$f":"Z16*E16+($A$4-80)*AG16*$A$16/1000","v":11.861271676300579},{"$f":"AA16*G16+($A$4-80)*AH16*$A$16/1000","v":11.47630057803468},{"$f":"AB16*I16+($A$4-80)*AI16*$A$16/1000","v":11.289017341040459},{"$f":"AC16*K16+($A$4-80)*AJ16*$A$16/1000","v":11.101734104046241},{"$f":"AD16*M16+($A$4-80)*AK16*$A$16/1000","v":10.695953757225434},{"$f":"AE16*O16+($A$4-80)*AL16*$A$16/1000","v":10.248554913294797}]
[null,67,20.112138728323696,15.502890173410403,19.175722543352602,15.128323699421966,18.187283236994219,14.722543352601155,17.682658959537573,14.524855491329481,17.178034682080927,14.327167630057803,16.10635838150289,13.890173410404623,14.909826589595374,13.411560693641617,null,1.1173410404624275,1.0653179190751445,1.0104046242774567,0.98236994219653184,0.95433526011560699,0.89479768786127167,0.82832369942196526,0.77082255561303681,0.78893109061313071,0.80949656750572085,0.82141806413651075,0.83403997577225908,0.86240310077519378,0.89951151430565246,0.83499999999999996,0.83499999999999996,0.83499999999999996,0.83499999999999996,0.83499999999999996,0.83499999999999996,0.83499999999999996,{"$f":"Y17*C17+($A$4-80)*AF17*$A$16/1000","v":15.502890173410403},{"$f":"Z17*E17+($A$4-80)*AG17*$A$16/1000","v":15.128323699421966},{"$f":"AA17*G17+($A$4-80)*AH17*$A$16/1000","v":14.722543352601155},{"$f":"AB17*I17+($A$4-80)*AI17*$A$16/1000","v":14.524855491329481},{"$f":"AC17*K17+($A$4-80)*AJ17*$A$16/1000","v":14.327167630057803},{"$f":"AD17*M17+($A$4-80)*AK17*$A$16/1000","v":13.890173410404623},{"$f":"AE17*O17+($A$4-80)*AL17*$A$16/1000","v":13.411560693641617}]
[null,62,18.738728323699419,18.634682080924851,18,18,17.209248554913295,17.209248554913295,16.803468208092482,16.803468208092482,16.397687861271677,16.397687861271677,15.523699421965318,15.523699421965318,14.535260115606935,14.535260115606935,null,1.0410404624277456,1,0.95606936416184962,0.93352601156069348,0.91098265895953756,0.8624277456647399,0.80751445086705198,0.99444752915047185,1,1,1,1,1,1,0.83499999999999996,0.83499999999999996,0.83499999999999996,0.83499999999999996,0.83499999999999996,0.83499999999999996,0.83499999999999996,18.634682080924851,{"$f":"Z18*E18+($A$4-80)*AG18*$A$16/1000","v":18},{"$f":"AA18*G18+($A$4-80)*AH18*$A$16/1000","v":17.209248554913295},16.803468208092482,16.397687861271677,15.523699421965318,14.535260115606935]
[null,57,18.738728323699419,18.738728323699419,18,18,17.219653179190754,17.219653179190754,16.808670520231214,16.808670520231214,16.397687861271677,16.397687861271677,15.523699421965318,15.523699421965318,14.535260115606935,14.535260115606935,null,1.0410404624277456,1,0.95664739884393069,0.93381502890173418,0.91098265895953756,0.8624277456647399,0.80751445086705198,1,1,1,1,1,1,1,0.83499999999999996,0.83499999999999996,0.83499999999999996,0.83499999999999996,0.83499999999999996,0.83499999999999996,0.83499999999999996,18.738728323699419,{"$f":"Z19*E19+($A$4-80)*AG19*$A$16/1000","v":18},{"$f":"AA19*G19+($A$4-80)*AH19*$A$16/1000","v":17.219653179190754},16.808670520231214,16.397687861271677,15.523699421965318,14.535260115606935]

{"sheet":"24ACB3_24","index":52,"n_rows":19,"n_cols":45,"rows_kept":19,"cut":false,"hidden":true,"merged":[[2,0,2,1],[2,2,2,15],[3,2,3,3],[3,4,3,5],[3,6,3,7],[3,8,3,9],[3,10,3,11],[3,12,3,13],[3,14,3,15],[5,2,6,2],[5,3,6,3],[5,4,6,4],[5,5,6,5],[5,6,6,6],[5,7,6,7],[5,8,6,8],[4,0,6,0],[4,1,6,1],[4,2,4,3],[4,4,4,5],[4,6,4,7],[4,8,4,9],[5,9,6,9],[5,10,6,10],[5,11,6,11],[5,12,6,12],[5,13,6,13],[5,14,6,14],[5,15,6,15],[4,10,4,11],[4,12,4,13],[4,14,4,15],[7,0,10,0],[11,0,14,0],[15,0,18,0],[22,4,22,15],[23,4,23,5],[23,6,23,7],[23,8,23,9],[23,10,23,11],[23,12,23,13],[23,14,23,15],[25,12,26,12],[25,13,26,13],[25,14,26,14],[25,15,26,15],[27,0,30,0],[31,0,34,0],[24,12,24,13],[24,14,24,15],[25,4,26,4],[25,5,26,5],[25,6,26,6],[25,7,26,7],[25,8,26,8],[25,9,26,9],[25,10,26,10],[25,11,26,11],[24,0,26,0],[24,1,26,1],[24,4,24,5],[24,6,24,7],[24,8,24,9],[24,10,24,11],[35,0,38,0],[41,0,42,1],[41,4,41,15],[42,4,42,5],[42,6,42,7],[42,8,42,9],[42,10,42,11],[42,12,42,13],[42,14,42,15],[44,12,45,12],[44,13,45,13],[44,14,45,14],[44,15,45,15],[46,0,49,0],[50,0,53,0],[43,12,43,13],[43,14,43,15],[44,4,45,4],[44,5,45,5],[44,6,45,6],[44,7,45,7],[44,8,45,8],[44,9,45,9],[44,10,45,10],[44,11,45,11],[43,0,45,0],[43,1,45,1],[43,4,43,5],[43,6,43,7],[43,8,43,9],[43,10,43,11],[54,0,57,0],[60,0,61,1],[60,4,60,15],[61,4,61,5],[61,6,61,7],[61,8,61,9],[61,10,61,11],[61,12,61,13],[61,14,61,15],[63,12,64,12],[63,13,64,13],[63,14,64,14],[63,15,64,15],[65,0,68,0],[69,0,72,0],[62,12,62,13],[62,14,62,15],[63,4,64,4],[63,5,64,5],[63,6,64,6],[63,7,64,7],[63,8,64,8],[63,9,64,9],[63,10,64,10],[63,11,64,11],[62,0,64,0],[62,1,64,1],[62,4,62,5],[62,6,62,7],[62,8,62,9],[62,10,62,11],[73,0,76,0],[79,0,80,1],[79,4,79,15],[80,4,80,5],[80,6,80,7],[80,8,80,9],[80,10,80,11],[80,12,80,13],[80,14,80,15],[82,12,83,12],[82,13,83,13],[82,14,83,14],[82,15,83,15],[84,0,87,0],[88,0,91,0],[81,12,81,13],[81,14,81,15],[82,4,83,4],[82,5,83,5],[82,6,83,6],[82,7,83,7],[82,8,83,8],[82,9,83,9],[82,10,83,10],[82,11,83,11],[81,0,83,0],[81,1,83,1],[81,4,81,5],[81,6,81,7],[81,8,81,9],[81,10,81,11],[92,0,95,0],[98,0,99,1],[98,4,98,15],[99,4,99,5],[99,6,99,7],[99,8,99,9],[99,10,99,11],[99,12,99,13],[99,14,99,15],[101,12,102,12],[101,13,102,13],[101,14,102,14],[101,15,102,15],[103,0,106,0],[107,0,110,0],[100,12,100,13],[100,14,100,15],[101,4,102,4],[101,5,102,5],[101,6,102,6],[101,7,102,7],[101,8,102,8],[101,9,102,9],[101,10,102,10],[101,11,102,11],[100,0,102,0],[100,1,102,1],[100,4,100,5],[100,6,100,7],[100,8,100,9],[100,10,100,11],[111,0,114,0],[117,0,118,1],[117,4,117,15],[118,4,118,5],[118,6,118,7],[118,8,118,9],[118,10,118,11],[118,12,118,13],[118,14,118,15],[130,0,133,0],[120,12,121,12],[120,13,121,13],[120,14,121,14],[120,15,121,15],[122,0,125,0],[126,0,129,0],[119,12,119,13],[119,14,119,15],[120,4,121,4],[120,5,121,5],[120,6,121,6],[120,7,121,7],[120,8,121,8],[120,9,121,9],[120,10,121,10],[120,11,121,11],[119,0,121,0],[119,1,121,1],[119,4,119,5],[119,6,119,7],[119,8,119,9],[119,10,119,11]]}
[]
["24ACB3_24"]
["Evaporator Air \n",null,"Condenser  Entering Air Temperature ˚F"]
[80,"°F DB",75,null,85,null,95,null,100,null,105,null,115,null,125]
["CFM","EWB†\n˚F","Capacity Mbtuh",null,"Capacity Mbtuh",null,"Capacity Mbtuh",null,"Capacity Mbtuh",null,"Capacity Mbtuh",null,"Capacity Mbtuh",null,"Capacity Mbtuh"]
[null,null,"Total","Sens.","Total","Sens.","Total","Sens.","Total","Sens.","Total","Sens.","Total","Sens.","Total","Sens."]
[null,null,null,null,null,null,null,null,null,null,null,null,null,null,null,null,null,"Total Factors",null,null,null,null,null,null,"Sens. %",null,null,null,null,null,null,"IDB Adj",null,null,null,null,null,null,"Sens Calc"]
[700,72,{"$f":"R8*$G$13","v":27.109999999999996},{"$f":"IF(AM8>C8,C8,AM8)","v":14.289999999999997},{"$f":"S8*$G$13","v":25.969999999999995},{"$f":"IF(AN8>E8,E8,AN8)","v":13.859999999999998},{"$f":"T8*$G$13","v":24.749999999999996},{"$f":"IF(AO8>G8,G8,AO8)","v":13.399999999999999},{"$f":"U8*$G$13","v":24.11},{"$f":"IF(AP8>I8,I8,AP8)","v":13.16},{"$f":"V8*$G$13","v":23.470000000000002},{"$f":"IF(AQ8>K8,K8,AQ8)","v":12.920000000000002},{"$f":"W8*$G$13","v":22.09},{"$f":"IF(AR8>M8,M8,AR8)","v":12.41},{"$f":"X8*$G$13","v":20.55},{"$f":"IF(AS8>O8,O8,AS8)","v":11.85},null,1.1786956521739129,1.1291304347826085,1.076086956521739,1.0482608695652174,1.0204347826086957,0.96043478260869564,0.89347826086956528,0.52711176687569161,0.53369272237196763,0.54141414141414146,0.54583160514309415,0.5504899872177248,0.56179266636487102,0.57664233576642332,0.83499999999999996,0.83499999999999996,0.83499999999999996,0.83499999999999996,0.83499999999999996,0.83499999999999996,0.83499999999999996,{"$f":"Y8*C8+($A$4-80)*AF8*$A$8/1000","v":14.289999999999997},{"$f":"Z8*E8+($A$4-80)*AG8*$A$8/1000","v":13.859999999999998},{"$f":"AA8*G8+($A$4-80)*AH8*$A$8/1000","v":13.399999999999999},{"$f":"AB8*I8+($A$4-80)*AI8*$A$8/1000","v":13.16},{"$f":"AC8*K8+($A$4-80)*AJ8*$A$8/1000","v":12.920000000000002},{"$f":"AD8*M8+($A$4-80)*AK8*$A$8/1000","v":12.41},{"$f":"AE8*O8+($A$4-80)*AL8*$A$8/1000","v":11.85}]
[null,67,24.89,17.62,23.810000000000002,{"$f":"IF(AN9>E9,E9,AN9)","v":17.160000000000004},{"$f":"T9*$G$13","v":22.66},{"$f":"IF(AO9>G9,G9,AO9)","v":16.68},22.055,{"$f":"IF(AP9>I9,I9,AP9)","v":16.435000000000002},21.45,{"$f":"IF(AQ9>K9,K9,AQ9)","v":16.190000000000001},20.149999999999999,{"$f":"IF(AR9>M9,M9,AR9)","v":15.66},18.73,{"$f":"IF(AS9>O9,O9,AS9)","v":15.09},null,1.0821739130434782,1.0352173913043479,0.98521739130434782,0.9589130434782609,0.93260869565217386,0.87608695652173907,0.81434782608695655,0.70791482523101645,0.72070558588828226,0.736098852603707,0.7451824982997054,0.75477855477855482,0.77717121588089333,0.80565936999466092,0.83499999999999996,0.83499999999999996,0.83499999999999996,0.83499999999999996,0.83499999999999996,0.83499999999999996,0.83499999999999996,{"$f":"Y9*C9+($A$4-80)*AF9*$A$8/1000","v":17.62},{"$f":"Z9*E9+($A$4-80)*AG9*$A$8/1000","v":17.160000000000004},{"$f":"AA9*G9+($A$4-80)*AH9*$A$8/1000","v":16.68},{"$f":"AB9*I9+($A$4-80)*AI9*$A$8/1000","v":16.435000000000002},{"$f":"AC9*K9+($A$4-80)*AJ9*$A$8/1000","v":16.190000000000001},{"$f":"AD9*M9+($A$4-80)*AK9*$A$8/1000","v":15.66},{"$f":"AE9*O9+($A$4-80)*AL9*$A$8/1000","v":15.09}]
[null,62,22.86,20.91,21.86,20.440000000000001,{"$f":"T10*$G$13","v":20.81},19.93,20.265000000000001,19.66,19.72,19.39,18.649999999999999,18.649999999999999,17.57,17.57,null,0.99391304347826082,0.95043478260869563,0.90478260869565208,0.88108695652173918,0.85739130434782607,0.81086956521739129,0.76391304347826083,0.91469816272965887,0.93504117108874663,0.9577126381547334,0.97014557118184064,0.983265720081136,1,1,0.83499999999999996,0.83499999999999996,0.83499999999999996,0.83499999999999996,0.83499999999999996,0.83499999999999996,0.83499999999999996,20.91,{"$f":"Z10*E10+($A$4-80)*AG10*$A$8/1000","v":20.440000000000001},{"$f":"AA10*G10+($A$4-80)*AH10*$A$8/1000","v":19.93},19.66,19.39,18.649999999999999,17.57]
[null,57,22.24,22.24,21.43,21.43,{"$f":"T11*$G$13","v":20.56},20.56,20.100000000000001,20.100000000000001,19.64,19.64,18.649999999999999,18.649999999999999,17.57,17.57,null,0.96695652173913038,0.93173913043478263,0.89391304347826084,0.87391304347826093,0.85391304347826091,0.81086956521739129,0.76391304347826083,1,1,1,1,1,1,1,0.83499999999999996,0.83499999999999996,0.83499999999999996,0.83499999999999996,0.83499999999999996,0.83499999999999996,0.83499999999999996,22.24,{"$f":"Z11*E11+($A$4-80)*AG11*$A$8/1000","v":21.43},{"$f":"AA11*G11+($A$4-80)*AH11*$A$8/1000","v":20.56},{"$f":"AB11*I11+($A$4-80)*AI11*$A$8/1000","v":20.100000000000001},19.64,18.649999999999999,17.57]
[800,72,27.540000000000003,14.98,26.350000000000005,14.540000000000001,{"$f":"T12*$G$13","v":25.08},14.080000000000002,24.42,13.839999999999998,23.760000000000005,13.600000000000001,22.34,13.089999999999998,20.75,12.52,null,1.1973913043478261,1.1456521739130436,1.0904347826086955,1.0617391304347827,1.0330434782608697,0.97130434782608699,0.90217391304347827,0.54393609295570078,0.55180265654648952,0.5614035087719299,0.56674856674856666,0.57239057239057234,0.58594449418084149,0.60337349397590356,0.83499999999999996,0.83499999999999996,0.83499999999999996,0.83499999999999996,0.83499999999999996,0.83499999999999996,0.83499999999999996,{"$f":"Y12*C12+($A$4-80)*AF12*$A$12/1000","v":14.98},{"$f":"Z12*E12+($A$4-80)*AG12*$A$12/1000","v":14.540000000000001},{"$f":"AA12*G12+($A$4-80)*AH12*$A$12/1000","v":14.080000000000002},{"$f":"AB12*I12+($A$4-80)*AI12*$A$12/1000","v":13.839999999999998},{"$f":"AC12*K12+($A$4-80)*AJ12*$A$12/1000","v":13.600000000000001},{"$f":"AD12*M12+($A$4-80)*AK12*$A$12/1000","v":13.089999999999998},{"$f":"AE12*O12+($A$4-80)*AL12*$A$12/1000","v":12.52}]
[null,67,25.31,18.739999999999998,24.19,18.29,23,17.809999999999999,22.375,17.559999999999999,21.75,17.309999999999999,20.420000000000002,16.77,18.96,16.190000000000001,null,1.1004347826086955,1.0517391304347827,1,0.97282608695652173,0.94565217391304346,0.88782608695652177,0.82434782608695656,0.74041880679573291,0.75609756097560965,0.77434782608695651,0.78480446927374292,0.79586206896551714,0.8212536728697355,0.85390295358649793,0.83499999999999996,0.83499999999999996,0.83499999999999996,0.83499999999999996,0.83499999999999996,0.83499999999999996,0.83499999999999996,{"$f":"Y13*C13+($A$4-80)*AF13*$A$12/1000","v":18.739999999999998},{"$f":"Z13*E13+($A$4-80)*AG13*$A$12/1000","v":18.29},{"$f":"AA13*G13+($A$4-80)*AH13*$A$12/1000","v":17.809999999999999},{"$f":"AB13*I13+($A$4-80)*AI13*$A$12/1000","v":17.559999999999999},{"$f":"AC13*K13+($A$4-80)*AJ13*$A$12/1000","v":17.309999999999999},{"$f":"AD13*M13+($A$4-80)*AK13*$A$12/1000","v":16.77},{"$f":"AE13*O13+($A$4-80)*AL13*$A$12/1000","v":16.190000000000001}]
[null,62,23.37,22.46,22.36,21.95,{"$f":"T14*$G$13","v":21.35},21.35,20.865000000000002,20.865000000000002,20.38,20.38,19.329999999999998,19.329999999999998,18.18,18.18,null,1.0160869565217392,0.97217391304347822,0.92826086956521747,0.90717391304347839,0.88608695652173908,0.84043478260869553,0.7904347826086956,0.96106118955926401,0.98166368515205726,1,1,1,1,1,0.83499999999999996,0.83499999999999996,0.83499999999999996,0.83499999999999996,0.83499999999999996,0.83499999999999996,0.83499999999999996,22.46,{"$f":"Z14*E14+($A$4-80)*AG14*$A$12/1000","v":21.95},{"$f":"AA14*G14+($A$4-80)*AH14*$A$12/1000","v":21.35},20.865000000000002,20.38,19.329999999999998,18.18]
[null,57,23.14,23.14,22.28,22.28,21.36,21.36,20.869999999999997,20.869999999999997,20.38,20.38,19.329999999999998,19.329999999999998,18.18,18.18,null,1.0060869565217392,0.96869565217391307,0.92869565217391303,0.907391304347826,0.88608695652173908,0.84043478260869553,0.7904347826086956,1,1,1,1,1,1,1,0.83499999999999996,0.83499999999999996,0.83499999999999996,0.83499999999999996,0.83499999999999996,0.83499999999999996,0.83499999999999996,23.14,{"$f":"Z15*E15+($A$4-80)*AG15*$A$12/1000","v":22.28},{"$f":"AA15*G15+($A$4-80)*AH15*$A$12/1000","v":21.36},20.869999999999997,20.38,19.329999999999998,18.18]
[900,72,27.83,15.639999999999999,26.61,15.19,25.31,14.72,24.635000000000002,14.485000000000001,23.96,14.25,22.5,13.73,20.87,13.16,null,1.21,1.1569565217391304,1.1004347826086955,1.0710869565217391,1.0417391304347827,0.97826086956521741,0.90739130434782611,0.56198347107438018,0.5708380308154829,0.58158830501777958,0.58798457479196264,0.59474123539232049,0.61022222222222222,0.63057019645424051,0.83499999999999996,0.83499999999999996,0.83499999999999996,0.83499999999999996,0.83499999999999996,0.83499999999999996,0.83499999999999996,{"$f":"Y16*C16+($A$4-80)*AF16*$A$16/1000","v":15.639999999999999},{"$f":"Z16*E16+($A$4-80)*AG16*$A$16/1000","v":15.19},{"$f":"AA16*G16+($A$4-80)*AH16*$A$16/1000","v":14.72},{"$f":"AB16*I16+($A$4-80)*AI16*$A$16/1000","v":14.485000000000001},{"$f":"AC16*K16+($A$4-80)*AJ16*$A$16/1000","v":14.25},{"$f":"AD16*M16+($A$4-80)*AK16*$A$16/1000","v":13.73},{"$f":"AE16*O16+($A$4-80)*AL16*$A$16/1000","v":13.16}]
[null,67,25.61,19.829999999999998,24.46,19.37,23.25,18.88,22.61,18.625,21.97,18.37,20.61,17.829999999999998,19.12,17.239999999999998,null,1.1134782608695653,1.0634782608695652,1.0108695652173914,0.98304347826086957,0.9552173913043478,0.89608695652173909,0.83130434782608698,0.77430691136274887,0.79190515126737537,0.81204301075268814,0.82375055285272003,0.836140191169777,0.86511402231926249,0.90167364016736384,0.83499999999999996,0.83499999999999996,0.83499999999999996,0.83499999999999996,0.83499999999999996,0.83499999999999996,0.83499999999999996,{"$f":"Y17*C17+($A$4-80)*AF17*$A$16/1000","v":19.829999999999998},{"$f":"Z17*E17+($A$4-80)*AG17*$A$16/1000","v":19.37},{"$f":"AA17*G17+($A$4-80)*AH17*$A$16/1000","v":18.88},{"$f":"AB17*I17+($A$4-80)*AI17*$A$16/1000","v":18.625},{"$f":"AC17*K17+($A$4-80)*AJ17*$A$16/1000","v":18.37},{"$f":"AD17*M17+($A$4-80)*AK17*$A$16/1000","v":17.829999999999998},{"$f":"AE17*O17+($A$4-80)*AL17*$A$16/1000","v":17.239999999999998}]
[null,62,23.85,23.85,22.96,22.96,22,22,21.490000000000002,21.490000000000002,20.98,20.98,19.87,19.87,18.66,18.66,null,1.0369565217391306,0.99826086956521742,0.95652173913043481,0.93434782608695666,0.91217391304347828,0.86391304347826092,0.81130434782608696,1,1,1,1,1,1,1,0.83499999999999996,0.83499999999999996,0.83499999999999996,0.83499999999999996,0.83499999999999996,0.83499999999999996,0.83499999999999996,23.85,{"$f":"Z18*E18+($A$4-80)*AG18*$A$16/1000","v":22.96},{"$f":"AA18*G18+($A$4-80)*AH18*$A$16/1000","v":22},21.490000000000002,20.98,19.87,18.66]
[null,57,23.869999999999997,23.869999999999997,22.97,22.97,22,22,21.490000000000002,21.490000000000002,20.98,20.98,19.87,19.87,18.66,18.66,null,1.0378260869565217,0.99869565217391298,0.95652173913043481,0.93434782608695666,0.91217391304347828,0.86391304347826092,0.81130434782608696,1,1,1,1,1,1,1,0.83499999999999996,0.83499999999999996,0.83499999999999996,0.83499999999999996,0.83499999999999996,0.83499999999999996,0.83499999999999996,23.869999999999997,{"$f":"Z19*E19+($A$4-80)*AG19*$A$16/1000","v":22.97},{"$f":"AA19*G19+($A$4-80)*AH19*$A$16/1000","v":22},21.490000000000002,20.98,19.87,18.66]

{"sheet":"24ACB3_30","index":53,"n_rows":19,"n_cols":45,"rows_kept":19,"cut":false,"hidden":true,"merged":[[2,0,2,1],[2,2,2,15],[3,2,3,3],[3,4,3,5],[3,6,3,7],[3,8,3,9],[3,10,3,11],[3,12,3,13],[3,14,3,15],[5,2,6,2],[5,3,6,3],[5,4,6,4],[5,5,6,5],[5,6,6,6],[5,7,6,7],[5,8,6,8],[4,0,6,0],[4,1,6,1],[4,2,4,3],[4,4,4,5],[4,6,4,7],[4,8,4,9],[5,9,6,9],[5,10,6,10],[5,11,6,11],[5,12,6,12],[5,13,6,13],[5,14,6,14],[5,15,6,15],[4,10,4,11],[4,12,4,13],[4,14,4,15],[7,0,10,0],[11,0,14,0],[15,0,18,0],[22,4,22,15],[23,4,23,5],[23,6,23,7],[23,8,23,9],[23,10,23,11],[23,12,23,13],[23,14,23,15],[25,12,26,12],[25,13,26,13],[25,14,26,14],[25,15,26,15],[27,0,30,0],[31,0,34,0],[24,12,24,13],[24,14,24,15],[25,4,26,4],[25,5,26,5],[25,6,26,6],[25,7,26,7],[25,8,26,8],[25,9,26,9],[25,10,26,10],[25,11,26,11],[24,0,26,0],[24,1,26,1],[24,4,24,5],[24,6,24,7],[24,8,24,9],[24,10,24,11],[35,0,38,0],[41,0,42,1],[41,4,41,15],[42,4,42,5],[42,6,42,7],[42,8,42,9],[42,10,42,11],[42,12,42,13],[42,14,42,15],[44,12,45,12],[44,13,45,13],[44,14,45,14],[44,15,45,15],[46,0,49,0],[50,0,53,0],[43,12,43,13],[43,14,43,15],[44,4,45,4],[44,5,45,5],[44,6,45,6],[44,7,45,7],[44,8,45,8],[44,9,45,9],[44,10,45,10],[44,11,45,11],[43,0,45,0],[43,1,45,1],[43,4,43,5],[43,6,43,7],[43,8,43,9],[43,10,43,11],[54,0,57,0],[60,0,61,1],[60,4,60,15],[61,4,61,5],[61,6,61,7],[61,8,61,9],[61,10,61,11],[61,12,61,13],[61,14,61,15],[63,12,64,12],[63,13,64,13],[63,14,64,14],[63,15,64,15],[65,0,68,0],[69,0,72,0],[62,12,62,13],[62,14,62,15],[63,4,64,4],[63,5,64,5],[63,6,64,6],[63,7,64,7],[63,8,64,8],[63,9,64,9],[63,10,64,10],[63,11,64,11],[62,0,64,0],[62,1,64,1],[62,4,62,5],[62,6,62,7],[62,8,62,9],[62,10,62,11],[73,0,76,0],[79,0,80,1],[79,4,79,15],[80,4,80,5],[80,6,80,7],[80,8,80,9],[80,10,80,11],[80,12,80,13],[80,14,80,15],[82,12,83,12],[82,13,83,13],[82,14,83,14],[82,15,83,15],[84,0,87,0],[88,0,91,0],[81,12,81,13],[81,14,81,15],[82,4,83,4],[82,5,83,5],[82,6,83,6],[82,7,83,7],[82,8,83,8],[82,9,83,9],[82,10,83,10],[82,11,83,11],[81,0,83,0],[81,1,83,1],[81,4,81,5],[81,6,81,7],[81,8,81,9],[81,10,81,11],[92,0,95,0],[98,0,99,1],[98,4,98,15],[99,4,99,5],[99,6,99,7],[99,8,99,9],[99,10,99,11],[99,12,99,13],[99,14,99,15],[101,12,102,12],[101,13,102,13],[101,14,102,14],[101,15,102,15],[103,0,106,0],[107,0,110,0],[100,12,100,13],[100,14,100,15],[101,4,102,4],[101,5,102,5],[101,6,102,6],[101,7,102,7],[101,8,102,8],[101,9,102,9],[101,10,102,10],[101,11,102,11],[100,0,102,0],[100,1,102,1],[100,4,100,5],[100,6,100,7],[100,8,100,9],[100,10,100,11],[111,0,114,0],[117,0,118,1],[117,4,117,15],[118,4,118,5],[118,6,118,7],[118,8,118,9],[118,10,118,11],[118,12,118,13],[118,14,118,15],[130,0,133,0],[120,12,121,12],[120,13,121,13],[120,14,121,14],[120,15,121,15],[122,0,125,0],[126,0,129,0],[119,12,119,13],[119,14,119,15],[120,4,121,4],[120,5,121,5],[120,6,121,6],[120,7,121,7],[120,8,121,8],[120,9,121,9],[120,10,121,10],[120,11,121,11],[119,0,121,0],[119,1,121,1],[119,4,119,5],[119,6,119,7],[119,8,119,9],[119,10,119,11]]}
[]
["24ACB3_30"]
["Evaporator Air \n",null,"Condenser  Entering Air Temperature ˚F"]
[80,"°F DB",75,null,85,null,95,null,100,null,105,null,115,null,125]
["CFM","EWB†\n˚F","Capacity Mbtuh",null,"Capacity Mbtuh",null,"Capacity Mbtuh",null,"Capacity Mbtuh",null,"Capacity Mbtuh",null,"Capacity Mbtuh",null,"Capacity Mbtuh"]
[null,null,"Total","Sens.","Total","Sens.","Total","Sens.","Total","Sens.","Total","Sens.","Total","Sens.","Total","Sens."]
[null,null,null,null,null,null,null,null,null,null,null,null,null,null,null,null,null,"Total Factors",null,null,null,null,null,null,"Sens. %",null,null,null,null,null,null,"IDB Adj",null,null,null,null,null,null,"Sens Calc"]
[875,72,{"$f":"R8*$G$13","v":32.653309352517979},{"$f":"IF(AM8>C8,C8,AM8)","v":17.346762589928055},{"$f":"S8*$G$13","v":31.243884892086331},{"$f":"IF(AN8>E8,E8,AN8)","v":16.814532374100718},{"$f":"T8*$G$13","v":29.765467625899277},{"$f":"IF(AO8>G8,G8,AO8)","v":16.252733812949639},{"$f":"U8*$G$13","v":28.972050359712227},{"$f":"IF(AP8>I8,I8,AP8)","v":15.961978417266186},{"$f":"V8*$G$13","v":28.178633093525178},{"$f":"IF(AQ8>K8,K8,AQ8)","v":15.671223021582732},{"$f":"W8*$G$13","v":26.48338129496403},{"$f":"IF(AR8>M8,M8,AR8)","v":15.050287769784171},{"$f":"X8*$G$13","v":24.650143884892085},{"$f":"IF(AS8>O8,O8,AS8)","v":14.389928057553954},null,1.1917266187050359,1.1402877697841727,1.0863309352517985,1.0573741007194244,1.0284172661870503,0.96654676258992811,0.89964028776978422,0.53124056746151527,0.53817034700315458,0.54602649006622517,0.55094403810171799,0.55613850996852043,0.56829177521399321,0.58376649340263886,0.83499999999999996,0.83499999999999996,0.83499999999999996,0.83499999999999996,0.83499999999999996,0.83499999999999996,0.83499999999999996,{"$f":"Y8*C8+($A$4-80)*AF8*$A$8/1000","v":17.346762589928055},{"$f":"Z8*E8+($A$4-80)*AG8*$A$8/1000","v":16.814532374100718},{"$f":"AA8*G8+($A$4-80)*AH8*$A$8/1000","v":16.252733812949639},{"$f":"AB8*I8+($A$4-80)*AI8*$A$8/1000","v":15.961978417266186},{"$f":"AC8*K8+($A$4-80)*AJ8*$A$8/1000","v":15.671223021582732},{"$f":"AD8*M8+($A$4-80)*AK8*$A$8/1000","v":15.050287769784171},{"$f":"AE8*O8+($A$4-80)*AL8*$A$8/1000","v":14.389928057553954}]
[null,67,29.686618705035972,21.32863309352518,28.36589928057554,{"$f":"IF(AN9>E9,E9,AN9)","v":20.786546762589929},{"$f":"T9*$G$13","v":26.976187050359712},{"$f":"IF(AO9>G9,G9,AO9)","v":20.205035971223019},26.236978417266187,{"$f":"IF(AP9>I9,I9,AP9)","v":19.904424460431652},25.497769784172661,{"$f":"IF(AQ9>K9,K9,AQ9)","v":19.603812949640286},23.920791366906474,{"$f":"IF(AR9>M9,M9,AR9)","v":18.973021582733814},22.264964028776976,{"$f":"IF(AS9>O9,O9,AS9)","v":18.312661870503593},null,1.083453237410072,1.0352517985611511,0.98453237410071948,0.95755395683453237,0.93057553956834538,0.87302158273381292,0.81258992805755392,0.71845949535192566,0.73280055594162608,0.74899525027402258,0.75864012021036809,0.76884422110552764,0.79316028018129381,0.82248782647189012,0.83499999999999996,0.83499999999999996,0.83499999999999996,0.83499999999999996,0.83499999999999996,0.83499999999999996,0.83499999999999996,{"$f":"Y9*C9+($A$4-80)*AF9*$A$8/1000","v":21.32863309352518},{"$f":"Z9*E9+($A$4-80)*AG9*$A$8/1000","v":20.786546762589929},{"$f":"AA9*G9+($A$4-80)*AH9*$A$8/1000","v":20.205035971223019},{"$f":"AB9*I9+($A$4-80)*AI9*$A$8/1000","v":19.904424460431652},{"$f":"AC9*K9+($A$4-80)*AJ9*$A$8/1000","v":19.603812949640286},{"$f":"AD9*M9+($A$4-80)*AK9*$A$8/1000","v":18.973021582733814},{"$f":"AE9*O9+($A$4-80)*AL9*$A$8/1000","v":18.312661870503593}]
[null,62,27.104316546762586,25.310503597122299,25.911726618705032,24.728992805755393,{"$f":"T10*$G$13","v":24.669856115107912},24.117913669064745,24.039064748201437,23.763093525179851,23.408273381294965,23.408273381294965,22.235395683453234,22.235395683453234,20.963956834532372,20.963956834532372,null,0.98920863309352514,0.94568345323740999,0.90035971223021583,0.87733812949640289,0.85431654676258995,0.8115107913669064,0.76510791366906472,0.93381818181818177,0.95435526816279959,0.97762684778266074,0.98851988519885192,1,1,1,0.83499999999999996,0.83499999999999996,0.83499999999999996,0.83499999999999996,0.83499999999999996,0.83499999999999996,0.83499999999999996,25.310503597122299,{"$f":"Z10*E10+($A$4-80)*AG10*$A$8/1000","v":24.728992805755393},{"$f":"AA10*G10+($A$4-80)*AH10*$A$8/1000","v":24.117913669064745},23.763093525179851,23.408273381294965,22.235395683453234,20.963956834532372]
[null,57,26.542517985611511,26.542517985611511,25.566762589928057,25.566762589928057,{"$f":"T11*$G$13","v":24.531870503597123},24.531870503597123,23.975000000000001,23.975000000000001,23.418129496402877,23.418129496402877,22.235395683453234,22.235395683453234,20.963956834532372,20.963956834532372,null,0.96870503597122304,0.93309352517985611,0.89532374100719425,0.87500000000000011,0.85467625899280575,0.8115107913669064,0.76510791366906472,1,1,1,1,1,1,1,0.83499999999999996,0.83499999999999996,0.83499999999999996,0.83499999999999996,0.83499999999999996,0.83499999999999996,0.83499999999999996,26.542517985611511,{"$f":"Z11*E11+($A$4-80)*AG11*$A$8/1000","v":25.566762589928057},{"$f":"AA11*G11+($A$4-80)*AH11*$A$8/1000","v":24.531870503597123},{"$f":"AB11*I11+($A$4-80)*AI11*$A$8/1000","v":23.975000000000001},23.418129496402877,22.235395683453234,20.963956834532372]
[1000,72,33.20525179856115,18.194388489208634,31.746546762589926,17.662158273381298,{"$f":"T12*$G$13","v":30.199136690647478},17.0905035971223,29.381079136690648,16.794820143884891,28.563021582733811,16.499136690647479,26.808633093525177,15.868345323741009,24.955683453237409,15.217841726618703,null,1.2118705035971222,1.1586330935251798,1.1021582733812949,1.0723021582733814,1.0424460431654676,0.97841726618705027,0.91079136690647478,0.54793707331552399,0.55634895995032607,0.56592689295039167,0.57162026165716195,0.57763975155279501,0.59191176470588247,0.60979462875197465,0.83499999999999996,0.83499999999999996,0.83499999999999996,0.83499999999999996,0.83499999999999996,0.83499999999999996,0.83499999999999996,{"$f":"Y12*C12+($A$4-80)*AF12*$A$12/1000","v":18.194388489208634},{"$f":"Z12*E12+($A$4-80)*AG12*$A$12/1000","v":17.662158273381298},{"$f":"AA12*G12+($A$4-80)*AH12*$A$12/1000","v":17.0905035971223},{"$f":"AB12*I12+($A$4-80)*AI12*$A$12/1000","v":16.794820143884891},{"$f":"AC12*K12+($A$4-80)*AJ12*$A$12/1000","v":16.499136690647479},{"$f":"AD12*M12+($A$4-80)*AK12*$A$12/1000","v":15.868345323741009},{"$f":"AE12*O12+($A$4-80)*AL12*$A$12/1000","v":15.217841726618703}]
[null,67,30.199136690647478,22.70848920863309,28.838992805755392,22.156546762589926,27.4,21.57503597122302,26.636151079136688,21.269496402877696,25.872302158273381,20.963956834532375,24.255899280575537,20.313453237410069,22.540935251798562,19.633381294964028,null,1.1021582733812949,1.0525179856115108,1,0.97212230215827333,0.94424460431654678,0.88525179856115099,0.82266187050359718,0.75195822454308092,0.76828434723171568,0.78741007194244605,0.79851988899167436,0.81028571428571428,0.83746444534741971,0.87101005684302579,0.83499999999999996,0.83499999999999996,0.83499999999999996,0.83499999999999996,0.83499999999999996,0.83499999999999996,0.83499999999999996,{"$f":"Y13*C13+($A$4-80)*AF13*$A$12/1000","v":22.70848920863309},{"$f":"Z13*E13+($A$4-80)*AG13*$A$12/1000","v":22.156546762589926},{"$f":"AA13*G13+($A$4-80)*AH13*$A$12/1000","v":21.57503597122302},{"$f":"AB13*I13+($A$4-80)*AI13*$A$12/1000","v":21.269496402877696},{"$f":"AC13*K13+($A$4-80)*AJ13*$A$12/1000","v":20.963956834532375},{"$f":"AD13*M13+($A$4-80)*AK13*$A$12/1000","v":20.313453237410069},{"$f":"AE13*O13+($A$4-80)*AL13*$A$12/1000","v":19.633381294964028}]
[null,62,27.754820143884892,27.153597122302159,26.562230215827334,26.562230215827334,{"$f":"T14*$G$13","v":25.487913669064746},25.487913669064746,24.901474820143886,24.901474820143886,24.315035971223018,24.315035971223018,23.053453237410071,23.053453237410071,21.703165467625897,21.703165467625897,null,1.0129496402877698,0.96942446043165464,0.93021582733812946,0.9088129496402878,0.88741007194244603,0.84136690647482015,0.79208633093525171,0.97833806818181823,1,1,1,1,1,1,0.83499999999999996,0.83499999999999996,0.83499999999999996,0.83499999999999996,0.83499999999999996,0.83499999999999996,0.83499999999999996,27.153597122302159,{"$f":"Z14*E14+($A$4-80)*AG14*$A$12/1000","v":26.562230215827334},{"$f":"AA14*G14+($A$4-80)*AH14*$A$12/1000","v":25.487913669064746},24.901474820143886,24.315035971223018,23.053453237410071,21.703165467625897]
[null,57,27.626690647482011,27.626690647482011,26.591798561151077,26.591798561151077,25.487913669064746,25.487913669064746,24.901474820143886,24.901474820143886,24.315035971223018,24.315035971223018,23.053453237410071,23.053453237410071,21.703165467625897,21.703165467625897,null,1.008273381294964,0.97050359712230216,0.93021582733812946,0.9088129496402878,0.88741007194244603,0.84136690647482015,0.79208633093525171,1,1,1,1,1,1,1,0.83499999999999996,0.83499999999999996,0.83499999999999996,0.83499999999999996,0.83499999999999996,0.83499999999999996,0.83499999999999996,27.626690647482011,{"$f":"Z15*E15+($A$4-80)*AG15*$A$12/1000","v":26.591798561151077},{"$f":"AA15*G15+($A$4-80)*AH15*$A$12/1000","v":25.487913669064746},24.901474820143886,24.315035971223018,23.053453237410071,21.703165467625897]
[1125,72,33.599496402877698,18.992733812949638,32.101366906474816,18.450647482014382,30.514532374100718,17.878992805755395,29.676762589928057,17.583309352517986,28.838992805755392,17.287625899280574,27.035323741007193,16.646978417266187,25.133093525179852,15.986618705035967,null,1.2262589928057555,1.1715827338129496,1.1136690647482015,1.0830935251798561,1.0525179856115108,0.9866906474820144,0.91726618705035967,0.56526840715752413,0.57476205096714761,0.58591731266149871,0.59249418797741615,0.59945317840054679,0.61574917973022236,0.63607843137254894,0.83499999999999996,0.83499999999999996,0.83499999999999996,0.83499999999999996,0.83499999999999996,0.83499999999999996,0.83499999999999996,{"$f":"Y16*C16+($A$4-80)*AF16*$A$16/1000","v":18.992733812949638},{"$f":"Z16*E16+($A$4-80)*AG16*$A$16/1000","v":18.450647482014382},{"$f":"AA16*G16+($A$4-80)*AH16*$A$16/1000","v":17.878992805755395},{"$f":"AB16*I16+($A$4-80)*AI16*$A$16/1000","v":17.583309352517986},{"$f":"AC16*K16+($A$4-80)*AJ16*$A$16/1000","v":17.287625899280574},{"$f":"AD16*M16+($A$4-80)*AK16*$A$16/1000","v":16.646978417266187},{"$f":"AE16*O16+($A$4-80)*AL16*$A$16/1000","v":15.986618705035967}]
[null,67,30.583525179856114,24.009496402877698,29.183956834532371,23.457553956834531,27.715395683453238,22.866187050359713,26.936762589928055,22.555719424460428,26.158129496402875,22.245251798561149,24.50230215827338,21.584892086330932,22.767625899280574,20.885107913669064,null,1.1161870503597122,1.0651079136690647,1.0115107913669066,0.98309352517985604,0.95467625899280573,0.89424460431654673,0.8309352517985612,0.78504672897196259,0.80378250591016553,0.82503556187766713,0.83735821441639224,0.85041446872645066,0.88093322606596935,0.91731601731601731,0.83499999999999996,0.83499999999999996,0.83499999999999996,0.83499999999999996,0.83499999999999996,0.83499999999999996,0.83499999999999996,{"$f":"Y17*C17+($A$4-80)*AF17*$A$16/1000","v":24.009496402877698},{"$f":"Z17*E17+($A$4-80)*AG17*$A$16/1000","v":23.457553956834531},{"$f":"AA17*G17+($A$4-80)*AH17*$A$16/1000","v":22.866187050359713},{"$f":"AB17*I17+($A$4-80)*AI17*$A$16/1000","v":22.555719424460428},{"$f":"AC17*K17+($A$4-80)*AJ17*$A$16/1000","v":22.245251798561149},{"$f":"AD17*M17+($A$4-80)*AK17*$A$16/1000","v":21.584892086330932},{"$f":"AE17*O17+($A$4-80)*AL17*$A$16/1000","v":20.885107913669064}]
[null,62,28.52359712230216,28.52359712230216,27.429568345323734,27.429568345323734,26.276402877697841,26.276402877697841,25.655467625899281,25.655467625899281,25.034532374100714,25.034532374100714,23.713812949640285,23.713812949640285,22.284676258992803,22.284676258992803,null,1.0410071942446044,1.0010791366906473,0.95899280575539569,0.93633093525179856,0.91366906474820131,0.8654676258992805,0.81330935251798553,1,1,1,1,1,1,1,0.83499999999999996,0.83499999999999996,0.83499999999999996,0.83499999999999996,0.83499999999999996,0.83499999999999996,0.83499999999999996,28.52359712230216,{"$f":"Z18*E18+($A$4-80)*AG18*$A$16/1000","v":27.429568345323734},{"$f":"AA18*G18+($A$4-80)*AH18*$A$16/1000","v":26.276402877697841},25.655467625899281,25.034532374100714,23.713812949640285,22.284676258992803]
[null,57,28.52359712230216,28.52359712230216,27.429568345323734,27.429568345323734,26.276402877697841,26.276402877697841,25.660395683453235,25.660395683453235,25.044388489208632,25.044388489208632,23.713812949640285,23.713812949640285,22.294532374100719,22.294532374100719,null,1.0410071942446044,1.0010791366906473,0.95899280575539569,0.9365107913669064,0.91402877697841722,0.8654676258992805,0.81366906474820144,1,1,1,1,1,1,1,0.83499999999999996,0.83499999999999996,0.83499999999999996,0.83499999999999996,0.83499999999999996,0.83499999999999996,0.83499999999999996,28.52359712230216,{"$f":"Z19*E19+($A$4-80)*AG19*$A$16/1000","v":27.429568345323734},{"$f":"AA19*G19+($A$4-80)*AH19*$A$16/1000","v":26.276402877697841},25.660395683453235,25.044388489208632,23.713812949640285,22.294532374100719]

{"sheet":"24ACB3_36","index":54,"n_rows":19,"n_cols":45,"rows_kept":19,"cut":false,"hidden":true,"merged":[[2,0,2,1],[2,2,2,15],[3,2,3,3],[3,4,3,5],[3,6,3,7],[3,8,3,9],[3,10,3,11],[3,12,3,13],[3,14,3,15],[5,2,6,2],[5,3,6,3],[5,4,6,4],[5,5,6,5],[5,6,6,6],[5,7,6,7],[5,8,6,8],[4,0,6,0],[4,1,6,1],[4,2,4,3],[4,4,4,5],[4,6,4,7],[4,8,4,9],[5,9,6,9],[5,10,6,10],[5,11,6,11],[5,12,6,12],[5,13,6,13],[5,14,6,14],[5,15,6,15],[4,10,4,11],[4,12,4,13],[4,14,4,15],[7,0,10,0],[11,0,14,0],[15,0,18,0],[22,4,22,15],[23,4,23,5],[23,6,23,7],[23,8,23,9],[23,10,23,11],[23,12,23,13],[23,14,23,15],[25,12,26,12],[25,13,26,13],[25,14,26,14],[25,15,26,15],[27,0,30,0],[31,0,34,0],[24,12,24,13],[24,14,24,15],[25,4,26,4],[25,5,26,5],[25,6,26,6],[25,7,26,7],[25,8,26,8],[25,9,26,9],[25,10,26,10],[25,11,26,11],[24,0,26,0],[24,1,26,1],[24,4,24,5],[24,6,24,7],[24,8,24,9],[24,10,24,11],[35,0,38,0],[41,0,42,1],[41,4,41,15],[42,4,42,5],[42,6,42,7],[42,8,42,9],[42,10,42,11],[42,12,42,13],[42,14,42,15],[44,12,45,12],[44,13,45,13],[44,14,45,14],[44,15,45,15],[46,0,49,0],[50,0,53,0],[43,12,43,13],[43,14,43,15],[44,4,45,4],[44,5,45,5],[44,6,45,6],[44,7,45,7],[44,8,45,8],[44,9,45,9],[44,10,45,10],[44,11,45,11],[43,0,45,0],[43,1,45,1],[43,4,43,5],[43,6,43,7],[43,8,43,9],[43,10,43,11],[54,0,57,0],[60,0,61,1],[60,4,60,15],[61,4,61,5],[61,6,61,7],[61,8,61,9],[61,10,61,11],[61,12,61,13],[61,14,61,15],[63,12,64,12],[63,13,64,13],[63,14,64,14],[63,15,64,15],[65,0,68,0],[69,0,72,0],[62,12,62,13],[62,14,62,15],[63,4,64,4],[63,5,64,5],[63,6,64,6],[63,7,64,7],[63,8,64,8],[63,9,64,9],[63,10,64,10],[63,11,64,11],[62,0,64,0],[62,1,64,1],[62,4,62,5],[62,6,62,7],[62,8,62,9],[62,10,62,11],[73,0,76,0],[79,0,80,1],[79,4,79,15],[80,4,80,5],[80,6,80,7],[80,8,80,9],[80,10,80,11],[80,12,80,13],[80,14,80,15],[82,12,83,12],[82,13,83,13],[82,14,83,14],[82,15,83,15],[84,0,87,0],[88,0,91,0],[81,12,81,13],[81,14,81,15],[82,4,83,4],[82,5,83,5],[82,6,83,6],[82,7,83,7],[82,8,83,8],[82,9,83,9],[82,10,83,10],[82,11,83,11],[81,0,83,0],[81,1,83,1],[81,4,81,5],[81,6,81,7],[81,8,81,9],[81,10,81,11],[92,0,95,0],[98,0,99,1],[98,4,98,15],[99,4,99,5],[99,6,99,7],[99,8,99,9],[99,10,99,11],[99,12,99,13],[99,14,99,15],[101,12,102,12],[101,13,102,13],[101,14,102,14],[101,15,102,15],[103,0,106,0],[107,0,110,0],[100,12,100,13],[100,14,100,15],[101,4,102,4],[101,5,102,5],[101,6,102,6],[101,7,102,7],[101,8,102,8],[101,9,102,9],[101,10,102,10],[101,11,102,11],[100,0,102,0],[100,1,102,1],[100,4,100,5],[100,6,100,7],[100,8,100,9],[100,10,100,11],[111,0,114,0],[117,0,118,1],[117,4,117,15],[118,4,118,5],[118,6,118,7],[118,8,118,9],[118,10,118,11],[118,12,118,13],[118,14,118,15],[130,0,133,0],[120,12,121,12],[120,13,121,13],[120,14,121,14],[120,15,121,15],[122,0,125,0],[126,0,129,0],[119,12,119,13],[119,14,119,15],[120,4,121,4],[120,5,121,5],[120,6,121,6],[120,7,121,7],[120,8,121,8],[120,9,121,9],[120,10,121,10],[120,11,121,11],[119,0,121,0],[119,1,121,1],[119,4,119,5],[119,6,119,7],[119,8,119,9],[119,10,119,11]]}
[]
["24ACB3_36"]
["Evaporator Air \n",null,"Condenser  Entering Air Temperature ˚F"]
[80,"°F DB",75,null,85,null,95,null,100,null,105,null,115,null,125]
["CFM","EWB†\n˚F","Capacity Mbtuh",null,"Capacity Mbtuh",null,"Capacity Mbtuh",null,"Capacity Mbtuh",null,"Capacity Mbtuh",null,"Capacity Mbtuh",null,"Capacity Mbtuh"]
[null,null,"Total","Sens.","Total","Sens.","Total","Sens.","Total","Sens.","Total","Sens.","Total","Sens.","Total","Sens."]
[null,null,null,null,null,null,null,null,null,null,null,null,null,null,null,null,null,"Total Factors",null,null,null,null,null,null,"Sens. %",null,null,null,null,null,null,"IDB Adj",null,null,null,null,null,null,"Sens Calc"]
[1050,72,{"$f":"R8*$G$13","v":40.35739644970414},{"$f":"IF(AM8>C8,C8,AM8)","v":21.466272189349112},{"$f":"S8*$G$13","v":38.647337278106519},{"$f":"IF(AN8>E8,E8,AN8)","v":20.822485207100595},{"$f":"T8*$G$13","v":36.826627218934917},{"$f":"IF(AO8>G8,G8,AO8)","v":20.138461538461542},{"$f":"U8*$G$13","v":35.865976331360955},{"$f":"IF(AP8>I8,I8,AP8)","v":19.781360946745565},{"$f":"V8*$G$13","v":34.905325443786992},{"$f":"IF(AQ8>K8,K8,AQ8)","v":19.424260355029588},{"$f":"W8*$G$13","v":32.813017751479293},{"$f":"IF(AR8>M8,M8,AR8)","v":18.659763313609471},{"$f":"X8*$G$13","v":30.499408284023673},{"$f":"IF(AS8>O8,O8,AS8)","v":17.824852071005918},null,1.18698224852071,1.1366863905325446,1.0831360946745563,1.0548816568047339,1.0266272189349115,0.96508875739644973,0.89704142011834331,0.53190428713858429,0.53878188443518993,0.54684512428298282,0.55153554901135882,0.55648414985590766,0.56866952789699576,0.58443271767810023,0.83499999999999996,0.83499999999999996,0.83499999999999996,0.83499999999999996,0.83499999999999996,0.83499999999999996,0.83499999999999996,{"$f":"Y8*C8+($A$4-80)*AF8*$A$8/1000","v":21.466272189349112},{"$f":"Z8*E8+($A$4-80)*AG8*$A$8/1000","v":20.822485207100595},{"$f":"AA8*G8+($A$4-80)*AH8*$A$8/1000","v":20.138461538461542},{"$f":"AB8*I8+($A$4-80)*AI8*$A$8/1000","v":19.781360946745565},{"$f":"AC8*K8+($A$4-80)*AJ8*$A$8/1000","v":19.424260355029588},{"$f":"AD8*M8+($A$4-80)*AK8*$A$8/1000","v":18.659763313609471},{"$f":"AE8*O8+($A$4-80)*AL8*$A$8/1000","v":17.824852071005918}]
[null,67,36.836686390532542,26.495857988165678,35.237278106508874,{"$f":"IF(AN9>E9,E9,AN9)","v":25.821893491124261},{"$f":"T9*$G$13","v":33.537278106508886},{"$f":"IF(AO9>G9,G9,AO9)","v":25.117751479289947},32.636982248520717,{"$f":"IF(AP9>I9,I9,AP9)","v":24.750591715976334},31.736686390532547,{"$f":"IF(AQ9>K9,K9,AQ9)","v":24.383431952662722},29.795266272189352,{"$f":"IF(AR9>M9,M9,AR9)","v":23.608875739644969},27.662721893491124,{"$f":"IF(AS9>O9,O9,AS9)","v":22.753846153846155},null,1.0834319526627219,1.0363905325443787,0.98639053254437892,0.95991124260355043,0.93343195266272194,0.87633136094674569,0.81360946745562135,0.7192790824685964,0.73280045675135597,0.74895020995800832,0.75836030204962235,0.76830427892234543,0.79237002025658332,0.82254545454545458,0.83499999999999996,0.83499999999999996,0.83499999999999996,0.83499999999999996,0.83499999999999996,0.83499999999999996,0.83499999999999996,{"$f":"Y9*C9+($A$4-80)*AF9*$A$8/1000","v":26.495857988165678},{"$f":"Z9*E9+($A$4-80)*AG9*$A$8/1000","v":25.821893491124261},{"$f":"AA9*G9+($A$4-80)*AH9*$A$8/1000","v":25.117751479289947},{"$f":"AB9*I9+($A$4-80)*AI9*$A$8/1000","v":24.750591715976334},{"$f":"AC9*K9+($A$4-80)*AJ9*$A$8/1000","v":24.383431952662722},{"$f":"AD9*M9+($A$4-80)*AK9*$A$8/1000","v":23.608875739644969},{"$f":"AE9*O9+($A$4-80)*AL9*$A$8/1000","v":22.753846153846155}]
[null,62,33.738461538461536,31.495266272189347,32.300000000000004,30.791124260355033,{"$f":"T10*$G$13","v":30.791124260355033},30.036686390532548,30.011538461538464,29.634319526627223,29.231952662721895,29.231952662721895,27.783431952662724,27.783431952662724,26.143786982248521,26.143786982248521,null,0.99230769230769234,0.95000000000000007,0.90562130177514799,0.88269230769230778,0.85976331360946745,0.81715976331360951,0.7689349112426036,0.93351222420989866,0.95328558081594517,0.9754982032015681,0.987430869783811,1,1,1,0.83499999999999996,0.83499999999999996,0.83499999999999996,0.83499999999999996,0.83499999999999996,0.83499999999999996,0.83499999999999996,31.495266272189347,{"$f":"Z10*E10+($A$4-80)*AG10*$A$8/1000","v":30.791124260355033},{"$f":"AA10*G10+($A$4-80)*AH10*$A$8/1000","v":30.036686390532548},29.634319526627223,29.231952662721895,27.783431952662724,26.143786982248521]
[null,57,33.074556213017757,33.074556213017757,31.887573964497044,31.887573964497044,{"$f":"T11*$G$13","v":30.620118343195269},30.620118343195269,29.941124260355032,29.941124260355032,29.262130177514795,29.262130177514795,27.793491124260356,27.793491124260356,26.153846153846157,26.153846153846157,null,0.9727810650887575,0.93786982248520712,0.90059171597633147,0.88062130177514797,0.86065088757396457,0.81745562130177518,0.76923076923076927,1,1,1,1,1,1,1,0.83499999999999996,0.83499999999999996,0.83499999999999996,0.83499999999999996,0.83499999999999996,0.83499999999999996,0.83499999999999996,33.074556213017757,{"$f":"Z11*E11+($A$4-80)*AG11*$A$8/1000","v":31.887573964497044},{"$f":"AA11*G11+($A$4-80)*AH11*$A$8/1000","v":30.620118343195269},{"$f":"AB11*I11+($A$4-80)*AI11*$A$8/1000","v":29.941124260355032},29.262130177514795,27.793491124260356,26.153846153846157]
[1200,72,40.960946745562133,22.47218934911243,39.190532544378705,21.818343195266277,{"$f":"T12*$G$13","v":37.309467455621309},21.124260355029591,36.313609467455628,20.762130177514798,35.317751479289939,20.399999999999999,33.165088757396447,19.625443786982252,30.781065088757398,18.780473372781067,null,1.2047337278106509,1.1526627218934913,1.0973372781065092,1.0680473372781067,1.0387573964497041,0.97544378698224854,0.90532544378698232,0.54862475442043224,0.55672484599589322,0.56619034780264221,0.57174515235457068,0.57761321560808887,0.59175007582650907,0.61013071895424842,0.83499999999999996,0.83499999999999996,0.83499999999999996,0.83499999999999996,0.83499999999999996,0.83499999999999996,0.83499999999999996,{"$f":"Y12*C12+($A$4-80)*AF12*$A$12/1000","v":22.47218934911243},{"$f":"Z12*E12+($A$4-80)*AG12*$A$12/1000","v":21.818343195266277},{"$f":"AA12*G12+($A$4-80)*AH12*$A$12/1000","v":21.124260355029591},{"$f":"AB12*I12+($A$4-80)*AI12*$A$12/1000","v":20.762130177514798},{"$f":"AC12*K12+($A$4-80)*AJ12*$A$12/1000","v":20.399999999999999},{"$f":"AD12*M12+($A$4-80)*AK12*$A$12/1000","v":19.625443786982252},{"$f":"AE12*O12+($A$4-80)*AL12*$A$12/1000","v":18.780473372781067}]
[null,67,37.410059171597631,28.125443786982249,35.750295857988171,27.441420118343203,34,26.737278106508878,33.07455621301775,26.370118343195269,32.149112426035508,26.00295857988166,30.157396449704144,25.208284023668639,27.974556213017756,24.343195266272193,null,1.1002958579881656,1.0514792899408285,1,0.97278106508875739,0.94556213017751489,0.88698224852071017,0.82278106508875748,0.75181500403334234,0.76758581879572318,0.78639053254437874,0.79729318734793198,0.80882352941176472,0.83589059372915275,0.87019057892844298,0.83499999999999996,0.83499999999999996,0.83499999999999996,0.83499999999999996,0.83499999999999996,0.83499999999999996,0.83499999999999996,{"$f":"Y13*C13+($A$4-80)*AF13*$A$12/1000","v":28.125443786982249},{"$f":"Z13*E13+($A$4-80)*AG13*$A$12/1000","v":27.441420118343203},{"$f":"AA13*G13+($A$4-80)*AH13*$A$12/1000","v":26.737278106508878},{"$f":"AB13*I13+($A$4-80)*AI13*$A$12/1000","v":26.370118343195269},{"$f":"AC13*K13+($A$4-80)*AJ13*$A$12/1000","v":26.00295857988166},{"$f":"AD13*M13+($A$4-80)*AK13*$A$12/1000","v":25.208284023668639},{"$f":"AE13*O13+($A$4-80)*AL13*$A$12/1000","v":24.343195266272193}]
[null,62,34.502958579881657,33.698224852071007,33.034319526627222,33.034319526627222,{"$f":"T14*$G$13","v":31.736686390532547},31.736686390532547,31.017455621301778,31.017455621301778,30.298224852071009,30.298224852071009,28.728994082840238,28.728994082840238,26.988757396449707,26.988757396449707,null,1.014792899408284,0.97159763313609482,0.93343195266272194,0.91227810650887586,0.89112426035502967,0.84497041420118346,0.79378698224852073,0.97667638483965025,1,1,1,1,1,1,0.83499999999999996,0.83499999999999996,0.83499999999999996,0.83499999999999996,0.83499999999999996,0.83499999999999996,0.83499999999999996,33.698224852071007,{"$f":"Z14*E14+($A$4-80)*AG14*$A$12/1000","v":33.034319526627222},{"$f":"AA14*G14+($A$4-80)*AH14*$A$12/1000","v":31.736686390532547},31.017455621301778,30.298224852071009,28.728994082840238,26.988757396449707]
[null,57,34.352071005917161,34.352071005917161,33.08461538461539,33.08461538461539,31.736686390532547,31.736686390532547,31.017455621301778,31.017455621301778,30.298224852071009,30.298224852071009,28.728994082840238,28.728994082840238,26.988757396449707,26.988757396449707,null,1.0103550295857988,0.97307692307692317,0.93343195266272194,0.91227810650887586,0.89112426035502967,0.84497041420118346,0.79378698224852073,1,1,1,1,1,1,1,0.83499999999999996,0.83499999999999996,0.83499999999999996,0.83499999999999996,0.83499999999999996,0.83499999999999996,0.83499999999999996,34.352071005917161,{"$f":"Z15*E15+($A$4-80)*AG15*$A$12/1000","v":33.08461538461539},{"$f":"AA15*G15+($A$4-80)*AH15*$A$12/1000","v":31.736686390532547},31.017455621301778,30.298224852071009,28.728994082840238,26.988757396449707]
[1350,72,41.40355029585799,23.407692307692308,39.572781065088762,22.743786982248523,37.641420118343198,22.049704142011837,36.625443786982252,21.687573964497044,35.609467455621299,21.325443786982248,33.406508875739647,20.540828402366866,30.962130177514798,19.685798816568049,null,1.2177514792899409,1.1639053254437872,1.1071005917159764,1.0772189349112427,1.0473372781065089,0.98254437869822497,0.91065088757396462,0.56535471331389697,0.57473309608540923,0.58578300374131487,0.59214501510574025,0.59887005649717517,0.61487503763926532,0.63580246913580241,0.83499999999999996,0.83499999999999996,0.83499999999999996,0.83499999999999996,0.83499999999999996,0.83499999999999996,0.83499999999999996,{"$f":"Y16*C16+($A$4-80)*AF16*$A$16/1000","v":23.407692307692308},{"$f":"Z16*E16+($A$4-80)*AG16*$A$16/1000","v":22.743786982248523},{"$f":"AA16*G16+($A$4-80)*AH16*$A$16/1000","v":22.049704142011837},{"$f":"AB16*I16+($A$4-80)*AI16*$A$16/1000","v":21.687573964497044},{"$f":"AC16*K16+($A$4-80)*AJ16*$A$16/1000","v":21.325443786982248},{"$f":"AD16*M16+($A$4-80)*AK16*$A$16/1000","v":20.540828402366866},{"$f":"AE16*O16+($A$4-80)*AL16*$A$16/1000","v":19.685798816568049}]
[null,67,37.842603550295863,29.684615384615391,36.14260355029586,29.000591715976334,34.352071005917161,28.286390532544381,33.406508875739647,27.914201183431956,32.460946745562133,27.542011834319524,30.428994082840241,26.727218934911249,28.215976331360949,25.821893491124264,null,1.1130177514792901,1.06301775147929,1.0103550295857988,0.98254437869822497,0.95473372781065102,0.89497041420118351,0.8298816568047338,0.78442317916002136,0.80239354300027832,0.82342606149341147,0.83559168925022587,0.84846606755500453,0.87834710743801658,0.91515151515151516,0.83499999999999996,0.83499999999999996,0.83499999999999996,0.83499999999999996,0.83499999999999996,0.83499999999999996,0.83499999999999996,{"$f":"Y17*C17+($A$4-80)*AF17*$A$16/1000","v":29.684615384615391},{"$f":"Z17*E17+($A$4-80)*AG17*$A$16/1000","v":29.000591715976334},{"$f":"AA17*G17+($A$4-80)*AH17*$A$16/1000","v":28.286390532544381},{"$f":"AB17*I17+($A$4-80)*AI17*$A$16/1000","v":27.914201183431956},{"$f":"AC17*K17+($A$4-80)*AJ17*$A$16/1000","v":27.542011834319524},{"$f":"AD17*M17+($A$4-80)*AK17*$A$16/1000","v":26.727218934911249},{"$f":"AE17*O17+($A$4-80)*AL17*$A$16/1000","v":25.821893491124264}]
[null,62,35.388165680473371,35.388165680473371,34.060355029585807,34.060355029585807,32.642011834319533,32.642011834319533,31.887573964497047,31.887573964497047,31.133136094674558,31.133136094674558,29.483431952662723,29.483431952662723,27.662721893491124,27.662721893491124,null,1.0408284023668639,1.0017751479289942,0.96005917159763332,0.93786982248520723,0.91568047337278113,0.86715976331360956,0.81360946745562135,1,1,1,1,1,1,1,0.83499999999999996,0.83499999999999996,0.83499999999999996,0.83499999999999996,0.83499999999999996,0.83499999999999996,0.83499999999999996,35.388165680473371,{"$f":"Z18*E18+($A$4-80)*AG18*$A$16/1000","v":34.060355029585807},{"$f":"AA18*G18+($A$4-80)*AH18*$A$16/1000","v":32.642011834319533},31.887573964497047,31.133136094674558,29.483431952662723,27.662721893491124]
[null,57,35.39822485207101,35.39822485207101,34.060355029585807,34.060355029585807,32.652071005917165,32.652071005917165,31.89260355029586,31.89260355029586,31.133136094674558,31.133136094674558,29.483431952662723,29.483431952662723,27.662721893491124,27.662721893491124,null,1.0411242603550297,1.0017751479289942,0.96035502958579888,0.93801775147929001,0.91568047337278113,0.86715976331360956,0.81360946745562135,1,1,1,1,1,1,1,0.83499999999999996,0.83499999999999996,0.83499999999999996,0.83499999999999996,0.83499999999999996,0.83499999999999996,0.83499999999999996,35.39822485207101,{"$f":"Z19*E19+($A$4-80)*AG19*$A$16/1000","v":34.060355029585807},{"$f":"AA19*G19+($A$4-80)*AH19*$A$16/1000","v":32.652071005917165},31.89260355029586,31.133136094674558,29.483431952662723,27.662721893491124]

{"sheet":"24ACB3_42","index":55,"n_rows":19,"n_cols":45,"rows_kept":19,"cut":false,"hidden":true,"merged":[[2,0,2,1],[2,2,2,15],[3,2,3,3],[3,4,3,5],[3,6,3,7],[3,8,3,9],[3,10,3,11],[3,12,3,13],[3,14,3,15],[5,2,6,2],[5,3,6,3],[5,4,6,4],[5,5,6,5],[5,6,6,6],[5,7,6,7],[5,8,6,8],[4,0,6,0],[4,1,6,1],[4,2,4,3],[4,4,4,5],[4,6,4,7],[4,8,4,9],[5,9,6,9],[5,10,6,10],[5,11,6,11],[5,12,6,12],[5,13,6,13],[5,14,6,14],[5,15,6,15],[4,10,4,11],[4,12,4,13],[4,14,4,15],[7,0,10,0],[11,0,14,0],[15,0,18,0],[22,4,22,15],[23,4,23,5],[23,6,23,7],[23,8,23,9],[23,10,23,11],[23,12,23,13],[23,14,23,15],[25,12,26,12],[25,13,26,13],[25,14,26,14],[25,15,26,15],[27,0,30,0],[31,0,34,0],[24,12,24,13],[24,14,24,15],[25,4,26,4],[25,5,26,5],[25,6,26,6],[25,7,26,7],[25,8,26,8],[25,9,26,9],[25,10,26,10],[25,11,26,11],[24,0,26,0],[24,1,26,1],[24,4,24,5],[24,6,24,7],[24,8,24,9],[24,10,24,11],[35,0,38,0],[41,0,42,1],[41,4,41,15],[42,4,42,5],[42,6,42,7],[42,8,42,9],[42,10,42,11],[42,12,42,13],[42,14,42,15],[44,12,45,12],[44,13,45,13],[44,14,45,14],[44,15,45,15],[46,0,49,0],[50,0,53,0],[43,12,43,13],[43,14,43,15],[44,4,45,4],[44,5,45,5],[44,6,45,6],[44,7,45,7],[44,8,45,8],[44,9,45,9],[44,10,45,10],[44,11,45,11],[43,0,45,0],[43,1,45,1],[43,4,43,5],[43,6,43,7],[43,8,43,9],[43,10,43,11],[54,0,57,0],[60,0,61,1],[60,4,60,15],[61,4,61,5],[61,6,61,7],[61,8,61,9],[61,10,61,11],[61,12,61,13],[61,14,61,15],[63,12,64,12],[63,13,64,13],[63,14,64,14],[63,15,64,15],[65,0,68,0],[69,0,72,0],[62,12,62,13],[62,14,62,15],[63,4,64,4],[63,5,64,5],[63,6,64,6],[63,7,64,7],[63,8,64,8],[63,9,64,9],[63,10,64,10],[63,11,64,11],[62,0,64,0],[62,1,64,1],[62,4,62,5],[62,6,62,7],[62,8,62,9],[62,10,62,11],[73,0,76,0],[79,0,80,1],[79,4,79,15],[80,4,80,5],[80,6,80,7],[80,8,80,9],[80,10,80,11],[80,12,80,13],[80,14,80,15],[82,12,83,12],[82,13,83,13],[82,14,83,14],[82,15,83,15],[84,0,87,0],[88,0,91,0],[81,12,81,13],[81,14,81,15],[82,4,83,4],[82,5,83,5],[82,6,83,6],[82,7,83,7],[82,8,83,8],[82,9,83,9],[82,10,83,10],[82,11,83,11],[81,0,83,0],[81,1,83,1],[81,4,81,5],[81,6,81,7],[81,8,81,9],[81,10,81,11],[92,0,95,0],[98,0,99,1],[98,4,98,15],[99,4,99,5],[99,6,99,7],[99,8,99,9],[99,10,99,11],[99,12,99,13],[99,14,99,15],[101,12,102,12],[101,13,102,13],[101,14,102,14],[101,15,102,15],[103,0,106,0],[107,0,110,0],[100,12,100,13],[100,14,100,15],[101,4,102,4],[101,5,102,5],[101,6,102,6],[101,7,102,7],[101,8,102,8],[101,9,102,9],[101,10,102,10],[101,11,102,11],[100,0,102,0],[100,1,102,1],[100,4,100,5],[100,6,100,7],[100,8,100,9],[100,10,100,11],[111,0,114,0],[117,0,118,1],[117,4,117,15],[118,4,118,5],[118,6,118,7],[118,8,118,9],[118,10,118,11],[118,12,118,13],[118,14,118,15],[130,0,133,0],[120,12,121,12],[120,13,121,13],[120,14,121,14],[120,15,121,15],[122,0,125,0],[126,0,129,0],[119,12,119,13],[119,14,119,15],[120,4,121,4],[120,5,121,5],[120,6,121,6],[120,7,121,7],[120,8,121,8],[120,9,121,9],[120,10,121,10],[120,11,121,11],[119,0,121,0],[119,1,121,1],[119,4,119,5],[119,6,119,7],[119,8,119,9],[119,10,119,11]]}
[]
["24ACB3_42"]
["Evaporator Air \n",null,"Condenser  Entering Air Temperature ˚F"]
[80,"°F DB",75,null,85,null,95,null,100,null,105,null,115,null,125]
["CFM","EWB†\n˚F","Capacity Mbtuh",null,"Capacity Mbtuh",null,"Capacity Mbtuh",null,"Capacity Mbtuh",null,"Capacity Mbtuh",null,"Capacity Mbtuh",null,"Capacity Mbtuh"]
[null,null,"Total","Sens.","Total","Sens.","Total","Sens.","Total","Sens.","Total","Sens.","Total","Sens.","Total","Sens."]
[null,null,null,null,null,null,null,null,null,null,null,null,null,null,null,null,null,"Total Factors",null,null,null,null,null,null,"Sens. %",null,null,null,null,null,null,"IDB Adj",null,null,null,null,null,null,"Sens Calc"]
[1225,72,{"$f":"R8*$G$13","v":48.51},{"$f":"IF(AM8>C8,C8,AM8)","v":25.520000000000003},{"$f":"S8*$G$13","v":46.4},{"$f":"IF(AN8>E8,E8,AN8)","v":24.71},{"$f":"T8*$G$13","v":44.17},{"$f":"IF(AO8>G8,G8,AO8)","v":23.86},{"$f":"U8*$G$13","v":43},{"$f":"IF(AP8>I8,I8,AP8)","v":23.424999999999994},{"$f":"V8*$G$13","v":41.83},{"$f":"IF(AQ8>K8,K8,AQ8)","v":22.99},{"$f":"W8*$G$13","v":39.299999999999997},{"$f":"IF(AR8>M8,M8,AR8)","v":22.05},{"$f":"X8*$G$13","v":36.5},{"$f":"IF(AS8>O8,O8,AS8)","v":21.03},null,1.183170731707317,1.1317073170731706,1.0773170731707318,1.0487804878048781,1.0202439024390244,0.95853658536585362,0.8902439024390244,0.526077097505669,0.53254310344827593,0.54018564636631194,0.544767441860465,0.54960554625866598,0.56106870229007644,0.5761643835616439,0.83499999999999996,0.83499999999999996,0.83499999999999996,0.83499999999999996,0.83499999999999996,0.83499999999999996,0.83499999999999996,{"$f":"Y8*C8+($A$4-80)*AF8*$A$8/1000","v":25.520000000000003},{"$f":"Z8*E8+($A$4-80)*AG8*$A$8/1000","v":24.71},{"$f":"AA8*G8+($A$4-80)*AH8*$A$8/1000","v":23.86},{"$f":"AB8*I8+($A$4-80)*AI8*$A$8/1000","v":23.424999999999994},{"$f":"AC8*K8+($A$4-80)*AJ8*$A$8/1000","v":22.99},{"$f":"AD8*M8+($A$4-80)*AK8*$A$8/1000","v":22.05},{"$f":"AE8*O8+($A$4-80)*AL8*$A$8/1000","v":21.03}]
[null,67,44.49,31.4,42.53,{"$f":"IF(AN9>E9,E9,AN9)","v":30.57},{"$f":"T9*$G$13","v":40.46},{"$f":"IF(AO9>G9,G9,AO9)","v":29.709999999999997},39.379999999999995,{"$f":"IF(AP9>I9,I9,AP9)","v":29.259999999999998},38.299999999999997,{"$f":"IF(AQ9>K9,K9,AQ9)","v":28.81},35.96,{"$f":"IF(AR9>M9,M9,AR9)","v":27.87},33.409999999999997,{"$f":"IF(AS9>O9,O9,AS9)","v":26.84},null,1.0851219512195123,1.0373170731707317,0.98682926829268292,0.96048780487804863,0.93414634146341458,0.87707317073170732,0.81487804878048775,0.70577657900651825,0.71878673877263111,0.73430548690064257,0.74301675977653636,0.75221932114882506,0.77502780867630705,0.80335228973361272,0.83499999999999996,0.83499999999999996,0.83499999999999996,0.83499999999999996,0.83499999999999996,0.83499999999999996,0.83499999999999996,{"$f":"Y9*C9+($A$4-80)*AF9*$A$8/1000","v":31.4},{"$f":"Z9*E9+($A$4-80)*AG9*$A$8/1000","v":30.57},{"$f":"AA9*G9+($A$4-80)*AH9*$A$8/1000","v":29.709999999999997},{"$f":"AB9*I9+($A$4-80)*AI9*$A$8/1000","v":29.259999999999998},{"$f":"AC9*K9+($A$4-80)*AJ9*$A$8/1000","v":28.81},{"$f":"AD9*M9+($A$4-80)*AK9*$A$8/1000","v":27.87},{"$f":"AE9*O9+($A$4-80)*AL9*$A$8/1000","v":26.84}]
[null,62,40.85,37.25,39.08,36.4,{"$f":"T10*$G$13","v":37.24},35.5,36.284999999999997,35.019999999999996,35.33,34.54,33.39,33.39,31.44,31.44,null,0.99634146341463414,0.95317073170731703,0.9082926829268293,0.8849999999999999,0.86170731707317072,0.81439024390243908,0.76682926829268294,0.91187270501835982,0.93142272262026615,0.95327604726100956,0.96513710899820859,0.97763939994339089,1,1,0.83499999999999996,0.83499999999999996,0.83499999999999996,0.83499999999999996,0.83499999999999996,0.83499999999999996,0.83499999999999996,37.25,{"$f":"Z10*E10+($A$4-80)*AG10*$A$8/1000","v":36.4},{"$f":"AA10*G10+($A$4-80)*AH10*$A$8/1000","v":35.5},35.019999999999996,34.54,33.39,31.44]
[null,57,39.76,39.76,38.32,38.32,{"$f":"T11*$G$13","v":36.79},36.79,35.980000000000004,35.980000000000004,35.17,35.17,33.409999999999997,33.409999999999997,31.45,31.45,null,0.96975609756097558,0.93463414634146347,0.89731707317073173,0.87756097560975621,0.85780487804878058,0.81487804878048775,0.76707317073170733,1,1,1,1,1,1,1,0.83499999999999996,0.83499999999999996,0.83499999999999996,0.83499999999999996,0.83499999999999996,0.83499999999999996,0.83499999999999996,39.76,{"$f":"Z11*E11+($A$4-80)*AG11*$A$8/1000","v":38.32},{"$f":"AA11*G11+($A$4-80)*AH11*$A$8/1000","v":36.79},{"$f":"AB11*I11+($A$4-80)*AI11*$A$8/1000","v":35.980000000000004},35.17,33.409999999999997,31.45]
[1400,72,49.22,26.65,47.02,25.82,{"$f":"T12*$G$13","v":44.720000000000006},24.970000000000006,43.510000000000005,24.525000000000006,42.300000000000004,24.080000000000005,39.69,23.14,36.79,22.1,null,1.2004878048780487,1.1468292682926831,1.0907317073170733,1.061219512195122,1.0317073170731708,0.96804878048780485,0.89731707317073173,0.54144656643640798,0.54912803062526583,0.55836314847942758,0.56366352562629285,0.56926713947990548,0.58301839254220211,0.60070671378091878,0.83499999999999996,0.83499999999999996,0.83499999999999996,0.83499999999999996,0.83499999999999996,0.83499999999999996,0.83499999999999996,{"$f":"Y12*C12+($A$4-80)*AF12*$A$12/1000","v":26.65},{"$f":"Z12*E12+($A$4-80)*AG12*$A$12/1000","v":25.82},{"$f":"AA12*G12+($A$4-80)*AH12*$A$12/1000","v":24.970000000000006},{"$f":"AB12*I12+($A$4-80)*AI12*$A$12/1000","v":24.525000000000006},{"$f":"AC12*K12+($A$4-80)*AJ12*$A$12/1000","v":24.080000000000005},{"$f":"AD12*M12+($A$4-80)*AK12*$A$12/1000","v":23.14},{"$f":"AE12*O12+($A$4-80)*AL12*$A$12/1000","v":22.1}]
[null,67,45.180000000000007,33.250000000000007,43.15,32.4,41,31.53,39.879999999999995,31.08,38.76,30.63,36.369999999999997,29.68,33.74,28.63,null,1.1019512195121952,1.0524390243902439,1,0.97268292682926816,0.94536585365853654,0.88707317073170722,0.82292682926829275,0.73594510845506866,0.75086906141367327,0.76902439024390246,0.77933801404212644,0.79024767801857587,0.81605718999175147,0.84854771784232352,0.83499999999999996,0.83499999999999996,0.83499999999999996,0.83499999999999996,0.83499999999999996,0.83499999999999996,0.83499999999999996,{"$f":"Y13*C13+($A$4-80)*AF13*$A$12/1000","v":33.250000000000007},{"$f":"Z13*E13+($A$4-80)*AG13*$A$12/1000","v":32.4},{"$f":"AA13*G13+($A$4-80)*AH13*$A$12/1000","v":31.53},{"$f":"AB13*I13+($A$4-80)*AI13*$A$12/1000","v":31.08},{"$f":"AC13*K13+($A$4-80)*AJ13*$A$12/1000","v":30.63},{"$f":"AD13*M13+($A$4-80)*AK13*$A$12/1000","v":29.68},{"$f":"AE13*O13+($A$4-80)*AL13*$A$12/1000","v":28.63}]
[null,62,41.71,39.81,39.92,38.9,{"$f":"T14*$G$13","v":38.04},38.04,37.21,37.21,36.380000000000003,36.380000000000003,34.5,34.5,32.409999999999997,32.409999999999997,null,1.0173170731707317,0.97365853658536594,0.92780487804878042,0.90756097560975613,0.88731707317073172,0.84146341463414631,0.79048780487804871,0.95444737473028052,0.97444889779559107,1,1,1,1,1,0.83499999999999996,0.83499999999999996,0.83499999999999996,0.83499999999999996,0.83499999999999996,0.83499999999999996,0.83499999999999996,39.81,{"$f":"Z14*E14+($A$4-80)*AG14*$A$12/1000","v":38.9},{"$f":"AA14*G14+($A$4-80)*AH14*$A$12/1000","v":38.04},37.21,36.380000000000003,34.5,32.409999999999997]
[null,57,41.28,41.28,39.74,39.74,38.11,38.11,37.245000000000005,37.245000000000005,36.380000000000003,36.380000000000003,34.5,34.5,32.409999999999997,32.409999999999997,null,1.0068292682926829,0.96926829268292691,0.92951219512195116,0.9084146341463416,0.88731707317073172,0.84146341463414631,0.79048780487804871,1,1,1,1,1,1,1,0.83499999999999996,0.83499999999999996,0.83499999999999996,0.83499999999999996,0.83499999999999996,0.83499999999999996,0.83499999999999996,41.28,{"$f":"Z15*E15+($A$4-80)*AG15*$A$12/1000","v":39.74},{"$f":"AA15*G15+($A$4-80)*AH15*$A$12/1000","v":38.11},37.245000000000005,36.380000000000003,34.5,32.409999999999997]
[1575,72,49.76,27.730000000000004,47.490000000000009,26.900000000000006,45.12,26.04,43.875,25.59,42.63,25.14,39.950000000000003,24.19,36.99,23.14,null,1.2136585365853658,1.1582926829268294,1.1004878048780486,1.0701219512195121,1.0397560975609756,0.97439024390243911,0.90219512195121954,0.55727491961414799,0.56643503895556957,0.5771276595744681,0.58324786324786326,0.58972554539056998,0.60550688360450566,0.62557447958907808,0.83499999999999996,0.83499999999999996,0.83499999999999996,0.83499999999999996,0.83499999999999996,0.83499999999999996,0.83499999999999996,{"$f":"Y16*C16+($A$4-80)*AF16*$A$16/1000","v":27.730000000000004},{"$f":"Z16*E16+($A$4-80)*AG16*$A$16/1000","v":26.900000000000006},{"$f":"AA16*G16+($A$4-80)*AH16*$A$16/1000","v":26.04},{"$f":"AB16*I16+($A$4-80)*AI16*$A$16/1000","v":25.59},{"$f":"AC16*K16+($A$4-80)*AJ16*$A$16/1000","v":25.14},{"$f":"AD16*M16+($A$4-80)*AK16*$A$16/1000","v":24.19},{"$f":"AE16*O16+($A$4-80)*AL16*$A$16/1000","v":23.14}]
[null,67,45.71,35.04,43.61,34.19,41.42,33.32,40.275000000000006,32.864999999999995,39.130000000000003,32.409999999999997,36.68,31.44,33.99,30.36,null,1.1148780487804879,1.0636585365853659,1.0102439024390244,0.9823170731707318,0.95439024390243909,0.89463414634146343,0.82902439024390251,0.76657186611244799,0.78399449667507448,0.80444229840656689,0.81601489757914314,0.82826475849731651,0.85714285714285721,0.89320388349514557,0.83499999999999996,0.83499999999999996,0.83499999999999996,0.83499999999999996,0.83499999999999996,0.83499999999999996,0.83499999999999996,{"$f":"Y17*C17+($A$4-80)*AF17*$A$16/1000","v":35.04},{"$f":"Z17*E17+($A$4-80)*AG17*$A$16/1000","v":34.19},{"$f":"AA17*G17+($A$4-80)*AH17*$A$16/1000","v":33.32},{"$f":"AB17*I17+($A$4-80)*AI17*$A$16/1000","v":32.864999999999995},{"$f":"AC17*K17+($A$4-80)*AJ17*$A$16/1000","v":32.409999999999997},{"$f":"AD17*M17+($A$4-80)*AK17*$A$16/1000","v":31.44},{"$f":"AE17*O17+($A$4-80)*AL17*$A$16/1000","v":30.36}]
[null,62,42.550000000000004,42.13000000000001,40.89,40.89,39.17,39.17,38.255000000000003,38.255000000000003,37.340000000000003,37.340000000000003,35.369999999999997,35.369999999999997,33.159999999999997,33.159999999999997,null,1.0378048780487805,0.9973170731707317,0.95536585365853666,0.93304878048780493,0.9107317073170732,0.86268292682926828,0.80878048780487799,0.99012925969447718,1,1,1,1,1,1,0.83499999999999996,0.83499999999999996,0.83499999999999996,0.83499999999999996,0.83499999999999996,0.83499999999999996,0.83499999999999996,42.13000000000001,{"$f":"Z18*E18+($A$4-80)*AG18*$A$16/1000","v":40.89},{"$f":"AA18*G18+($A$4-80)*AH18*$A$16/1000","v":39.17},38.255000000000003,37.340000000000003,35.369999999999997,33.159999999999997]
[null,57,42.52,42.52,40.89,40.89,39.17,39.17,38.260000000000005,38.260000000000005,37.35,37.35,35.369999999999997,35.369999999999997,33.159999999999997,33.159999999999997,null,1.0370731707317074,0.9973170731707317,0.95536585365853666,0.93317073170731724,0.91097560975609759,0.86268292682926828,0.80878048780487799,1,1,1,1,1,1,1,0.83499999999999996,0.83499999999999996,0.83499999999999996,0.83499999999999996,0.83499999999999996,0.83499999999999996,0.83499999999999996,42.52,{"$f":"Z19*E19+($A$4-80)*AG19*$A$16/1000","v":40.89},{"$f":"AA19*G19+($A$4-80)*AH19*$A$16/1000","v":39.17},38.260000000000005,37.35,35.369999999999997,33.159999999999997]

{"sheet":"24ACB3_48","index":56,"n_rows":19,"n_cols":45,"rows_kept":19,"cut":false,"hidden":true,"merged":[[2,0,2,1],[2,2,2,15],[3,2,3,3],[3,4,3,5],[3,6,3,7],[3,8,3,9],[3,10,3,11],[3,12,3,13],[3,14,3,15],[5,2,6,2],[5,3,6,3],[5,4,6,4],[5,5,6,5],[5,6,6,6],[5,7,6,7],[5,8,6,8],[4,0,6,0],[4,1,6,1],[4,2,4,3],[4,4,4,5],[4,6,4,7],[4,8,4,9],[5,9,6,9],[5,10,6,10],[5,11,6,11],[5,12,6,12],[5,13,6,13],[5,14,6,14],[5,15,6,15],[4,10,4,11],[4,12,4,13],[4,14,4,15],[7,0,10,0],[11,0,14,0],[15,0,18,0],[22,4,22,15],[23,4,23,5],[23,6,23,7],[23,8,23,9],[23,10,23,11],[23,12,23,13],[23,14,23,15],[25,12,26,12],[25,13,26,13],[25,14,26,14],[25,15,26,15],[27,0,30,0],[31,0,34,0],[24,12,24,13],[24,14,24,15],[25,4,26,4],[25,5,26,5],[25,6,26,6],[25,7,26,7],[25,8,26,8],[25,9,26,9],[25,10,26,10],[25,11,26,11],[24,0,26,0],[24,1,26,1],[24,4,24,5],[24,6,24,7],[24,8,24,9],[24,10,24,11],[35,0,38,0],[41,0,42,1],[41,4,41,15],[42,4,42,5],[42,6,42,7],[42,8,42,9],[42,10,42,11],[42,12,42,13],[42,14,42,15],[44,12,45,12],[44,13,45,13],[44,14,45,14],[44,15,45,15],[46,0,49,0],[50,0,53,0],[43,12,43,13],[43,14,43,15],[44,4,45,4],[44,5,45,5],[44,6,45,6],[44,7,45,7],[44,8,45,8],[44,9,45,9],[44,10,45,10],[44,11,45,11],[43,0,45,0],[43,1,45,1],[43,4,43,5],[43,6,43,7],[43,8,43,9],[43,10,43,11],[54,0,57,0],[60,0,61,1],[60,4,60,15],[61,4,61,5],[61,6,61,7],[61,8,61,9],[61,10,61,11],[61,12,61,13],[61,14,61,15],[63,12,64,12],[63,13,64,13],[63,14,64,14],[63,15,64,15],[65,0,68,0],[69,0,72,0],[62,12,62,13],[62,14,62,15],[63,4,64,4],[63,5,64,5],[63,6,64,6],[63,7,64,7],[63,8,64,8],[63,9,64,9],[63,10,64,10],[63,11,64,11],[62,0,64,0],[62,1,64,1],[62,4,62,5],[62,6,62,7],[62,8,62,9],[62,10,62,11],[73,0,76,0],[79,0,80,1],[79,4,79,15],[80,4,80,5],[80,6,80,7],[80,8,80,9],[80,10,80,11],[80,12,80,13],[80,14,80,15],[82,12,83,12],[82,13,83,13],[82,14,83,14],[82,15,83,15],[84,0,87,0],[88,0,91,0],[81,12,81,13],[81,14,81,15],[82,4,83,4],[82,5,83,5],[82,6,83,6],[82,7,83,7],[82,8,83,8],[82,9,83,9],[82,10,83,10],[82,11,83,11],[81,0,83,0],[81,1,83,1],[81,4,81,5],[81,6,81,7],[81,8,81,9],[81,10,81,11],[92,0,95,0],[98,0,99,1],[98,4,98,15],[99,4,99,5],[99,6,99,7],[99,8,99,9],[99,10,99,11],[99,12,99,13],[99,14,99,15],[101,12,102,12],[101,13,102,13],[101,14,102,14],[101,15,102,15],[103,0,106,0],[107,0,110,0],[100,12,100,13],[100,14,100,15],[101,4,102,4],[101,5,102,5],[101,6,102,6],[101,7,102,7],[101,8,102,8],[101,9,102,9],[101,10,102,10],[101,11,102,11],[100,0,102,0],[100,1,102,1],[100,4,100,5],[100,6,100,7],[100,8,100,9],[100,10,100,11],[111,0,114,0],[117,0,118,1],[117,4,117,15],[118,4,118,5],[118,6,118,7],[118,8,118,9],[118,10,118,11],[118,12,118,13],[118,14,118,15],[130,0,133,0],[120,12,121,12],[120,13,121,13],[120,14,121,14],[120,15,121,15],[122,0,125,0],[126,0,129,0],[119,12,119,13],[119,14,119,15],[120,4,121,4],[120,5,121,5],[120,6,121,6],[120,7,121,7],[120,8,121,8],[120,9,121,9],[120,10,121,10],[120,11,121,11],[119,0,121,0],[119,1,121,1],[119,4,119,5],[119,6,119,7],[119,8,119,9],[119,10,119,11]]}
[]
["24ACB3_48"]
["Evaporator Air \n",null,"Condenser  Entering Air Temperature ˚F"]
[80,"°F DB",75,null,85,null,95,null,100,null,105,null,115,null,125]
["CFM","EWB†\n˚F","Capacity Mbtuh",null,"Capacity Mbtuh",null,"Capacity Mbtuh",null,"Capacity Mbtuh",null,"Capacity Mbtuh",null,"Capacity Mbtuh",null,"Capacity Mbtuh"]
[null,null,"Total","Sens.","Total","Sens.","Total","Sens.","Total","Sens.","Total","Sens.","Total","Sens.","Total","Sens."]
[null,null,null,null,null,null,null,null,null,null,null,null,null,null,null,null,null,"Total Factors",null,null,null,null,null,null,"Sens. %",null,null,null,null,null,null,"IDB Adj",null,null,null,null,null,null,"Sens Calc"]
[1400,72,{"$f":"R8*$G$13","v":55.04},{"$f":"IF(AM8>C8,C8,AM8)","v":28.49},{"$f":"S8*$G$13","v":52.61999999999999},{"$f":"IF(AN8>E8,E8,AN8)","v":27.539999999999992},{"$f":"T8*$G$13","v":50.08},{"$f":"IF(AO8>G8,G8,AO8)","v":26.56},{"$f":"U8*$G$13","v":48.730000000000004},{"$f":"IF(AP8>I8,I8,AP8)","v":26.049999999999994},{"$f":"V8*$G$13","v":47.38},{"$f":"IF(AQ8>K8,K8,AQ8)","v":25.540000000000003},{"$f":"W8*$G$13","v":44.49},{"$f":"IF(AR8>M8,M8,AR8)","v":24.45},{"$f":"X8*$G$13","v":41.25},{"$f":"IF(AS8>O8,O8,AS8)","v":23.259999999999998},null,1.1965217391304348,1.1439130434782607,1.0886956521739131,1.0593478260869567,1.03,0.96717391304347833,0.89673913043478259,0.5176235465116279,0.52337514253135686,0.53035143769968052,0.53457828852862699,0.53904601097509497,0.54956169925826026,0.56387878787878787,0.83499999999999996,0.83499999999999996,0.83499999999999996,0.83499999999999996,0.83499999999999996,0.83499999999999996,0.83499999999999996,{"$f":"Y8*C8+($A$4-80)*AF8*$A$8/1000","v":28.49},{"$f":"Z8*E8+($A$4-80)*AG8*$A$8/1000","v":27.539999999999992},{"$f":"AA8*G8+($A$4-80)*AH8*$A$8/1000","v":26.56},{"$f":"AB8*I8+($A$4-80)*AI8*$A$8/1000","v":26.049999999999994},{"$f":"AC8*K8+($A$4-80)*AJ8*$A$8/1000","v":25.540000000000003},{"$f":"AD8*M8+($A$4-80)*AK8*$A$8/1000","v":24.45},{"$f":"AE8*O8+($A$4-80)*AL8*$A$8/1000","v":23.259999999999998}]
[null,67,49.86,34.520000000000003,47.63000000000001,{"$f":"IF(AN9>E9,E9,AN9)","v":33.550000000000004},{"$f":"T9*$G$13","v":45.27},{"$f":"IF(AO9>G9,G9,AO9)","v":32.56},44.02,{"$f":"IF(AP9>I9,I9,AP9)","v":32.035000000000004},42.77,{"$f":"IF(AQ9>K9,K9,AQ9)","v":31.51},40.1,{"$f":"IF(AR9>M9,M9,AR9)","v":30.41},37.08,{"$f":"IF(AS9>O9,O9,AS9)","v":29.19},null,1.0839130434782609,1.0354347826086958,0.98413043478260875,0.95695652173913048,0.92978260869565221,0.87173913043478268,0.80608695652173912,0.6923385479342159,0.70438799076212466,0.71924011486635742,0.7277373920945025,0.73673135375263032,0.7583541147132169,0.78721682847896446,0.83499999999999996,0.83499999999999996,0.83499999999999996,0.83499999999999996,0.83499999999999996,0.83499999999999996,0.83499999999999996,{"$f":"Y9*C9+($A$4-80)*AF9*$A$8/1000","v":34.520000000000003},{"$f":"Z9*E9+($A$4-80)*AG9*$A$8/1000","v":33.550000000000004},{"$f":"AA9*G9+($A$4-80)*AH9*$A$8/1000","v":32.56},{"$f":"AB9*I9+($A$4-80)*AI9*$A$8/1000","v":32.035000000000004},{"$f":"AC9*K9+($A$4-80)*AJ9*$A$8/1000","v":31.51},{"$f":"AD9*M9+($A$4-80)*AK9*$A$8/1000","v":30.41},{"$f":"AE9*O9+($A$4-80)*AL9*$A$8/1000","v":29.19}]
[null,62,45.26,40.6,43.3,39.770000000000003,{"$f":"T10*$G$13","v":41.26},38.909999999999997,40.204999999999998,38.474999999999994,39.15,38.04,37.270000000000003,37.270000000000003,35.049999999999997,35.049999999999997,null,0.98391304347826081,0.94130434782608685,0.89695652173913043,0.87402173913043479,0.85108695652173905,0.81021739130434789,0.76195652173913042,0.89703932832523203,0.9184757505773673,0.9430441105186621,0.95697052605397326,0.97164750957854407,1,1,0.83499999999999996,0.83499999999999996,0.83499999999999996,0.83499999999999996,0.83499999999999996,0.83499999999999996,0.83499999999999996,40.6,{"$f":"Z10*E10+($A$4-80)*AG10*$A$8/1000","v":39.770000000000003},{"$f":"AA10*G10+($A$4-80)*AH10*$A$8/1000","v":38.909999999999997},38.474999999999994,38.04,37.270000000000003,35.049999999999997]
[null,57,44.65,44.65,42.99,42.99,{"$f":"T11*$G$13","v":41.23},41.23,40.29,40.29,39.35,39.35,37.33,37.33,35.06,35.06,null,0.97065217391304348,0.93456521739130438,0.89630434782608692,0.87586956521739123,0.85543478260869565,0.81152173913043479,0.76217391304347826,1,1,1,1,1,1,1,0.83499999999999996,0.83499999999999996,0.83499999999999996,0.83499999999999996,0.83499999999999996,0.83499999999999996,0.83499999999999996,44.65,{"$f":"Z11*E11+($A$4-80)*AG11*$A$8/1000","v":42.99},{"$f":"AA11*G11+($A$4-80)*AH11*$A$8/1000","v":41.23},{"$f":"AB11*I11+($A$4-80)*AI11*$A$8/1000","v":40.29},39.35,37.33,35.06]
[1600,72,56.060000000000009,29.650000000000002,53.539999999999992,28.69,{"$f":"T12*$G$13","v":50.89},27.689999999999998,49.49,27.17,48.090000000000011,26.650000000000002,45.09,25.55,41.76,24.339999999999996,null,1.2186956521739132,1.1639130434782607,1.106304347826087,1.0758695652173913,1.0454347826086958,0.98021739130434793,0.90782608695652167,0.52889760970388866,0.53586103847590594,0.54411475731970915,0.54899979793897757,0.55416926595965887,0.56664448880017737,0.58285440613026818,0.83499999999999996,0.83499999999999996,0.83499999999999996,0.83499999999999996,0.83499999999999996,0.83499999999999996,0.83499999999999996,{"$f":"Y12*C12+($A$4-80)*AF12*$A$12/1000","v":29.650000000000002},{"$f":"Z12*E12+($A$4-80)*AG12*$A$12/1000","v":28.69},{"$f":"AA12*G12+($A$4-80)*AH12*$A$12/1000","v":27.689999999999998},{"$f":"AB12*I12+($A$4-80)*AI12*$A$12/1000","v":27.17},{"$f":"AC12*K12+($A$4-80)*AJ12*$A$12/1000","v":26.650000000000002},{"$f":"AD12*M12+($A$4-80)*AK12*$A$12/1000","v":25.55},{"$f":"AE12*O12+($A$4-80)*AL12*$A$12/1000","v":24.339999999999996}]
[null,67,50.79,36.35,48.45,35.380000000000003,46,34.36,44.7,33.83,43.4,33.299999999999997,40.630000000000003,32.17,37.5,30.93,null,1.1041304347826086,1.0532608695652175,1,0.97173913043478266,0.94347826086956521,0.88326086956521743,0.81521739130434778,0.71569206536719832,0.73023735810113521,0.74695652173913041,0.75682326621923923,0.76728110599078336,0.79177947329559439,0.82479999999999998,0.83499999999999996,0.83499999999999996,0.83499999999999996,0.83499999999999996,0.83499999999999996,0.83499999999999996,0.83499999999999996,{"$f":"Y13*C13+($A$4-80)*AF13*$A$12/1000","v":36.35},{"$f":"Z13*E13+($A$4-80)*AG13*$A$12/1000","v":35.380000000000003},{"$f":"AA13*G13+($A$4-80)*AH13*$A$12/1000","v":34.36},{"$f":"AB13*I13+($A$4-80)*AI13*$A$12/1000","v":33.83},{"$f":"AC13*K13+($A$4-80)*AJ13*$A$12/1000","v":33.299999999999997},{"$f":"AD13*M13+($A$4-80)*AK13*$A$12/1000","v":32.17},{"$f":"AE13*O13+($A$4-80)*AL13*$A$12/1000","v":30.93}]
[null,62,46.36,43.45,44.4,42.66,{"$f":"T14*$G$13","v":42.52},41.92,41.645000000000003,41.344999999999999,40.770000000000003,40.770000000000003,38.630000000000003,38.630000000000003,36.19,36.19,null,1.0078260869565216,0.9652173913043478,0.92434782608695654,0.90532608695652184,0.88630434782608702,0.83978260869565224,0.78673913043478261,0.93723037100949103,0.96081081081081077,0.98588899341486358,0.99279625405210703,1,1,1,0.83499999999999996,0.83499999999999996,0.83499999999999996,0.83499999999999996,0.83499999999999996,0.83499999999999996,0.83499999999999996,43.45,{"$f":"Z14*E14+($A$4-80)*AG14*$A$12/1000","v":42.66},{"$f":"AA14*G14+($A$4-80)*AH14*$A$12/1000","v":41.92},41.344999999999999,40.770000000000003,38.630000000000003,36.19]
[null,57,46.41,46.41,44.64,44.64,42.77,42.77,41.775000000000006,41.775000000000006,40.78,40.78,38.630000000000003,38.630000000000003,36.19,36.19,null,1.0089130434782607,0.97043478260869565,0.92978260869565221,0.90815217391304359,0.88652173913043486,0.83978260869565224,0.78673913043478261,1,1,1,1,1,1,1,0.83499999999999996,0.83499999999999996,0.83499999999999996,0.83499999999999996,0.83499999999999996,0.83499999999999996,0.83499999999999996,46.41,{"$f":"Z15*E15+($A$4-80)*AG15*$A$12/1000","v":44.64},{"$f":"AA15*G15+($A$4-80)*AH15*$A$12/1000","v":42.77},41.775000000000006,40.78,38.630000000000003,36.19]
[1800,72,56.83,30.709999999999997,54.219999999999992,29.729999999999997,51.489999999999995,28.719999999999995,50.05,28.189999999999998,48.61,27.66,45.53,26.54,42.11,25.32,null,1.2354347826086955,1.1786956521739129,1.1193478260869565,1.0880434782608694,1.0567391304347826,0.98978260869565216,0.9154347826086956,0.54038360021115606,0.54832165252674292,0.55777820936104094,0.56323676323676319,0.56901872042789547,0.58291236547331426,0.60128235573497979,0.83499999999999996,0.83499999999999996,0.83499999999999996,0.83499999999999996,0.83499999999999996,0.83499999999999996,0.83499999999999996,{"$f":"Y16*C16+($A$4-80)*AF16*$A$16/1000","v":30.709999999999997},{"$f":"Z16*E16+($A$4-80)*AG16*$A$16/1000","v":29.729999999999997},{"$f":"AA16*G16+($A$4-80)*AH16*$A$16/1000","v":28.719999999999995},{"$f":"AB16*I16+($A$4-80)*AI16*$A$16/1000","v":28.189999999999998},{"$f":"AC16*K16+($A$4-80)*AJ16*$A$16/1000","v":27.66},{"$f":"AD16*M16+($A$4-80)*AK16*$A$16/1000","v":26.54},{"$f":"AE16*O16+($A$4-80)*AL16*$A$16/1000","v":25.32}]
[null,67,51.47999999999999,38.04999999999999,49.06,37.049999999999997,46.53,36.020000000000003,45.195,35.480000000000004,43.86,34.94,41,33.799999999999997,37.799999999999997,32.58,null,1.1191304347826085,1.0665217391304349,1.0115217391304347,0.98250000000000004,0.95347826086956522,0.89130434782608692,0.82173913043478253,0.73912198912198912,0.75519771708112504,0.77412422093273159,0.78504259320721326,0.79662562699498396,0.82439024390243898,0.86190476190476195,0.83499999999999996,0.83499999999999996,0.83499999999999996,0.83499999999999996,0.83499999999999996,0.83499999999999996,0.83499999999999996,{"$f":"Y17*C17+($A$4-80)*AF17*$A$16/1000","v":38.04999999999999},{"$f":"Z17*E17+($A$4-80)*AG17*$A$16/1000","v":37.049999999999997},{"$f":"AA17*G17+($A$4-80)*AH17*$A$16/1000","v":36.020000000000003},{"$f":"AB17*I17+($A$4-80)*AI17*$A$16/1000","v":35.480000000000004},{"$f":"AC17*K17+($A$4-80)*AJ17*$A$16/1000","v":34.94},{"$f":"AD17*M17+($A$4-80)*AK17*$A$16/1000","v":33.799999999999997},{"$f":"AE17*O17+($A$4-80)*AL17*$A$16/1000","v":32.58}]
[null,62,47.45,46.27,45.69,45.69,44.03,44.03,42.984999999999999,42.984999999999999,41.94,41.94,39.69,39.69,37.119999999999997,37.119999999999997,null,1.0315217391304348,0.99326086956521731,0.95717391304347832,0.93445652173913041,0.91173913043478261,0.86282608695652174,0.80695652173913035,0.97513171759747108,1,1,1,1,1,1,0.83499999999999996,0.83499999999999996,0.83499999999999996,0.83499999999999996,0.83499999999999996,0.83499999999999996,0.83499999999999996,46.27,{"$f":"Z18*E18+($A$4-80)*AG18*$A$16/1000","v":45.69},{"$f":"AA18*G18+($A$4-80)*AH18*$A$16/1000","v":44.03},42.984999999999999,41.94,39.69,37.119999999999997]
[null,57,47.87,47.87,46.01,46.01,44.04,44.04,42.995000000000005,42.995000000000005,41.95,41.95,39.69,39.69,37.130000000000003,37.130000000000003,null,1.0406521739130434,1.0002173913043477,0.95739130434782604,0.93467391304347835,0.91195652173913044,0.86282608695652174,0.8071739130434783,1,1,1,1,1,1,1,0.83499999999999996,0.83499999999999996,0.83499999999999996,0.83499999999999996,0.83499999999999996,0.83499999999999996,0.83499999999999996,47.87,{"$f":"Z19*E19+($A$4-80)*AG19*$A$16/1000","v":46.01},{"$f":"AA19*G19+($A$4-80)*AH19*$A$16/1000","v":44.04},42.995000000000005,41.95,39.69,37.130000000000003]

{"sheet":"24ACB3_60","index":57,"n_rows":19,"n_cols":45,"rows_kept":19,"cut":false,"hidden":true,"merged":[[2,0,2,1],[2,2,2,15],[3,2,3,3],[3,4,3,5],[3,6,3,7],[3,8,3,9],[3,10,3,11],[3,12,3,13],[3,14,3,15],[5,2,6,2],[5,3,6,3],[5,4,6,4],[5,5,6,5],[5,6,6,6],[5,7,6,7],[5,8,6,8],[4,0,6,0],[4,1,6,1],[4,2,4,3],[4,4,4,5],[4,6,4,7],[4,8,4,9],[5,9,6,9],[5,10,6,10],[5,11,6,11],[5,12,6,12],[5,13,6,13],[5,14,6,14],[5,15,6,15],[4,10,4,11],[4,12,4,13],[4,14,4,15],[7,0,10,0],[11,0,14,0],[15,0,18,0],[22,4,22,15],[23,4,23,5],[23,6,23,7],[23,8,23,9],[23,10,23,11],[23,12,23,13],[23,14,23,15],[25,12,26,12],[25,13,26,13],[25,14,26,14],[25,15,26,15],[27,0,30,0],[31,0,34,0],[24,12,24,13],[24,14,24,15],[25,4,26,4],[25,5,26,5],[25,6,26,6],[25,7,26,7],[25,8,26,8],[25,9,26,9],[25,10,26,10],[25,11,26,11],[24,0,26,0],[24,1,26,1],[24,4,24,5],[24,6,24,7],[24,8,24,9],[24,10,24,11],[35,0,38,0],[41,0,42,1],[41,4,41,15],[42,4,42,5],[42,6,42,7],[42,8,42,9],[42,10,42,11],[42,12,42,13],[42,14,42,15],[44,12,45,12],[44,13,45,13],[44,14,45,14],[44,15,45,15],[46,0,49,0],[50,0,53,0],[43,12,43,13],[43,14,43,15],[44,4,45,4],[44,5,45,5],[44,6,45,6],[44,7,45,7],[44,8,45,8],[44,9,45,9],[44,10,45,10],[44,11,45,11],[43,0,45,0],[43,1,45,1],[43,4,43,5],[43,6,43,7],[43,8,43,9],[43,10,43,11],[54,0,57,0],[60,0,61,1],[60,4,60,15],[61,4,61,5],[61,6,61,7],[61,8,61,9],[61,10,61,11],[61,12,61,13],[61,14,61,15],[63,12,64,12],[63,13,64,13],[63,14,64,14],[63,15,64,15],[65,0,68,0],[69,0,72,0],[62,12,62,13],[62,14,62,15],[63,4,64,4],[63,5,64,5],[63,6,64,6],[63,7,64,7],[63,8,64,8],[63,9,64,9],[63,10,64,10],[63,11,64,11],[62,0,64,0],[62,1,64,1],[62,4,62,5],[62,6,62,7],[62,8,62,9],[62,10,62,11],[73,0,76,0],[79,0,80,1],[79,4,79,15],[80,4,80,5],[80,6,80,7],[80,8,80,9],[80,10,80,11],[80,12,80,13],[80,14,80,15],[82,12,83,12],[82,13,83,13],[82,14,83,14],[82,15,83,15],[84,0,87,0],[88,0,91,0],[81,12,81,13],[81,14,81,15],[82,4,83,4],[82,5,83,5],[82,6,83,6],[82,7,83,7],[82,8,83,8],[82,9,83,9],[82,10,83,10],[82,11,83,11],[81,0,83,0],[81,1,83,1],[81,4,81,5],[81,6,81,7],[81,8,81,9],[81,10,81,11],[92,0,95,0],[98,0,99,1],[98,4,98,15],[99,4,99,5],[99,6,99,7],[99,8,99,9],[99,10,99,11],[99,12,99,13],[99,14,99,15],[101,12,102,12],[101,13,102,13],[101,14,102,14],[101,15,102,15],[103,0,106,0],[107,0,110,0],[100,12,100,13],[100,14,100,15],[101,4,102,4],[101,5,102,5],[101,6,102,6],[101,7,102,7],[101,8,102,8],[101,9,102,9],[101,10,102,10],[101,11,102,11],[100,0,102,0],[100,1,102,1],[100,4,100,5],[100,6,100,7],[100,8,100,9],[100,10,100,11],[111,0,114,0],[117,0,118,1],[117,4,117,15],[118,4,118,5],[118,6,118,7],[118,8,118,9],[118,10,118,11],[118,12,118,13],[118,14,118,15],[130,0,133,0],[120,12,121,12],[120,13,121,13],[120,14,121,14],[120,15,121,15],[122,0,125,0],[126,0,129,0],[119,12,119,13],[119,14,119,15],[120,4,121,4],[120,5,121,5],[120,6,121,6],[120,7,121,7],[120,8,121,8],[120,9,121,9],[120,10,121,10],[120,11,121,11],[119,0,121,0],[119,1,121,1],[119,4,119,5],[119,6,119,7],[119,8,119,9],[119,10,119,11]]}
[]
["24ACB3_60"]
["Evaporator Air \n",null,"Condenser  Entering Air Temperature ˚F"]
[80,"°F DB",75,null,85,null,95,null,100,null,105,null,115,null,125]
["CFM","EWB†\n˚F","Capacity Mbtuh",null,"Capacity Mbtuh",null,"Capacity Mbtuh",null,"Capacity Mbtuh",null,"Capacity Mbtuh",null,"Capacity Mbtuh",null,"Capacity Mbtuh"]
[null,null,"Total","Sens.","Total","Sens.","Total","Sens.","Total","Sens.","Total","Sens.","Total","Sens.","Total","Sens."]
[null,null,null,null,null,null,null,null,null,null,null,null,null,null,null,null,null,"Total Factors",null,null,null,null,null,null,"Sens. %",null,null,null,null,null,null,"IDB Adj",null,null,null,null,null,null,"Sens Calc"]
[1750,72,{"$f":"R8*$G$13","v":68.243421052631575},{"$f":"IF(AM8>C8,C8,AM8)","v":35.97280701754385},{"$f":"S8*$G$13","v":65.126315789473679},{"$f":"IF(AN8>E8,E8,AN8)","v":34.782456140350867},{"$f":"T8*$G$13","v":61.837719298245617},{"$f":"IF(AO8>G8,G8,AO8)","v":33.541666666666671},{"$f":"U8*$G$13","v":60.117763157894736},{"$f":"IF(AP8>I8,I8,AP8)","v":32.901096491228067},{"$f":"V8*$G$13","v":58.397807017543869},{"$f":"IF(AQ8>K8,K8,AQ8)","v":32.260526315789484},{"$f":"W8*$G$13","v":54.675438596491233},{"$f":"IF(AR8>M8,M8,AR8)","v":30.898684210526316},{"$f":"X8*$G$13","v":50.539473684210527},{"$f":"IF(AS8>O8,O8,AS8)","v":29.405701754385962},null,1.1868421052631579,1.1326315789473684,1.0754385964912281,1.0455263157894736,1.0156140350877194,0.95087719298245621,0.8789473684210527,0.52712490761271236,0.53407682775712506,0.54241435562805873,0.54727745616242973,0.55242701675591643,0.56512915129151287,0.58183632734530932,0.83499999999999996,0.83499999999999996,0.83499999999999996,0.83499999999999996,0.83499999999999996,0.83499999999999996,0.83499999999999996,{"$f":"Y8*C8+($A$4-80)*AF8*$A$8/1000","v":35.97280701754385},{"$f":"Z8*E8+($A$4-80)*AG8*$A$8/1000","v":34.782456140350867},{"$f":"AA8*G8+($A$4-80)*AH8*$A$8/1000","v":33.541666666666671},{"$f":"AB8*I8+($A$4-80)*AI8*$A$8/1000","v":32.901096491228067},{"$f":"AC8*K8+($A$4-80)*AJ8*$A$8/1000","v":32.260526315789484},{"$f":"AD8*M8+($A$4-80)*AK8*$A$8/1000","v":30.898684210526316},{"$f":"AE8*O8+($A$4-80)*AL8*$A$8/1000","v":29.405701754385962}]
[null,67,62.61447368421053,44.325438596491225,59.759649122807019,{"$f":"IF(AN9>E9,E9,AN9)","v":43.125},{"$f":"T9*$G$13","v":56.743421052631575},{"$f":"IF(AO9>G9,G9,AO9)","v":41.864035087719294},55.164692982456145,{"$f":"IF(AP9>I9,I9,AP9)","v":41.218421052631577},53.585964912280701,{"$f":"IF(AQ9>K9,K9,AQ9)","v":40.572807017543859},50.176315789473684,{"$f":"IF(AR9>M9,M9,AR9)","v":39.190789473684205},46.433771929824559,{"$f":"IF(AS9>O9,O9,AS9)","v":37.707894736842107},null,1.0889473684210527,1.0392982456140352,0.98684210526315785,0.95938596491228079,0.9319298245614035,0.87263157894736842,0.80754385964912279,0.70791042371516022,0.72164078325455772,0.73777777777777775,0.74718844290024677,0.75715361445783136,0.78106151990349815,0.81207907886161201,0.83499999999999996,0.83499999999999996,0.83499999999999996,0.83499999999999996,0.83499999999999996,0.83499999999999996,0.83499999999999996,{"$f":"Y9*C9+($A$4-80)*AF9*$A$8/1000","v":44.325438596491225},{"$f":"Z9*E9+($A$4-80)*AG9*$A$8/1000","v":43.125},{"$f":"AA9*G9+($A$4-80)*AH9*$A$8/1000","v":41.864035087719294},{"$f":"AB9*I9+($A$4-80)*AI9*$A$8/1000","v":41.218421052631577},{"$f":"AC9*K9+($A$4-80)*AJ9*$A$8/1000","v":40.572807017543859},{"$f":"AD9*M9+($A$4-80)*AK9*$A$8/1000","v":39.190789473684205},{"$f":"AE9*O9+($A$4-80)*AL9*$A$8/1000","v":37.707894736842107}]
[null,62,57.510087719298241,52.627631578947366,54.92763157894737,51.396929824561404,{"$f":"T10*$G$13","v":52.244298245614033},50.095614035087713,50.857236842105266,49.394517543859656,49.470175438596492,48.693421052631585,46.746491228070177,46.746491228070177,43.881578947368425,43.881578947368425,null,1.0001754385964912,0.95526315789473693,0.90859649122807018,0.8844736842105263,0.86035087719298242,0.81298245614035092,0.76315789473684215,0.91510261357656553,0.93572084481175388,0.95887236918323993,0.97123871863532685,0.98429853181076676,1,1,0.83499999999999996,0.83499999999999996,0.83499999999999996,0.83499999999999996,0.83499999999999996,0.83499999999999996,0.83499999999999996,52.627631578947366,{"$f":"Z10*E10+($A$4-80)*AG10*$A$8/1000","v":51.396929824561404},{"$f":"AA10*G10+($A$4-80)*AH10*$A$8/1000","v":50.095614035087713},49.394517543859656,48.693421052631585,46.746491228070177,43.881578947368425]
[null,57,55.986842105263158,55.986842105263158,53.888596491228071,53.888596491228071,{"$f":"T11*$G$13","v":51.669298245614037},51.669298245614037,50.494078947368422,50.494078947368422,49.318859649122807,49.318859649122807,46.756578947368418,46.756578947368418,43.891666666666666,43.891666666666666,null,0.97368421052631582,0.93719298245614036,0.89859649122807017,0.87815789473684214,0.85771929824561399,0.81315789473684208,0.76333333333333331,1,1,1,1,1,1,1,0.83499999999999996,0.83499999999999996,0.83499999999999996,0.83499999999999996,0.83499999999999996,0.83499999999999996,0.83499999999999996,55.986842105263158,{"$f":"Z11*E11+($A$4-80)*AG11*$A$8/1000","v":53.888596491228071},{"$f":"AA11*G11+($A$4-80)*AH11*$A$8/1000","v":51.669298245614037},{"$f":"AB11*I11+($A$4-80)*AI11*$A$8/1000","v":50.494078947368422},49.318859649122807,46.756578947368418,43.891666666666666]
[2000,72,69.292543859649129,37.627192982456144,66.034210526315775,36.406578947368416,{"$f":"T12*$G$13","v":62.61447368421053},35.155701754385973,60.833991228070168,34.505043859649113,59.053508771929828,33.854385964912282,55.189912280701755,32.472368421052629,50.92280701754386,30.959210526315793,null,1.2050877192982457,1.1484210526315788,1.0889473684210527,1.0579824561403508,1.0270175438596492,0.9598245614035088,0.8856140350877193,0.54301936235259862,0.55132905591200743,0.5614628645078138,0.56720006632949171,0.57328322514519992,0.58837506854322785,0.60796354992076074,0.83499999999999996,0.83499999999999996,0.83499999999999996,0.83499999999999996,0.83499999999999996,0.83499999999999996,0.83499999999999996,{"$f":"Y12*C12+($A$4-80)*AF12*$A$12/1000","v":37.627192982456144},{"$f":"Z12*E12+($A$4-80)*AG12*$A$12/1000","v":36.406578947368416},{"$f":"AA12*G12+($A$4-80)*AH12*$A$12/1000","v":35.155701754385973},{"$f":"AB12*I12+($A$4-80)*AI12*$A$12/1000","v":34.505043859649113},{"$f":"AC12*K12+($A$4-80)*AJ12*$A$12/1000","v":33.854385964912282},{"$f":"AD12*M12+($A$4-80)*AK12*$A$12/1000","v":32.472368421052629},{"$f":"AE12*O12+($A$4-80)*AL12*$A$12/1000","v":30.959210526315793}]
[null,67,63.623245614035092,47.008771929824569,60.637280701754378,45.778070175438593,57.5,44.507017543859646,55.860745614035089,43.851315789473688,54.221491228070178,43.195614035087722,50.710964912280701,41.813596491228068,46.847368421052629,40.290350877192978,null,1.1064912280701755,1.0545614035087718,1,0.97149122807017541,0.94298245614035092,0.88192982456140356,0.81473684210526309,0.73886158236879662,0.75494925969056736,0.77403508771929819,0.7850112866817156,0.7966511627906977,0.82454744380346134,0.86003445305770887,0.83499999999999996,0.83499999999999996,0.83499999999999996,0.83499999999999996,0.83499999999999996,0.83499999999999996,0.83499999999999996,{"$f":"Y13*C13+($A$4-80)*AF13*$A$12/1000","v":47.008771929824569},{"$f":"Z13*E13+($A$4-80)*AG13*$A$12/1000","v":45.778070175438593},{"$f":"AA13*G13+($A$4-80)*AH13*$A$12/1000","v":44.507017543859646},{"$f":"AB13*I13+($A$4-80)*AI13*$A$12/1000","v":43.851315789473688},{"$f":"AC13*K13+($A$4-80)*AJ13*$A$12/1000","v":43.195614035087722},{"$f":"AD13*M13+($A$4-80)*AK13*$A$12/1000","v":41.813596491228068},{"$f":"AE13*O13+($A$4-80)*AL13*$A$12/1000","v":40.290350877192978}]
[null,62,58.680263157894743,56.289473684210527,56.05745614035088,54.947807017543859,{"$f":"T14*$G$13","v":53.414473684210527},53.414473684210527,52.173684210526318,52.173684210526318,50.932894736842108,50.932894736842108,48.199122807017545,48.199122807017545,45.132456140350882,45.132456140350882,null,1.0205263157894737,0.9749122807017544,0.92894736842105263,0.9073684210526316,0.88578947368421057,0.83824561403508779,0.78491228070175445,0.95925734914904581,0.98020514666186787,1,1,1,1,1,0.83499999999999996,0.83499999999999996,0.83499999999999996,0.83499999999999996,0.83499999999999996,0.83499999999999996,0.83499999999999996,56.289473684210527,{"$f":"Z14*E14+($A$4-80)*AG14*$A$12/1000","v":54.947807017543859},{"$f":"AA14*G14+($A$4-80)*AH14*$A$12/1000","v":53.414473684210527},52.173684210526318,50.932894736842108,48.199122807017545,45.132456140350882]
[null,57,58.075000000000003,58.075000000000003,55.835526315789473,55.835526315789473,53.454824561403512,53.454824561403512,52.198903508771934,52.198903508771934,50.942982456140349,50.942982456140349,48.199122807017545,48.199122807017545,45.132456140350882,45.132456140350882,null,1.01,0.97105263157894739,0.92964912280701761,0.90780701754385973,0.88596491228070173,0.83824561403508779,0.78491228070175445,1,1,1,1,1,1,1,0.83499999999999996,0.83499999999999996,0.83499999999999996,0.83499999999999996,0.83499999999999996,0.83499999999999996,0.83499999999999996,58.075000000000003,{"$f":"Z15*E15+($A$4-80)*AG15*$A$12/1000","v":55.835526315789473},{"$f":"AA15*G15+($A$4-80)*AH15*$A$12/1000","v":53.454824561403512},52.198903508771934,50.942982456140349,48.199122807017545,45.132456140350882]
[2250,72,70.04912280701754,39.170614035087716,66.679824561403493,37.949999999999989,63.159210526315789,36.678947368421049,61.323245614035088,36.023245614035091,59.487280701754393,35.367543859649125,55.522807017543855,33.965350877192982,51.144736842105267,32.442105263157892,null,1.2182456140350877,1.1596491228070174,1.098421052631579,1.0664912280701755,1.034561403508772,0.96561403508771926,0.88947368421052642,0.55918778801843316,0.56913767019667172,0.58073790129372305,0.58743214344464556,0.59453959640495169,0.61173691860465118,0.6343195266272188,0.83499999999999996,0.83499999999999996,0.83499999999999996,0.83499999999999996,0.83499999999999996,0.83499999999999996,0.83499999999999996,{"$f":"Y16*C16+($A$4-80)*AF16*$A$16/1000","v":39.170614035087716},{"$f":"Z16*E16+($A$4-80)*AG16*$A$16/1000","v":37.949999999999989},{"$f":"AA16*G16+($A$4-80)*AH16*$A$16/1000","v":36.678947368421049},{"$f":"AB16*I16+($A$4-80)*AI16*$A$16/1000","v":36.023245614035091},{"$f":"AC16*K16+($A$4-80)*AJ16*$A$16/1000","v":35.367543859649125},{"$f":"AD16*M16+($A$4-80)*AK16*$A$16/1000","v":33.965350877192982},{"$f":"AE16*O16+($A$4-80)*AL16*$A$16/1000","v":32.442105263157892}]
[null,67,64.349561403508773,49.550877192982455,61.262719298245614,48.310087719298245,58.034649122807018,47.028947368421044,56.355043859649129,46.368201754385971,54.675438596491233,45.707456140350878,51.074122807017545,44.285087719298247,47.12982456140351,42.711403508771937,null,1.1191228070175439,1.0654385964912281,1.0092982456140351,0.98008771929824567,0.95087719298245621,0.88824561403508773,0.81964912280701752,0.77002664994513248,0.7885723695043636,0.81035981227185805,0.82278707598675382,0.83597785977859773,0.86707485680426621,0.90625000000000011,0.83499999999999996,0.83499999999999996,0.83499999999999996,0.83499999999999996,0.83499999999999996,0.83499999999999996,0.83499999999999996,{"$f":"Y17*C17+($A$4-80)*AF17*$A$16/1000","v":49.550877192982455},{"$f":"Z17*E17+($A$4-80)*AG17*$A$16/1000","v":48.310087719298245},{"$f":"AA17*G17+($A$4-80)*AH17*$A$16/1000","v":47.028947368421044},{"$f":"AB17*I17+($A$4-80)*AI17*$A$16/1000","v":46.368201754385971},{"$f":"AC17*K17+($A$4-80)*AJ17*$A$16/1000","v":45.707456140350878},{"$f":"AD17*M17+($A$4-80)*AK17*$A$16/1000","v":44.285087719298247},{"$f":"AE17*O17+($A$4-80)*AL17*$A$16/1000","v":42.711403508771937}]
[null,62,59.699122807017545,59.699122807017545,57.399122807017541,57.399122807017541,54.887280701754378,54.887280701754378,53.555701754385971,53.555701754385971,52.224122807017544,52.224122807017544,49.339035087719296,49.339035087719296,46.100877192982459,46.100877192982459,null,1.0382456140350877,0.99824561403508771,0.95456140350877183,0.9314035087719299,0.90824561403508774,0.85807017543859643,0.80175438596491233,1,1,1,1,1,1,1,0.83499999999999996,0.83499999999999996,0.83499999999999996,0.83499999999999996,0.83499999999999996,0.83499999999999996,0.83499999999999996,59.699122807017545,{"$f":"Z18*E18+($A$4-80)*AG18*$A$16/1000","v":57.399122807017541},{"$f":"AA18*G18+($A$4-80)*AH18*$A$16/1000","v":54.887280701754378},53.555701754385971,52.224122807017544,49.339035087719296,46.100877192982459]
[null,57,59.769736842105267,59.769736842105267,57.399122807017541,57.399122807017541,54.897368421052633,54.897368421052633,53.565789473684212,53.565789473684212,52.234210526315792,52.234210526315792,49.339035087719296,49.339035087719296,46.100877192982459,46.100877192982459,null,1.0394736842105263,0.99824561403508771,0.95473684210526322,0.93157894736842106,0.90842105263157902,0.85807017543859643,0.80175438596491233,1,1,1,1,1,1,1,0.83499999999999996,0.83499999999999996,0.83499999999999996,0.83499999999999996,0.83499999999999996,0.83499999999999996,0.83499999999999996,59.769736842105267,{"$f":"Z19*E19+($A$4-80)*AG19*$A$16/1000","v":57.399122807017541},{"$f":"AA19*G19+($A$4-80)*AH19*$A$16/1000","v":54.897368421052633},53.565789473684212,52.234210526315792,49.339035087719296,46.100877192982459]

{"sheet":"24APA7_24","index":58,"n_rows":19,"n_cols":45,"rows_kept":19,"cut":false,"hidden":true,"merged":[[130,0,133,0],[120,12,121,12],[120,13,121,13],[120,14,121,14],[120,15,121,15],[122,0,125,0],[126,0,129,0],[119,12,119,13],[119,14,119,15],[120,4,121,4],[120,5,121,5],[120,6,121,6],[120,7,121,7],[120,8,121,8],[120,9,121,9],[120,10,121,10],[120,11,121,11],[119,0,121,0],[119,1,121,1],[119,4,119,5],[119,6,119,7],[119,8,119,9],[119,10,119,11],[111,0,114,0],[117,0,118,1],[117,4,117,15],[118,4,118,5],[118,6,118,7],[118,8,118,9],[118,10,118,11],[118,12,118,13],[118,14,118,15],[101,12,102,12],[101,13,102,13],[101,14,102,14],[101,15,102,15],[103,0,106,0],[107,0,110,0],[100,12,100,13],[100,14,100,15],[101,4,102,4],[101,5,102,5],[101,6,102,6],[101,7,102,7],[101,8,102,8],[101,9,102,9],[101,10,102,10],[101,11,102,11],[100,0,102,0],[100,1,102,1],[100,4,100,5],[100,6,100,7],[100,8,100,9],[100,10,100,11],[92,0,95,0],[98,0,99,1],[98,4,98,15],[99,4,99,5],[99,6,99,7],[99,8,99,9],[99,10,99,11],[99,12,99,13],[99,14,99,15],[82,12,83,12],[82,13,83,13],[82,14,83,14],[82,15,83,15],[84,0,87,0],[88,0,91,0],[81,12,81,13],[81,14,81,15],[82,4,83,4],[82,5,83,5],[82,6,83,6],[82,7,83,7],[82,8,83,8],[82,9,83,9],[82,10,83,10],[82,11,83,11],[81,0,83,0],[81,1,83,1],[81,4,81,5],[81,6,81,7],[81,8,81,9],[81,10,81,11],[73,0,76,0],[79,0,80,1],[79,4,79,15],[80,4,80,5],[80,6,80,7],[80,8,80,9],[80,10,80,11],[80,12,80,13],[80,14,80,15],[63,12,64,12],[63,13,64,13],[63,14,64,14],[63,15,64,15],[65,0,68,0],[69,0,72,0],[62,12,62,13],[62,14,62,15],[63,4,64,4],[63,5,64,5],[63,6,64,6],[63,7,64,7],[63,8,64,8],[63,9,64,9],[63,10,64,10],[63,11,64,11],[62,0,64,0],[62,1,64,1],[62,4,62,5],[62,6,62,7],[62,8,62,9],[62,10,62,11],[54,0,57,0],[60,0,61,1],[60,4,60,15],[61,4,61,5],[61,6,61,7],[61,8,61,9],[61,10,61,11],[61,12,61,13],[61,14,61,15],[44,12,45,12],[44,13,45,13],[44,14,45,14],[44,15,45,15],[46,0,49,0],[50,0,53,0],[43,12,43,13],[43,14,43,15],[44,4,45,4],[44,5,45,5],[44,6,45,6],[44,7,45,7],[44,8,45,8],[44,9,45,9],[44,10,45,10],[44,11,45,11],[43,0,45,0],[43,1,45,1],[43,4,43,5],[43,6,43,7],[43,8,43,9],[43,10,43,11],[35,0,38,0],[41,0,42,1],[41,4,41,15],[42,4,42,5],[42,6,42,7],[42,8,42,9],[42,10,42,11],[42,12,42,13],[42,14,42,15],[25,12,26,12],[25,13,26,13],[25,14,26,14],[25,15,26,15],[27,0,30,0],[31,0,34,0],[24,12,24,13],[24,14,24,15],[25,4,26,4],[25,5,26,5],[25,6,26,6],[25,7,26,7],[25,8,26,8],[25,9,26,9],[25,10,26,10],[25,11,26,11],[24,0,26,0],[24,1,26,1],[24,4,24,5],[24,6,24,7],[24,8,24,9],[24,10,24,11],[7,0,10,0],[11,0,14,0],[15,0,18,0],[22,4,22,15],[23,4,23,5],[23,6,23,7],[23,8,23,9],[23,10,23,11],[23,12,23,13],[23,14,23,15],[5,10,6,10],[5,11,6,11],[5,12,6,12],[5,13,6,13],[5,14,6,14],[5,15,6,15],[4,10,4,11],[4,12,4,13],[4,14,4,15],[5,2,6,2],[5,3,6,3],[5,4,6,4],[5,5,6,5],[5,6,6,6],[5,7,6,7],[5,8,6,8],[4,0,6,0],[4,1,6,1],[4,2,4,3],[4,4,4,5],[4,6,4,7],[4,8,4,9],[5,9,6,9],[2,0,2,1],[2,2,2,15],[3,2,3,3],[3,4,3,5],[3,6,3,7],[3,8,3,9],[3,10,3,11],[3,12,3,13],[3,14,3,15]]}
[]
["24APA7_24"]
["Evaporator Air \n",null,"Condenser  Entering Air Temperature ˚F"]
[80,"°F DB",75,null,85,null,95,null,100,null,105,null,115,null,125]
["CFM","EWB†\n˚F","Capacity Mbtuh",null,"Capacity Mbtuh",null,"Capacity Mbtuh",null,"Capacity Mbtuh",null,"Capacity Mbtuh",null,"Capacity Mbtuh",null,"Capacity Mbtuh"]
[null,null,"Total","Sens.","Total","Sens.","Total","Sens.","Total","Sens.","Total","Sens.","Total","Sens.","Total","Sens."]
[null,null,null,null,null,null,null,null,null,null,null,null,null,null,null,null,null,"Total Factors",null,null,null,null,null,null,"Sens. %",null,null,null,null,null,null,"IDB Adj",null,null,null,null,null,null,"Sens Calc"]
[600,72,{"$f":"R8*$G$13","v":26.888095238095239},{"$f":"IF(AM8>C8,C8,AM8)","v":13.234126984126984},{"$f":"S8*$G$13","v":25.801984126984127},{"$f":"IF(AN8>E8,E8,AN8)","v":12.659126984126983},{"$f":"T8*$G$13","v":24.642857142857142},{"$f":"IF(AO8>G8,G8,AO8)","v":12.074999999999999},{"$f":"U8*$G$13","v":24.026785714285715},{"$f":"IF(AP8>I8,I8,AP8)","v":11.78293650793651},{"$f":"V8*$G$13","v":23.410714285714285},{"$f":"IF(AQ8>K8,K8,AQ8)","v":11.490873015873015},{"$f":"W8*$G$13","v":22.078174603174602},{"$f":"IF(AR8>M8,M8,AR8)","v":10.888492063492063},{"$f":"X8*$G$13","v":20.645238095238096},{"$f":"IF(AS8>O8,O8,AS8)","v":10.267857142857142},null,1.1690476190476191,1.1218253968253968,1.0714285714285714,1.0446428571428572,1.0178571428571428,0.95992063492063495,0.89761904761904765,0.49219280380176511,0.49062610541209761,0.49,0.49040835707502378,0.49083820662768035,0.49317899958660599,0.49734748010610075,0.83499999999999996,0.83499999999999996,0.83499999999999996,0.83499999999999996,0.83499999999999996,0.83499999999999996,0.83499999999999996,{"$f":"Y8*C8+($A$4-80)*AF8*$A$8/1000","v":13.234126984126984},{"$f":"Z8*E8+($A$4-80)*AG8*$A$8/1000","v":12.659126984126983},{"$f":"AA8*G8+($A$4-80)*AH8*$A$8/1000","v":12.074999999999999},{"$f":"AB8*I8+($A$4-80)*AI8*$A$8/1000","v":11.78293650793651},{"$f":"AC8*K8+($A$4-80)*AJ8*$A$8/1000","v":11.490873015873015},{"$f":"AD8*M8+($A$4-80)*AK8*$A$8/1000","v":10.888492063492063},{"$f":"AE8*O8+($A$4-80)*AL8*$A$8/1000","v":10.267857142857142}]
[null,67,24.332539682539682,15.908333333333333,23.346825396825395,{"$f":"IF(AN9>E9,E9,AN9)","v":15.30595238095238},{"$f":"T9*$G$13","v":22.288095238095242},{"$f":"IF(AO9>G9,G9,AO9)","v":14.703571428571429},21.717658730158732,{"$f":"IF(AP9>I9,I9,AP9)","v":14.393253968253969},21.147222222222222,{"$f":"IF(AQ9>K9,K9,AQ9)","v":14.082936507936507},19.942460317460316,{"$f":"IF(AR9>M9,M9,AR9)","v":13.453174603174601},18.61904761904762,{"$f":"IF(AS9>O9,O9,AS9)","v":12.80515873015873},null,1.057936507936508,1.015079365079365,0.96904761904761916,0.94424603174603183,0.91944444444444451,0.86706349206349209,0.80952380952380953,0.65378844711177797,0.65559030492572323,0.65970515970515964,0.66274427400714431,0.66594734570565384,0.67459954233409603,0.68774509803921569,0.83499999999999996,0.83499999999999996,0.83499999999999996,0.83499999999999996,0.83499999999999996,0.83499999999999996,0.83499999999999996,{"$f":"Y9*C9+($A$4-80)*AF9*$A$8/1000","v":15.908333333333333},{"$f":"Z9*E9+($A$4-80)*AG9*$A$8/1000","v":15.30595238095238},{"$f":"AA9*G9+($A$4-80)*AH9*$A$8/1000","v":14.703571428571429},{"$f":"AB9*I9+($A$4-80)*AI9*$A$8/1000","v":14.393253968253969},{"$f":"AC9*K9+($A$4-80)*AJ9*$A$8/1000","v":14.082936507936507},{"$f":"AD9*M9+($A$4-80)*AK9*$A$8/1000","v":13.453174603174601},{"$f":"AE9*O9+($A$4-80)*AL9*$A$8/1000","v":12.80515873015873}]
[null,62,22.041666666666664,18.536904761904758,21.147222222222222,17.925396825396824,{"$f":"T10*$G$13","v":20.18888888888889},17.295634920634921,19.673214285714284,16.971626984126981,19.157539682539682,16.647619047619045,18.044047619047618,15.990476190476189,16.87579365079365,15.315079365079367,null,0.95833333333333326,0.91944444444444451,0.87777777777777788,0.85535714285714282,0.83293650793650786,0.78452380952380951,0.73373015873015868,0.84099378881987574,0.8476478204574881,0.85669077757685341,0.8626768731152864,0.86898523106241066,0.88619119878603947,0.90751757706868597,0.83499999999999996,0.83499999999999996,0.83499999999999996,0.83499999999999996,0.83499999999999996,0.83499999999999996,0.83499999999999996,18.536904761904758,{"$f":"Z10*E10+($A$4-80)*AG10*$A$8/1000","v":17.925396825396824},{"$f":"AA10*G10+($A$4-80)*AH10*$A$8/1000","v":17.295634920634921},16.971626984126981,16.647619047619045,15.990476190476189,15.315079365079367]
[null,57,20.74563492063492,20.74563492063492,20.088492063492065,20.088492063492065,{"$f":"T11*$G$13","v":19.367460317460317},19.367460317460317,18.974999999999998,18.974999999999998,18.582539682539682,18.582539682539682,17.733730158730161,17.733730158730161,16.793650793650794,16.793650793650794,null,0.901984126984127,0.87341269841269853,0.84206349206349207,0.82499999999999996,0.80793650793650795,0.77103174603174607,0.73015873015873012,1,1,1,1,1,1,1,0.83499999999999996,0.83499999999999996,0.83499999999999996,0.83499999999999996,0.83499999999999996,0.83499999999999996,0.83499999999999996,20.74563492063492,{"$f":"Z11*E11+($A$4-80)*AG11*$A$8/1000","v":20.088492063492065},{"$f":"AA11*G11+($A$4-80)*AH11*$A$8/1000","v":19.367460317460317},{"$f":"AB11*I11+($A$4-80)*AI11*$A$8/1000","v":18.974999999999998},18.582539682539682,17.733730158730161,16.793650793650794]
[715,72,27.837301587301589,14.146825396825397,26.669047619047618,13.544444444444444,{"$f":"T12*$G$13","v":25.418650793650794},12.942063492063493,24.756944444444443,12.636309523809521,24.095238095238095,12.330555555555556,22.680555555555557,11.709920634920636,21.165476190476191,11.071031746031748,null,1.2103174603174605,1.1595238095238094,1.1051587301587302,1.0763888888888888,1.0476190476190477,0.98611111111111116,0.9202380952380953,0.50819672131147542,0.50787132101300481,0.50915619389587075,0.51041474654377872,0.51174242424242422,0.51629778672032189,0.52307028891763696,0.83499999999999996,0.83499999999999996,0.83499999999999996,0.83499999999999996,0.83499999999999996,0.83499999999999996,0.83499999999999996,{"$f":"Y12*C12+($A$4-80)*AF12*$A$12/1000","v":14.146825396825397},{"$f":"Z12*E12+($A$4-80)*AG12*$A$12/1000","v":13.544444444444444},{"$f":"AA12*G12+($A$4-80)*AH12*$A$12/1000","v":12.942063492063493},{"$f":"AB12*I12+($A$4-80)*AI12*$A$12/1000","v":12.636309523809521},{"$f":"AC12*K12+($A$4-80)*AJ12*$A$12/1000","v":12.330555555555556},{"$f":"AD12*M12+($A$4-80)*AK12*$A$12/1000","v":11.709920634920636},{"$f":"AE12*O12+($A$4-80)*AL12*$A$12/1000","v":11.071031746031748}]
[null,67,25.208730158730162,17.323015873015876,24.140873015873016,16.702380952380953,23,16.063492063492067,22.393055555555556,15.739484126984127,21.786111111111111,15.415476190476189,20.49920634920635,14.767460317460317,19.102777777777778,14.092063492063492,null,1.0960317460317461,1.0496031746031746,1,0.97361111111111109,0.9472222222222223,0.89126984126984132,0.8305555555555556,0.68718320057929039,0.6918714555765596,0.69841269841269848,0.70287344609741187,0.70758273984080433,0.72039180765805877,0.73769708552317248,0.83499999999999996,0.83499999999999996,0.83499999999999996,0.83499999999999996,0.83499999999999996,0.83499999999999996,0.83499999999999996,{"$f":"Y13*C13+($A$4-80)*AF13*$A$12/1000","v":17.323015873015876},{"$f":"Z13*E13+($A$4-80)*AG13*$A$12/1000","v":16.702380952380953},{"$f":"AA13*G13+($A$4-80)*AH13*$A$12/1000","v":16.063492063492067},{"$f":"AB13*I13+($A$4-80)*AI13*$A$12/1000","v":15.739484126984127},{"$f":"AC13*K13+($A$4-80)*AJ13*$A$12/1000","v":15.415476190476189},{"$f":"AD13*M13+($A$4-80)*AK13*$A$12/1000","v":14.767460317460317},{"$f":"AE13*O13+($A$4-80)*AL13*$A$12/1000","v":14.092063492063492}]
[null,62,22.890476190476189,20.471825396825395,21.932142857142857,19.823809523809523,{"$f":"T14*$G$13","v":20.909920634920635},19.148412698412699,20.371428571428574,18.806150793650794,19.832936507936509,18.463888888888889,18.838095238095239,18.838095238095239,17.806746031746034,17.806746031746034,null,0.99523809523809514,0.95357142857142863,0.90912698412698412,0.88571428571428579,0.86230158730158735,0.81904761904761914,0.77420634920634934,0.89433811802232854,0.90387016229712847,0.91575731121780879,0.92316308243727596,0.93097100782328579,1,1,0.83499999999999996,0.83499999999999996,0.83499999999999996,0.83499999999999996,0.83499999999999996,0.83499999999999996,0.83499999999999996,20.471825396825395,{"$f":"Z14*E14+($A$4-80)*AG14*$A$12/1000","v":19.823809523809523},{"$f":"AA14*G14+($A$4-80)*AH14*$A$12/1000","v":19.148412698412699},18.806150793650794,18.463888888888889,18.838095238095239,17.806746031746034]
[null,57,22.151190476190475,22.151190476190475,21.411904761904761,21.411904761904761,20.608730158730157,20.608730158730157,20.179761904761904,20.179761904761904,19.750793650793653,19.750793650793653,18.810714285714287,18.810714285714287,17.770238095238096,17.770238095238096,null,0.96309523809523812,0.93095238095238098,0.89603174603174596,0.87738095238095237,0.85873015873015879,0.81785714285714284,0.77261904761904765,1,1,1,1,1,1,1,0.83499999999999996,0.83499999999999996,0.83499999999999996,0.83499999999999996,0.83499999999999996,0.83499999999999996,0.83499999999999996,22.151190476190475,{"$f":"Z15*E15+($A$4-80)*AG15*$A$12/1000","v":21.411904761904761},{"$f":"AA15*G15+($A$4-80)*AH15*$A$12/1000","v":20.608730158730157},20.179761904761904,19.750793650793653,18.810714285714287,17.770238095238096]
[800,72,28.366666666666667,14.776587301587304,27.134523809523809,14.165079365079366,25.838492063492062,13.544444444444444,25.153968253968252,13.234126984126984,24.469444444444445,12.923809523809526,23.009126984126983,12.284920634920635,21.439285714285713,11.636904761904761,null,1.2333333333333334,1.1797619047619048,1.1234126984126984,1.0936507936507935,1.0638888888888889,1.0003968253968254,0.93214285714285716,0.520913770913771,0.52203161789438279,0.52419639703285059,0.52612481857764881,0.52816113390525932,0.53391511305037687,0.54278416347381864,0.83499999999999996,0.83499999999999996,0.83499999999999996,0.83499999999999996,0.83499999999999996,0.83499999999999996,0.83499999999999996,{"$f":"Y16*C16+($A$4-80)*AF16*$A$16/1000","v":14.776587301587304},{"$f":"Z16*E16+($A$4-80)*AG16*$A$16/1000","v":14.165079365079366},{"$f":"AA16*G16+($A$4-80)*AH16*$A$16/1000","v":13.544444444444444},{"$f":"AB16*I16+($A$4-80)*AI16*$A$16/1000","v":13.234126984126984},{"$f":"AC16*K16+($A$4-80)*AJ16*$A$16/1000","v":12.923809523809526},{"$f":"AD16*M16+($A$4-80)*AK16*$A$16/1000","v":12.284920634920635},{"$f":"AE16*O16+($A$4-80)*AL16*$A$16/1000","v":11.636904761904761}]
[null,67,25.692460317460316,18.326984126984126,24.578968253968252,17.678968253968254,23.392460317460316,17.030952380952378,22.767261904761906,16.702380952380953,22.142063492063496,16.373809523809527,20.800396825396824,15.698412698412696,19.367460317460317,15.004761904761907,null,1.1170634920634921,1.0686507936507936,1.017063492063492,0.98988095238095242,0.96269841269841283,0.90436507936507937,0.84206349206349207,0.71332149200710482,0.71927218715187524,0.72805306281701132,0.73361395069152135,0.73948887056883761,0.75471698113207542,0.77474081055607924,0.83499999999999996,0.83499999999999996,0.83499999999999996,0.83499999999999996,0.83499999999999996,0.83499999999999996,0.83499999999999996,{"$f":"Y17*C17+($A$4-80)*AF17*$A$16/1000","v":18.326984126984126},{"$f":"Z17*E17+($A$4-80)*AG17*$A$16/1000","v":17.678968253968254},{"$f":"AA17*G17+($A$4-80)*AH17*$A$16/1000","v":17.030952380952378},{"$f":"AB17*I17+($A$4-80)*AI17*$A$16/1000","v":16.702380952380953},{"$f":"AC17*K17+($A$4-80)*AJ17*$A$16/1000","v":16.373809523809527},{"$f":"AD17*M17+($A$4-80)*AK17*$A$16/1000","v":15.698412698412696},{"$f":"AE17*O17+($A$4-80)*AL17*$A$16/1000","v":15.004761904761907}]
[null,62,23.392460317460316,21.840873015873015,22.406746031746035,21.156349206349208,21.411904761904761,21.411904761904761,20.950992063492063,20.950992063492063,20.490079365079364,20.490079365079364,19.495238095238093,19.495238095238093,18.400000000000002,18.400000000000002,null,1.017063492063492,0.9742063492063493,0.93095238095238098,0.9109126984126984,0.89087301587301582,0.84761904761904761,0.8,0.93367147873585643,0.94419551934826884,1,1,1,1,1,0.83499999999999996,0.83499999999999996,0.83499999999999996,0.83499999999999996,0.83499999999999996,0.83499999999999996,0.83499999999999996,21.840873015873015,{"$f":"Z18*E18+($A$4-80)*AG18*$A$16/1000","v":21.156349206349208},{"$f":"AA18*G18+($A$4-80)*AH18*$A$16/1000","v":21.411904761904761},20.950992063492063,20.490079365079364,19.495238095238093,18.400000000000002]
[null,57,23.027380952380952,23.027380952380952,22.233333333333334,22.233333333333334,21.384523809523809,21.384523809523809,20.923611111111114,20.923611111111114,20.462698412698415,20.462698412698415,19.467857142857142,19.467857142857142,18.372619047619047,18.372619047619047,null,1.0011904761904762,0.96666666666666667,0.92976190476190479,0.90972222222222232,0.88968253968253974,0.84642857142857142,0.79880952380952375,1,1,1,1,1,1,1,0.83499999999999996,0.83499999999999996,0.83499999999999996,0.83499999999999996,0.83499999999999996,0.83499999999999996,0.83499999999999996,23.027380952380952,{"$f":"Z19*E19+($A$4-80)*AG19*$A$16/1000","v":22.233333333333334},{"$f":"AA19*G19+($A$4-80)*AH19*$A$16/1000","v":21.384523809523809},20.923611111111114,20.462698412698415,19.467857142857142,18.372619047619047]

{"sheet":"24APA7_36","index":59,"n_rows":19,"n_cols":45,"rows_kept":19,"cut":false,"hidden":true,"merged":[[130,0,133,0],[120,12,121,12],[120,13,121,13],[120,14,121,14],[120,15,121,15],[122,0,125,0],[126,0,129,0],[119,12,119,13],[119,14,119,15],[120,4,121,4],[120,5,121,5],[120,6,121,6],[120,7,121,7],[120,8,121,8],[120,9,121,9],[120,10,121,10],[120,11,121,11],[119,0,121,0],[119,1,121,1],[119,4,119,5],[119,6,119,7],[119,8,119,9],[119,10,119,11],[111,0,114,0],[117,0,118,1],[117,4,117,15],[118,4,118,5],[118,6,118,7],[118,8,118,9],[118,10,118,11],[118,12,118,13],[118,14,118,15],[101,12,102,12],[101,13,102,13],[101,14,102,14],[101,15,102,15],[103,0,106,0],[107,0,110,0],[100,12,100,13],[100,14,100,15],[101,4,102,4],[101,5,102,5],[101,6,102,6],[101,7,102,7],[101,8,102,8],[101,9,102,9],[101,10,102,10],[101,11,102,11],[100,0,102,0],[100,1,102,1],[100,4,100,5],[100,6,100,7],[100,8,100,9],[100,10,100,11],[92,0,95,0],[98,0,99,1],[98,4,98,15],[99,4,99,5],[99,6,99,7],[99,8,99,9],[99,10,99,11],[99,12,99,13],[99,14,99,15],[82,12,83,12],[82,13,83,13],[82,14,83,14],[82,15,83,15],[84,0,87,0],[88,0,91,0],[81,12,81,13],[81,14,81,15],[82,4,83,4],[82,5,83,5],[82,6,83,6],[82,7,83,7],[82,8,83,8],[82,9,83,9],[82,10,83,10],[82,11,83,11],[81,0,83,0],[81,1,83,1],[81,4,81,5],[81,6,81,7],[81,8,81,9],[81,10,81,11],[73,0,76,0],[79,0,80,1],[79,4,79,15],[80,4,80,5],[80,6,80,7],[80,8,80,9],[80,10,80,11],[80,12,80,13],[80,14,80,15],[63,12,64,12],[63,13,64,13],[63,14,64,14],[63,15,64,15],[65,0,68,0],[69,0,72,0],[62,12,62,13],[62,14,62,15],[63,4,64,4],[63,5,64,5],[63,6,64,6],[63,7,64,7],[63,8,64,8],[63,9,64,9],[63,10,64,10],[63,11,64,11],[62,0,64,0],[62,1,64,1],[62,4,62,5],[62,6,62,7],[62,8,62,9],[62,10,62,11],[54,0,57,0],[60,0,61,1],[60,4,60,15],[61,4,61,5],[61,6,61,7],[61,8,61,9],[61,10,61,11],[61,12,61,13],[61,14,61,15],[44,12,45,12],[44,13,45,13],[44,14,45,14],[44,15,45,15],[46,0,49,0],[50,0,53,0],[43,12,43,13],[43,14,43,15],[44,4,45,4],[44,5,45,5],[44,6,45,6],[44,7,45,7],[44,8,45,8],[44,9,45,9],[44,10,45,10],[44,11,45,11],[43,0,45,0],[43,1,45,1],[43,4,43,5],[43,6,43,7],[43,8,43,9],[43,10,43,11],[35,0,38,0],[41,0,42,1],[41,4,41,15],[42,4,42,5],[42,6,42,7],[42,8,42,9],[42,10,42,11],[42,12,42,13],[42,14,42,15],[25,12,26,12],[25,13,26,13],[25,14,26,14],[25,15,26,15],[27,0,30,0],[31,0,34,0],[24,12,24,13],[24,14,24,15],[25,4,26,4],[25,5,26,5],[25,6,26,6],[25,7,26,7],[25,8,26,8],[25,9,26,9],[25,10,26,10],[25,11,26,11],[24,0,26,0],[24,1,26,1],[24,4,24,5],[24,6,24,7],[24,8,24,9],[24,10,24,11],[7,0,10,0],[11,0,14,0],[15,0,18,0],[22,4,22,15],[23,4,23,5],[23,6,23,7],[23,8,23,9],[23,10,23,11],[23,12,23,13],[23,14,23,15],[5,10,6,10],[5,11,6,11],[5,12,6,12],[5,13,6,13],[5,14,6,14],[5,15,6,15],[4,10,4,11],[4,12,4,13],[4,14,4,15],[5,2,6,2],[5,3,6,3],[5,4,6,4],[5,5,6,5],[5,6,6,6],[5,7,6,7],[5,8,6,8],[4,0,6,0],[4,1,6,1],[4,2,4,3],[4,4,4,5],[4,6,4,7],[4,8,4,9],[5,9,6,9],[2,0,2,1],[2,2,2,15],[3,2,3,3],[3,4,3,5],[3,6,3,7],[3,8,3,9],[3,10,3,11],[3,12,3,13],[3,14,3,15]]}
[]
["24APA7_36"]
["Evaporator Air \n",null,"Condenser  Entering Air Temperature ˚F"]
[80,"°F DB",75,null,85,null,95,null,100,null,105,null,115,null,125]
["CFM","EWB†\n˚F","Capacity Mbtuh",null,"Capacity Mbtuh",null,"Capacity Mbtuh",null,"Capacity Mbtuh",null,"Capacity Mbtuh",null,"Capacity Mbtuh",null,"Capacity Mbtuh"]
[null,null,"Total","Sens.","Total","Sens.","Total","Sens.","Total","Sens.","Total","Sens.","Total","Sens.","Total","Sens."]
[null,null,null,null,null,null,null,null,null,null,null,null,null,null,null,null,null,"Total Factors",null,null,null,null,null,null,"Sens. %",null,null,null,null,null,null,"IDB Adj",null,null,null,null,null,null,"Sens Calc"]
[900,72,{"$f":"R8*$G$13","v":39.908196721311477},{"$f":"IF(AM8>C8,C8,AM8)","v":19.55464480874317},{"$f":"S8*$G$13","v":38.161748633879782},{"$f":"IF(AN8>E8,E8,AN8)","v":18.644262295081969},{"$f":"T8*$G$13","v":36.331693989071034},{"$f":"IF(AO8>G8,G8,AO8)","v":17.743169398907103},{"$f":"U8*$G$13","v":35.374863387978138},{"$f":"IF(AP8>I8,I8,AP8)","v":17.287978142076501},{"$f":"V8*$G$13","v":34.418032786885242},{"$f":"IF(AQ8>K8,K8,AQ8)","v":16.832786885245902},{"$f":"W8*$G$13","v":32.38360655737705},{"$f":"IF(AR8>M8,M8,AR8)","v":15.913114754098359},{"$f":"X8*$G$13","v":30.21912568306011},{"$f":"IF(AS8>O8,O8,AS8)","v":14.98415300546448},null,1.1737704918032787,1.1224043715846994,1.0685792349726775,1.0404371584699452,1.012295081967213,0.95245901639344255,0.88879781420765025,0.48999068901303539,0.48855890944498542,0.48836614676553314,0.4887079831932773,0.48906882591093126,0.49139414802065401,0.49584998462957264,0.83499999999999996,0.83499999999999996,0.83499999999999996,0.83499999999999996,0.83499999999999996,0.83499999999999996,0.83499999999999996,{"$f":"Y8*C8+($A$4-80)*AF8*$A$8/1000","v":19.55464480874317},{"$f":"Z8*E8+($A$4-80)*AG8*$A$8/1000","v":18.644262295081969},{"$f":"AA8*G8+($A$4-80)*AH8*$A$8/1000","v":17.743169398907103},{"$f":"AB8*I8+($A$4-80)*AI8*$A$8/1000","v":17.287978142076501},{"$f":"AC8*K8+($A$4-80)*AJ8*$A$8/1000","v":16.832786885245902},{"$f":"AD8*M8+($A$4-80)*AK8*$A$8/1000","v":15.913114754098359},{"$f":"AE8*O8+($A$4-80)*AL8*$A$8/1000","v":14.98415300546448}]
[null,67,36.18306010928962,23.530601092896177,34.575956284153001,{"$f":"IF(AN9>E9,E9,AN9)","v":22.583060109289612},{"$f":"T9*$G$13","v":32.903825136612021},{"$f":"IF(AO9>G9,G9,AO9)","v":21.626229508196719},32.021311475409831,{"$f":"IF(AP9>I9,I9,AP9)","v":21.143169398907101},31.138797814207653,{"$f":"IF(AQ9>K9,K9,AQ9)","v":20.660109289617484},29.280874316939887,{"$f":"IF(AR9>M9,M9,AR9)","v":19.693989071038249},27.292896174863387,{"$f":"IF(AS9>O9,O9,AS9)","v":18.718579234972676},null,1.0642076502732241,1.0169398907103824,0.96775956284153009,0.94180327868852454,0.91584699453551921,0.86120218579234964,0.80273224043715841,0.65032092426187416,0.653143471252015,0.65725578769057025,0.66028430519292136,0.66348448687350825,0.67258883248730961,0.68584070796460173,0.83499999999999996,0.83499999999999996,0.83499999999999996,0.83499999999999996,0.83499999999999996,0.83499999999999996,0.83499999999999996,{"$f":"Y9*C9+($A$4-80)*AF9*$A$8/1000","v":23.530601092896177},{"$f":"Z9*E9+($A$4-80)*AG9*$A$8/1000","v":22.583060109289612},{"$f":"AA9*G9+($A$4-80)*AH9*$A$8/1000","v":21.626229508196719},{"$f":"AB9*I9+($A$4-80)*AI9*$A$8/1000","v":21.143169398907101},{"$f":"AC9*K9+($A$4-80)*AJ9*$A$8/1000","v":20.660109289617484},{"$f":"AD9*M9+($A$4-80)*AK9*$A$8/1000","v":19.693989071038249},{"$f":"AE9*O9+($A$4-80)*AL9*$A$8/1000","v":18.718579234972676}]
[null,62,32.801639344262298,27.441530054644808,31.343169398907104,26.447540983606554,{"$f":"T10*$G$13","v":29.810382513661203},25.444262295081966,29.011475409836066,24.937978142076499,28.21256830601093,24.431693989071036,26.540437158469945,23.409836065573771,24.803278688524589,24.636065573770491,null,0.96475409836065573,0.92185792349726781,0.87677595628415306,0.85327868852459021,0.82978142076502737,0.78060109289617485,0.7295081967213114,0.83659020107618232,0.84380557202133954,0.85353692739171072,0.8595901376881202,0.8659861705630556,0.8820441022051102,0.99325842696629218,0.83499999999999996,0.83499999999999996,0.83499999999999996,0.83499999999999996,0.83499999999999996,0.83499999999999996,0.83499999999999996,27.441530054644808,{"$f":"Z10*E10+($A$4-80)*AG10*$A$8/1000","v":26.447540983606554},{"$f":"AA10*G10+($A$4-80)*AH10*$A$8/1000","v":25.444262295081966},24.937978142076499,24.431693989071036,23.409836065573771,24.636065573770491]
[null,57,30.962295081967209,30.962295081967209,29.866120218579233,29.866120218579233,{"$f":"T11*$G$13","v":28.686338797814209},28.686338797814209,28.073224043715847,28.073224043715847,27.460109289617485,27.460109289617485,26.140983606557377,26.140983606557377,24.71967213114754,24.71967213114754,null,0.91065573770491792,0.87841530054644801,0.8437158469945355,0.8256830601092896,0.8076502732240437,0.76885245901639343,0.7270491803278688,1,1,1,1,1,1,1,0.83499999999999996,0.83499999999999996,0.83499999999999996,0.83499999999999996,0.83499999999999996,0.83499999999999996,0.83499999999999996,30.962295081967209,{"$f":"Z11*E11+($A$4-80)*AG11*$A$8/1000","v":29.866120218579233},{"$f":"AA11*G11+($A$4-80)*AH11*$A$8/1000","v":28.686338797814209},{"$f":"AB11*I11+($A$4-80)*AI11*$A$8/1000","v":28.073224043715847},27.460109289617485,26.140983606557377,24.71967213114754]
[1090,72,41.338797814207645,20.985245901639338,39.443715846994536,20.046994535519126,{"$f":"T12*$G$13","v":37.502185792349721},19.108743169398906,36.471038251366117,18.634972677595631,35.439890710382514,18.161202185792352,33.27540983606557,17.204371584699452,30.980874316939889,16.247540983606552,null,1.215846994535519,1.1601092896174863,1.1030054644808742,1.0726775956284151,1.0423497267759563,0.97868852459016387,0.91120218579234968,0.50764044943820219,0.50824305228450306,0.5095367847411445,0.51095262353540505,0.51245085190039319,0.51702959240647683,0.52443778110944517,0.83499999999999996,0.83499999999999996,0.83499999999999996,0.83499999999999996,0.83499999999999996,0.83499999999999996,0.83499999999999996,{"$f":"Y12*C12+($A$4-80)*AF12*$A$12/1000","v":20.985245901639338},{"$f":"Z12*E12+($A$4-80)*AG12*$A$12/1000","v":20.046994535519126},{"$f":"AA12*G12+($A$4-80)*AH12*$A$12/1000","v":19.108743169398906},{"$f":"AB12*I12+($A$4-80)*AI12*$A$12/1000","v":18.634972677595631},{"$f":"AC12*K12+($A$4-80)*AJ12*$A$12/1000","v":18.161202185792352},{"$f":"AD12*M12+($A$4-80)*AK12*$A$12/1000","v":17.204371584699452},{"$f":"AE12*O12+($A$4-80)*AL12*$A$12/1000","v":16.247540983606552}]
[null,67,37.539344262295074,25.787978142076504,35.802185792349725,24.784699453551912,34,23.781420765027324,33.057103825136608,23.279781420765026,32.114207650273222,22.778142076502732,30.024043715846993,21.728415300546448,28.045355191256832,20.743715846994533,null,1.1040983606557375,1.0530054644808742,1,0.9722677595628415,0.94453551912568301,0.88306010928961742,0.82486338797814207,0.68695867359564478,0.69226777374156723,0.69945355191256831,0.70422931010257139,0.70928550766560605,0.72370049504950495,0.73964889036104664,0.83499999999999996,0.83499999999999996,0.83499999999999996,0.83499999999999996,0.83499999999999996,0.83499999999999996,0.83499999999999996,{"$f":"Y13*C13+($A$4-80)*AF13*$A$12/1000","v":25.787978142076504},{"$f":"Z13*E13+($A$4-80)*AG13*$A$12/1000","v":24.784699453551912},{"$f":"AA13*G13+($A$4-80)*AH13*$A$12/1000","v":23.781420765027324},{"$f":"AB13*I13+($A$4-80)*AI13*$A$12/1000","v":23.279781420765026},{"$f":"AC13*K13+($A$4-80)*AJ13*$A$12/1000","v":22.778142076502732},{"$f":"AD13*M13+($A$4-80)*AK13*$A$12/1000","v":21.728415300546448},{"$f":"AE13*O13+($A$4-80)*AL13*$A$12/1000","v":20.743715846994533}]
[null,62,34.167213114754098,30.516393442622952,32.615846994535517,29.457377049180327,{"$f":"T14*$G$13","v":30.999453551912566},28.379781420765028,30.191256830601091,28.81639344262295,29.383060109289616,29.253005464480871,27.89672131147541,27.89672131147541,26.317486338797814,26.317486338797814,null,1.0049180327868852,0.95928961748633879,0.91174863387978133,0.88797814207650272,0.86420765027322399,0.82049180327868854,0.7740437158469945,0.89314845024469824,0.90316149245229282,0.91549295774647899,0.95446153846153847,0.99557382232058167,1,1,0.83499999999999996,0.83499999999999996,0.83499999999999996,0.83499999999999996,0.83499999999999996,0.83499999999999996,0.83499999999999996,30.516393442622952,{"$f":"Z14*E14+($A$4-80)*AG14*$A$12/1000","v":29.457377049180327},{"$f":"AA14*G14+($A$4-80)*AH14*$A$12/1000","v":28.379781420765028},28.81639344262295,29.253005464480871,27.89672131147541,26.317486338797814]
[null,57,33.21967213114754,33.21967213114754,31.99344262295082,31.99344262295082,30.692896174863385,30.692896174863385,30.005464480874313,30.005464480874313,29.318032786885244,29.318032786885244,27.850273224043715,27.850273224043715,26.271038251366122,26.271038251366122,null,0.9770491803278688,0.94098360655737701,0.90273224043715838,0.88251366120218566,0.86229508196721305,0.81912568306010924,0.77267759562841531,1,1,1,1,1,1,1,0.83499999999999996,0.83499999999999996,0.83499999999999996,0.83499999999999996,0.83499999999999996,0.83499999999999996,0.83499999999999996,33.21967213114754,{"$f":"Z15*E15+($A$4-80)*AG15*$A$12/1000","v":31.99344262295082},{"$f":"AA15*G15+($A$4-80)*AH15*$A$12/1000","v":30.692896174863385},30.005464480874313,29.318032786885244,27.850273224043715,26.271038251366122]
[1350,72,42.630054644808745,22.778142076502736,40.623497267759561,21.802732240437159,38.533333333333331,20.827322404371589,37.441803278688518,20.334972677595626,36.350273224043711,19.842622950819667,34.055737704918023,18.848633879781417,31.640437158469947,17.845355191256832,null,1.2538251366120219,1.1948087431693988,1.1333333333333333,1.1012295081967212,1.0691256830601092,1.0016393442622948,0.93060109289617488,0.53432120287644369,0.53670249256803115,0.54050144648023157,0.54310879543480961,0.54587273191924346,0.55346426623022371,0.56400469759248384,0.83499999999999996,0.83499999999999996,0.83499999999999996,0.83499999999999996,0.83499999999999996,0.83499999999999996,0.83499999999999996,{"$f":"Y16*C16+($A$4-80)*AF16*$A$16/1000","v":22.778142076502736},{"$f":"Z16*E16+($A$4-80)*AG16*$A$16/1000","v":21.802732240437159},{"$f":"AA16*G16+($A$4-80)*AH16*$A$16/1000","v":20.827322404371589},{"$f":"AB16*I16+($A$4-80)*AI16*$A$16/1000","v":20.334972677595626},{"$f":"AC16*K16+($A$4-80)*AJ16*$A$16/1000","v":19.842622950819667},{"$f":"AD16*M16+($A$4-80)*AK16*$A$16/1000","v":18.848633879781417},{"$f":"AE16*O16+($A$4-80)*AL16*$A$16/1000","v":17.845355191256832}]
[null,67,38.765573770491798,28.649180327868851,36.916939890710388,27.599453551912575,34.99398907103825,26.54972677595628,34.004644808743173,26.020218579234971,33.015300546448088,25.490710382513665,30.925136612021856,24.422404371584697,28.695628415300547,23.326229508196722,null,1.1401639344262293,1.0857923497267761,1.0292349726775956,1.000136612021858,0.97103825136612021,0.90956284153005462,0.84398907103825138,0.73903666427030923,0.74760946149974838,0.75869392089195642,0.7651960114738422,0.77208778840742831,0.78972664463802944,0.81288442861767563,0.83499999999999996,0.83499999999999996,0.83499999999999996,0.83499999999999996,0.83499999999999996,0.83499999999999996,0.83499999999999996,{"$f":"Y17*C17+($A$4-80)*AF17*$A$16/1000","v":28.649180327868851},{"$f":"Z17*E17+($A$4-80)*AG17*$A$16/1000","v":27.599453551912575},{"$f":"AA17*G17+($A$4-80)*AH17*$A$16/1000","v":26.54972677595628},{"$f":"AB17*I17+($A$4-80)*AI17*$A$16/1000","v":26.020218579234971},{"$f":"AC17*K17+($A$4-80)*AJ17*$A$16/1000","v":25.490710382513665},{"$f":"AD17*M17+($A$4-80)*AK17*$A$16/1000","v":24.422404371584697},{"$f":"AE17*O17+($A$4-80)*AL17*$A$16/1000","v":23.326229508196722}]
[null,62,35.700000000000003,35.421311475409844,34.260109289617489,34.260109289617489,32.81092896174863,32.81092896174863,32.039890710382508,32.039890710382508,31.26885245901639,31.26885245901639,29.615300546448083,29.615300546448083,27.89672131147541,27.89672131147541,null,1.05,1.0076502732240438,0.9650273224043715,0.94234972677595608,0.91967213114754087,0.87103825136612012,0.82049180327868854,0.9921935987509759,1,1,1,1,1,1,0.83499999999999996,0.83499999999999996,0.83499999999999996,0.83499999999999996,0.83499999999999996,0.83499999999999996,0.83499999999999996,35.421311475409844,{"$f":"Z18*E18+($A$4-80)*AG18*$A$16/1000","v":34.260109289617489},{"$f":"AA18*G18+($A$4-80)*AH18*$A$16/1000","v":32.81092896174863},32.039890710382508,31.26885245901639,29.615300546448083,27.89672131147541]
[null,57,35.597814207650273,35.597814207650273,34.21366120218579,34.21366120218579,32.764480874316945,32.764480874316945,31.998087431693985,31.998087431693985,31.231693989071033,31.231693989071033,29.587431693989071,29.587431693989071,27.85956284153005,27.85956284153005,null,1.0469945355191257,1.0062841530054645,0.96366120218579243,0.94112021857923489,0.91857923497267746,0.8702185792349727,0.81939890710382501,1,1,1,1,1,1,1,0.83499999999999996,0.83499999999999996,0.83499999999999996,0.83499999999999996,0.83499999999999996,0.83499999999999996,0.83499999999999996,35.597814207650273,{"$f":"Z19*E19+($A$4-80)*AG19*$A$16/1000","v":34.21366120218579},{"$f":"AA19*G19+($A$4-80)*AH19*$A$16/1000","v":32.764480874316945},31.998087431693985,31.231693989071033,29.587431693989071,27.85956284153005]

{"sheet":"24APA7_48","index":60,"n_rows":19,"n_cols":45,"rows_kept":19,"cut":false,"hidden":true,"merged":[[130,0,133,0],[120,12,121,12],[120,13,121,13],[120,14,121,14],[120,15,121,15],[122,0,125,0],[126,0,129,0],[119,12,119,13],[119,14,119,15],[120,4,121,4],[120,5,121,5],[120,6,121,6],[120,7,121,7],[120,8,121,8],[120,9,121,9],[120,10,121,10],[120,11,121,11],[119,0,121,0],[119,1,121,1],[119,4,119,5],[119,6,119,7],[119,8,119,9],[119,10,119,11],[111,0,114,0],[117,0,118,1],[117,4,117,15],[118,4,118,5],[118,6,118,7],[118,8,118,9],[118,10,118,11],[118,12,118,13],[118,14,118,15],[101,12,102,12],[101,13,102,13],[101,14,102,14],[101,15,102,15],[103,0,106,0],[107,0,110,0],[100,12,100,13],[100,14,100,15],[101,4,102,4],[101,5,102,5],[101,6,102,6],[101,7,102,7],[101,8,102,8],[101,9,102,9],[101,10,102,10],[101,11,102,11],[100,0,102,0],[100,1,102,1],[100,4,100,5],[100,6,100,7],[100,8,100,9],[100,10,100,11],[92,0,95,0],[98,0,99,1],[98,4,98,15],[99,4,99,5],[99,6,99,7],[99,8,99,9],[99,10,99,11],[99,12,99,13],[99,14,99,15],[82,12,83,12],[82,13,83,13],[82,14,83,14],[82,15,83,15],[84,0,87,0],[88,0,91,0],[81,12,81,13],[81,14,81,15],[82,4,83,4],[82,5,83,5],[82,6,83,6],[82,7,83,7],[82,8,83,8],[82,9,83,9],[82,10,83,10],[82,11,83,11],[81,0,83,0],[81,1,83,1],[81,4,81,5],[81,6,81,7],[81,8,81,9],[81,10,81,11],[73,0,76,0],[79,0,80,1],[79,4,79,15],[80,4,80,5],[80,6,80,7],[80,8,80,9],[80,10,80,11],[80,12,80,13],[80,14,80,15],[63,12,64,12],[63,13,64,13],[63,14,64,14],[63,15,64,15],[65,0,68,0],[69,0,72,0],[62,12,62,13],[62,14,62,15],[63,4,64,4],[63,5,64,5],[63,6,64,6],[63,7,64,7],[63,8,64,8],[63,9,64,9],[63,10,64,10],[63,11,64,11],[62,0,64,0],[62,1,64,1],[62,4,62,5],[62,6,62,7],[62,8,62,9],[62,10,62,11],[54,0,57,0],[60,0,61,1],[60,4,60,15],[61,4,61,5],[61,6,61,7],[61,8,61,9],[61,10,61,11],[61,12,61,13],[61,14,61,15],[44,12,45,12],[44,13,45,13],[44,14,45,14],[44,15,45,15],[46,0,49,0],[50,0,53,0],[43,12,43,13],[43,14,43,15],[44,4,45,4],[44,5,45,5],[44,6,45,6],[44,7,45,7],[44,8,45,8],[44,9,45,9],[44,10,45,10],[44,11,45,11],[43,0,45,0],[43,1,45,1],[43,4,43,5],[43,6,43,7],[43,8,43,9],[43,10,43,11],[35,0,38,0],[41,0,42,1],[41,4,41,15],[42,4,42,5],[42,6,42,7],[42,8,42,9],[42,10,42,11],[42,12,42,13],[42,14,42,15],[25,12,26,12],[25,13,26,13],[25,14,26,14],[25,15,26,15],[27,0,30,0],[31,0,34,0],[24,12,24,13],[24,14,24,15],[25,4,26,4],[25,5,26,5],[25,6,26,6],[25,7,26,7],[25,8,26,8],[25,9,26,9],[25,10,26,10],[25,11,26,11],[24,0,26,0],[24,1,26,1],[24,4,24,5],[24,6,24,7],[24,8,24,9],[24,10,24,11],[7,0,10,0],[11,0,14,0],[15,0,18,0],[22,4,22,15],[23,4,23,5],[23,6,23,7],[23,8,23,9],[23,10,23,11],[23,12,23,13],[23,14,23,15],[5,10,6,10],[5,11,6,11],[5,12,6,12],[5,13,6,13],[5,14,6,14],[5,15,6,15],[4,10,4,11],[4,12,4,13],[4,14,4,15],[5,2,6,2],[5,3,6,3],[5,4,6,4],[5,5,6,5],[5,6,6,6],[5,7,6,7],[5,8,6,8],[4,0,6,0],[4,1,6,1],[4,2,4,3],[4,4,4,5],[4,6,4,7],[4,8,4,9],[5,9,6,9],[2,0,2,1],[2,2,2,15],[3,2,3,3],[3,4,3,5],[3,6,3,7],[3,8,3,9],[3,10,3,11],[3,12,3,13],[3,14,3,15]]}
[]
["24APA7_48"]
["Evaporator Air \n",null,"Condenser  Entering Air Temperature ˚F"]
[80,"°F DB",75,null,85,null,95,null,100,null,105,null,115,null,125]
["CFM","EWB†\n˚F","Capacity Mbtuh",null,"Capacity Mbtuh",null,"Capacity Mbtuh",null,"Capacity Mbtuh",null,"Capacity Mbtuh",null,"Capacity Mbtuh",null,"Capacity Mbtuh"]
[null,null,"Total","Sens.","Total","Sens.","Total","Sens.","Total","Sens.","Total","Sens.","Total","Sens.","Total","Sens."]
[null,null,null,null,null,null,null,null,null,null,null,null,null,null,null,null,null,"Total Factors",null,null,null,null,null,null,"Sens. %",null,null,null,null,null,null,"IDB Adj",null,null,null,null,null,null,"Sens Calc"]
[1100,72,{"$f":"R8*$G$13","v":52.859084549270442},{"$f":"IF(AM8>C8,C8,AM8)","v":25.082550469718171},{"$f":"S8*$G$13","v":50.900659604237454},{"$f":"IF(AN8>E8,E8,AN8)","v":24.12632420547671},{"$f":"T8*$G$13","v":48.546871876873873},{"$f":"IF(AO8>G8,G8,AO8)","v":23.050569658205077},{"$f":"U8*$G$13","v":47.415950429742146},{"$f":"IF(AP8>I8,I8,AP8)","v":22.549470317809309},{"$f":"V8*$G$13","v":46.285028982610434},{"$f":"IF(AQ8>K8,K8,AQ8)","v":22.048370977413551},{"$f":"W8*$G$13","v":43.554267439536275},{"$f":"IF(AR8>M8,M8,AR8)","v":20.908255046971814},{"$f":"X8*$G$13","v":40.501698980611629},{"$f":"IF(AS8>O8,O8,AS8)","v":19.69458325004997},null,1.1491105336797922,1.1065360783529881,1.0553667799320408,1.0307815310813511,1.0061962822306616,0.94683190085948421,0.88047171696981807,0.47451730735780134,0.47398843930635837,0.4748106060606061,0.47556719022687605,0.47636074692093761,0.48005066497783405,0.48626560726447227,0.83499999999999996,0.83499999999999996,0.83499999999999996,0.83499999999999996,0.83499999999999996,0.83499999999999996,0.83499999999999996,{"$f":"Y8*C8+($A$4-80)*AF8*$A$8/1000","v":25.082550469718171},{"$f":"Z8*E8+($A$4-80)*AG8*$A$8/1000","v":24.12632420547671},{"$f":"AA8*G8+($A$4-80)*AH8*$A$8/1000","v":23.050569658205077},{"$f":"AB8*I8+($A$4-80)*AI8*$A$8/1000","v":22.549470317809309},{"$f":"AC8*K8+($A$4-80)*AJ8*$A$8/1000","v":22.048370977413551},{"$f":"AD8*M8+($A$4-80)*AK8*$A$8/1000","v":20.908255046971814},{"$f":"AE8*O8+($A$4-80)*AL8*$A$8/1000","v":19.69458325004997}]
[null,67,47.88486907855286,29.964821107335599,46.137917249650208,{"$f":"IF(AN9>E9,E9,AN9)","v":29.008594843094144},{"$f":"T9*$G$13","v":44.179492304617227},{"$f":"IF(AO9>G9,G9,AO9)","v":27.988007195682592},43.07615430741555,{"$f":"IF(AP9>I9,I9,AP9)","v":27.440935438736762},41.972816310213872,{"$f":"IF(AQ9>K9,K9,AQ9)","v":26.893863681790926},39.527083749750147,{"$f":"IF(AR9>M9,M9,AR9)","v":25.753747751349191},36.759544273435935,{"$f":"IF(AS9>O9,O9,AS9)","v":24.521686987807318},null,1.0409754147511492,1.0029982010793523,0.96042374575254841,0.93643813711772927,0.91245252848291025,0.85928442934239457,0.79912052768338993,0.62576804915514606,0.62873654842566762,0.63350676378772119,0.63703308431163297,0.64074479737130341,0.65154687136543388,0.66708354177088558,0.83499999999999996,0.83499999999999996,0.83499999999999996,0.83499999999999996,0.83499999999999996,0.83499999999999996,0.83499999999999996,{"$f":"Y9*C9+($A$4-80)*AF9*$A$8/1000","v":29.964821107335599},{"$f":"Z9*E9+($A$4-80)*AG9*$A$8/1000","v":29.008594843094144},{"$f":"AA9*G9+($A$4-80)*AH9*$A$8/1000","v":27.988007195682592},{"$f":"AB9*I9+($A$4-80)*AI9*$A$8/1000","v":27.440935438736762},{"$f":"AC9*K9+($A$4-80)*AJ9*$A$8/1000","v":26.893863681790926},{"$f":"AD9*M9+($A$4-80)*AK9*$A$8/1000","v":25.753747751349191},{"$f":"AE9*O9+($A$4-80)*AL9*$A$8/1000","v":24.521686987807318}]
[null,62,43.388766739956026,34.764341395162909,41.816510093943634,33.78972616430142,{"$f":"T10*$G$13","v":40.078752748350993},32.778333000199879,39.104137517489505,32.235858484909052,38.129522286628024,31.693383969618228,35.959624225464722,30.534879072556468,33.523086148311016,29.284429342394564,null,0.94323405956426143,0.90905456725964418,0.87127723365980414,0.85008994603238053,0.82890265840495703,0.78173096142314613,0.72876274235458727,0.80122907395634679,0.80804749340369397,0.81784813030511572,0.82435927580531387,0.83120327947914152,0.84914344157504473,0.87356006582556223,0.83499999999999996,0.83499999999999996,0.83499999999999996,0.83499999999999996,0.83499999999999996,0.83499999999999996,0.83499999999999996,34.764341395162909,{"$f":"Z10*E10+($A$4-80)*AG10*$A$8/1000","v":33.78972616430142},{"$f":"AA10*G10+($A$4-80)*AH10*$A$8/1000","v":32.778333000199879},32.235858484909052,31.693383969618228,30.534879072556468,29.284429342394564]
[null,57,40.556865880471719,40.556865880471719,39.42594443334,39.42594443334,{"$f":"T11*$G$13","v":38.147911253248047},38.147911253248047,37.421547071756947,37.421547071756947,36.695182890265841,36.695182890265841,35.030981411153306,35.030981411153306,33.118528882670404,33.118528882670404,null,0.88167099740155908,0.8570857485508695,0.82930241854887066,0.81351189286428149,0.79772136717969211,0.76154307415550671,0.71996801918848696,1,1,1,1,1,1,1,0.83499999999999996,0.83499999999999996,0.83499999999999996,0.83499999999999996,0.83499999999999996,0.83499999999999996,0.83499999999999996,40.556865880471719,{"$f":"Z11*E11+($A$4-80)*AG11*$A$8/1000","v":39.42594443334},{"$f":"AA11*G11+($A$4-80)*AH11*$A$8/1000","v":38.147911253248047},{"$f":"AB11*I11+($A$4-80)*AI11*$A$8/1000","v":37.421547071756947},36.695182890265841,35.030981411153306,33.118528882670404]
[1400,72,55.277233659804118,27.280031980811515,53.079752148710767,26.268638816709974,{"$f":"T12*$G$13","v":50.643214071557061},25.202078752748349,49.245652608434938,24.622826304217469,47.848091145312807,24.043573855686585,44.988606835898459,22.894263441934836,41.678592844293419,21.634619228462924,null,1.2016789926044373,1.1539076554067558,1.100939436338197,1.0705576654007596,1.0401758944633219,0.97801319208474913,0.90605636618029173,0.49351297405189626,0.49489000519660492,0.4976397966594045,0.5,0.50249807840122984,0.50889025137952171,0.51908228546216639,0.83499999999999996,0.83499999999999996,0.83499999999999996,0.83499999999999996,0.83499999999999996,0.83499999999999996,0.83499999999999996,{"$f":"Y12*C12+($A$4-80)*AF12*$A$12/1000","v":27.280031980811515},{"$f":"Z12*E12+($A$4-80)*AG12*$A$12/1000","v":26.268638816709974},{"$f":"AA12*G12+($A$4-80)*AH12*$A$12/1000","v":25.202078752748349},{"$f":"AB12*I12+($A$4-80)*AI12*$A$12/1000","v":24.622826304217469},{"$f":"AC12*K12+($A$4-80)*AJ12*$A$12/1000","v":24.043573855686585},{"$f":"AD12*M12+($A$4-80)*AK12*$A$12/1000","v":22.894263441934836},{"$f":"AE12*O12+($A$4-80)*AL12*$A$12/1000","v":21.634619228462924}]
[null,67,50.155906456126324,33.421946831900861,48.16070357785329,32.39216470117929,46,31.316410153907658,44.786328203078156,30.746352188686789,43.572656406156305,30.17629422346592,40.887867279632218,28.971816909854088,37.899660203877673,27.693783729762146,null,1.0903457925244853,1.0469718169098541,1,0.97361583050169898,0.94723166100339795,0.88886667999200475,0.82390565660603632,0.66636113657195239,0.6725849560901106,0.68079152508494911,0.68651200985423932,0.69255117113315046,0.7085675736451541,0.73071324599708887,0.83499999999999996,0.83499999999999996,0.83499999999999996,0.83499999999999996,0.83499999999999996,0.83499999999999996,0.83499999999999996,{"$f":"Y13*C13+($A$4-80)*AF13*$A$12/1000","v":33.421946831900861},{"$f":"Z13*E13+($A$4-80)*AG13*$A$12/1000","v":32.39216470117929},{"$f":"AA13*G13+($A$4-80)*AH13*$A$12/1000","v":31.316410153907658},{"$f":"AB13*I13+($A$4-80)*AI13*$A$12/1000","v":30.746352188686789},{"$f":"AC13*K13+($A$4-80)*AJ13*$A$12/1000","v":30.17629422346592},{"$f":"AD13*M13+($A$4-80)*AK13*$A$12/1000","v":28.971816909854088},{"$f":"AE13*O13+($A$4-80)*AL13*$A$12/1000","v":27.693783729762146}]
[null,62,45.641415150909452,39.508694783130125,43.912852288626823,38.46052368578853,{"$f":"T14*$G$13","v":42.018788726763944},37.357185688586846,40.979812112732361,36.750349790125924,39.940835498700778,36.143513891665002,37.816909854087548,37.816909854087548,35.601039376374175,35.601039376374175,null,0.99220467719368377,0.95462722366580044,0.91345192884269444,0.89086548071157301,0.86827903258045169,0.82210673595842498,0.7739356386168299,0.86563255439161968,0.87583752093802347,0.88905908096280084,0.89679156383217407,0.90492633517495402,1,1,0.83499999999999996,0.83499999999999996,0.83499999999999996,0.83499999999999996,0.83499999999999996,0.83499999999999996,0.83499999999999996,39.508694783130125,{"$f":"Z14*E14+($A$4-80)*AG14*$A$12/1000","v":38.46052368578853},{"$f":"AA14*G14+($A$4-80)*AH14*$A$12/1000","v":37.357185688586846},36.750349790125924,36.143513891665002,37.816909854087548,35.601039376374175]
[null,57,44.225464721167299,44.225464721167299,42.901459124525282,42.901459124525282,41.402758344993003,41.402758344993003,40.547671397161707,40.547671397161707,39.692584449330404,39.692584449330404,37.761742954227465,37.761742954227465,35.55506695982411,35.55506695982411,null,0.96142314611233259,0.93264041575054957,0.90005996402158706,0.88147111732960226,0.86288227063761747,0.82090745552668398,0.77293623825704583,1,1,1,1,1,1,1,0.83499999999999996,0.83499999999999996,0.83499999999999996,0.83499999999999996,0.83499999999999996,0.83499999999999996,0.83499999999999996,44.225464721167299,{"$f":"Z15*E15+($A$4-80)*AG15*$A$12/1000","v":42.901459124525282},{"$f":"AA15*G15+($A$4-80)*AH15*$A$12/1000","v":41.402758344993003},40.547671397161707,39.692584449330404,37.761742954227465,35.55506695982411]
[1600,72,56.435738556865878,28.650009994003593,54.109534279432339,27.611033379972017,51.562662402558466,26.516889866080355,50.155906456126324,25.94223465920448,48.749150509694182,25.367579452328599,45.659804117529482,24.163102138716773,42.230261842894265,22.885068958624828,null,1.2268638816709974,1.1762942234659204,1.1209274435338796,1.0903457925244853,1.0597641415150909,0.9926044373375974,0.91804917049770141,0.50765721733463665,0.51028037383177571,0.5142653352353781,0.51723189734188824,0.52036967182195393,0.52919855014095862,0.54191160461571963,0.83499999999999996,0.83499999999999996,0.83499999999999996,0.83499999999999996,0.83499999999999996,0.83499999999999996,0.83499999999999996,{"$f":"Y16*C16+($A$4-80)*AF16*$A$16/1000","v":28.650009994003593},{"$f":"Z16*E16+($A$4-80)*AG16*$A$16/1000","v":27.611033379972017},{"$f":"AA16*G16+($A$4-80)*AH16*$A$16/1000","v":26.516889866080355},{"$f":"AB16*I16+($A$4-80)*AI16*$A$16/1000","v":25.94223465920448},{"$f":"AC16*K16+($A$4-80)*AJ16*$A$16/1000","v":25.367579452328599},{"$f":"AD16*M16+($A$4-80)*AK16*$A$16/1000","v":24.163102138716773},{"$f":"AE16*O16+($A$4-80)*AL16*$A$16/1000","v":22.885068958624828}]
[null,67,51.240855486707979,35.591844893064163,49.14451329202479,34.525284829102539,46.855086947831303,33.421946831900861,45.595442734359388,32.842694383369981,44.335798520887465,32.263441934839101,41.540675594643211,31.03138117129722,38.469718169098542,29.725764541275232,null,1.1139316410153908,1.0683589846092345,1.0185888466919848,0.9912052768338997,0.96382170697581449,0.90305816510093939,0.83629822106735963,0.69459895926789883,0.70252572497661359,0.71330455259026693,0.72030651340996166,0.72770634591455841,0.74701195219123506,0.7727055449330783,0.83499999999999996,0.83499999999999996,0.83499999999999996,0.83499999999999996,0.83499999999999996,0.83499999999999996,0.83499999999999996,{"$f":"Y17*C17+($A$4-80)*AF17*$A$16/1000","v":35.591844893064163},{"$f":"Z17*E17+($A$4-80)*AG17*$A$16/1000","v":34.525284829102539},{"$f":"AA17*G17+($A$4-80)*AH17*$A$16/1000","v":33.421946831900861},{"$f":"AB17*I17+($A$4-80)*AI17*$A$16/1000","v":32.842694383369981},{"$f":"AC17*K17+($A$4-80)*AJ17*$A$16/1000","v":32.263441934839101},{"$f":"AD17*M17+($A$4-80)*AK17*$A$16/1000","v":31.03138117129722},{"$f":"AE17*O17+($A$4-80)*AL17*$A$16/1000","v":29.725764541275232}]
[null,62,46.864281431141308,42.450929442334598,45.080551668998602,41.338396961822902,43.140515690585651,43.05776534079552,42.234859084549271,42.193483909654205,41.32920247851289,41.32920247851289,39.24205476713972,39.24205476713972,36.860683589846097,36.860683589846097,null,1.0187887267639415,0.98001199280431739,0.9378372976214272,0.91814911053367987,0.89846092344593242,0.85308814711173298,0.80131920847491511,0.90582695703354921,0.91698959820518045,0.998081841432225,0.99902035484924345,1,1,1,0.83499999999999996,0.83499999999999996,0.83499999999999996,0.83499999999999996,0.83499999999999996,0.83499999999999996,0.83499999999999996,42.450929442334598,{"$f":"Z18*E18+($A$4-80)*AG18*$A$16/1000","v":41.338396961822902},{"$f":"AA18*G18+($A$4-80)*AH18*$A$16/1000","v":43.05776534079552},42.193483909654205,41.32920247851289,39.24205476713972,36.860683589846097]
[null,57,46.193084149510298,46.193084149510298,44.749550269838096,44.749550269838096,43.122126723965621,43.122126723965621,42.193483909654205,42.193483909654205,41.264841095342796,41.264841095342796,39.196082350589649,39.196082350589649,36.814711173296025,36.814711173296025,null,1.0041974815110934,0.97281631021387172,0.93743753747751346,0.91724965020987403,0.89706176294223472,0.8520887467519489,0.80031980811513093,1,1,1,1,1,1,1,0.83499999999999996,0.83499999999999996,0.83499999999999996,0.83499999999999996,0.83499999999999996,0.83499999999999996,0.83499999999999996,46.193084149510298,{"$f":"Z19*E19+($A$4-80)*AG19*$A$16/1000","v":44.749550269838096},{"$f":"AA19*G19+($A$4-80)*AH19*$A$16/1000","v":43.122126723965621},42.193483909654205,41.264841095342796,39.196082350589649,36.814711173296025]

{"sheet":"24APA7_60","index":61,"n_rows":19,"n_cols":45,"rows_kept":19,"cut":false,"hidden":true,"merged":[[130,0,133,0],[120,12,121,12],[120,13,121,13],[120,14,121,14],[120,15,121,15],[122,0,125,0],[126,0,129,0],[119,12,119,13],[119,14,119,15],[120,4,121,4],[120,5,121,5],[120,6,121,6],[120,7,121,7],[120,8,121,8],[120,9,121,9],[120,10,121,10],[120,11,121,11],[119,0,121,0],[119,1,121,1],[119,4,119,5],[119,6,119,7],[119,8,119,9],[119,10,119,11],[111,0,114,0],[117,0,118,1],[117,4,117,15],[118,4,118,5],[118,6,118,7],[118,8,118,9],[118,10,118,11],[118,12,118,13],[118,14,118,15],[101,12,102,12],[101,13,102,13],[101,14,102,14],[101,15,102,15],[103,0,106,0],[107,0,110,0],[100,12,100,13],[100,14,100,15],[101,4,102,4],[101,5,102,5],[101,6,102,6],[101,7,102,7],[101,8,102,8],[101,9,102,9],[101,10,102,10],[101,11,102,11],[100,0,102,0],[100,1,102,1],[100,4,100,5],[100,6,100,7],[100,8,100,9],[100,10,100,11],[92,0,95,0],[98,0,99,1],[98,4,98,15],[99,4,99,5],[99,6,99,7],[99,8,99,9],[99,10,99,11],[99,12,99,13],[99,14,99,15],[82,12,83,12],[82,13,83,13],[82,14,83,14],[82,15,83,15],[84,0,87,0],[88,0,91,0],[81,12,81,13],[81,14,81,15],[82,4,83,4],[82,5,83,5],[82,6,83,6],[82,7,83,7],[82,8,83,8],[82,9,83,9],[82,10,83,10],[82,11,83,11],[81,0,83,0],[81,1,83,1],[81,4,81,5],[81,6,81,7],[81,8,81,9],[81,10,81,11],[73,0,76,0],[79,0,80,1],[79,4,79,15],[80,4,80,5],[80,6,80,7],[80,8,80,9],[80,10,80,11],[80,12,80,13],[80,14,80,15],[63,12,64,12],[63,13,64,13],[63,14,64,14],[63,15,64,15],[65,0,68,0],[69,0,72,0],[62,12,62,13],[62,14,62,15],[63,4,64,4],[63,5,64,5],[63,6,64,6],[63,7,64,7],[63,8,64,8],[63,9,64,9],[63,10,64,10],[63,11,64,11],[62,0,64,0],[62,1,64,1],[62,4,62,5],[62,6,62,7],[62,8,62,9],[62,10,62,11],[54,0,57,0],[60,0,61,1],[60,4,60,15],[61,4,61,5],[61,6,61,7],[61,8,61,9],[61,10,61,11],[61,12,61,13],[61,14,61,15],[44,12,45,12],[44,13,45,13],[44,14,45,14],[44,15,45,15],[46,0,49,0],[50,0,53,0],[43,12,43,13],[43,14,43,15],[44,4,45,4],[44,5,45,5],[44,6,45,6],[44,7,45,7],[44,8,45,8],[44,9,45,9],[44,10,45,10],[44,11,45,11],[43,0,45,0],[43,1,45,1],[43,4,43,5],[43,6,43,7],[43,8,43,9],[43,10,43,11],[35,0,38,0],[41,0,42,1],[41,4,41,15],[42,4,42,5],[42,6,42,7],[42,8,42,9],[42,10,42,11],[42,12,42,13],[42,14,42,15],[25,12,26,12],[25,13,26,13],[25,14,26,14],[25,15,26,15],[27,0,30,0],[31,0,34,0],[24,12,24,13],[24,14,24,15],[25,4,26,4],[25,5,26,5],[25,6,26,6],[25,7,26,7],[25,8,26,8],[25,9,26,9],[25,10,26,10],[25,11,26,11],[24,0,26,0],[24,1,26,1],[24,4,24,5],[24,6,24,7],[24,8,24,9],[24,10,24,11],[7,0,10,0],[11,0,14,0],[15,0,18,0],[22,4,22,15],[23,4,23,5],[23,6,23,7],[23,8,23,9],[23,10,23,11],[23,12,23,13],[23,14,23,15],[5,10,6,10],[5,11,6,11],[5,12,6,12],[5,13,6,13],[5,14,6,14],[5,15,6,15],[4,10,4,11],[4,12,4,13],[4,14,4,15],[5,2,6,2],[5,3,6,3],[5,4,6,4],[5,5,6,5],[5,6,6,6],[5,7,6,7],[5,8,6,8],[4,0,6,0],[4,1,6,1],[4,2,4,3],[4,4,4,5],[4,6,4,7],[4,8,4,9],[5,9,6,9],[2,0,2,1],[2,2,2,15],[3,2,3,3],[3,4,3,5],[3,6,3,7],[3,8,3,9],[3,10,3,11],[3,12,3,13],[3,14,3,15]]}
[]
["24APA7_60"]
["Evaporator Air \n",null,"Condenser  Entering Air Temperature ˚F"]
[80,"°F DB",75,null,85,null,95,null,100,null,105,null,115,null,125]
["CFM","EWB†\n˚F","Capacity Mbtuh",null,"Capacity Mbtuh",null,"Capacity Mbtuh",null,"Capacity Mbtuh",null,"Capacity Mbtuh",null,"Capacity Mbtuh",null,"Capacity Mbtuh"]
[null,null,"Total","Sens.","Total","Sens.","Total","Sens.","Total","Sens.","Total","Sens.","Total","Sens.","Total","Sens."]
[null,null,null,null,null,null,null,null,null,null,null,null,null,null,null,null,null,"Total Factors",null,null,null,null,null,null,"Sens. %",null,null,null,null,null,null,"IDB Adj",null,null,null,null,null,null,"Sens Calc"]
[1500,72,{"$f":"R8*$G$13","v":67.53505659739821},{"$f":"IF(AM8>C8,C8,AM8)","v":32.81550937658389},{"$f":"S8*$G$13","v":64.970434194965364},{"$f":"IF(AN8>E8,E8,AN8)","v":31.941206284845418},{"$f":"T8*$G$13","v":62.153235343808078},{"$f":"IF(AO8>G8,G8,AO8)","v":30.969758405136002},{"$f":"U8*$G$13","v":60.584347018077374},{"$f":"IF(AP8>I8,I8,AP8)","v":30.435462071295827},{"$f":"V8*$G$13","v":59.015458692346677},{"$f":"IF(AQ8>K8,K8,AQ8)","v":29.901165737455653},{"$f":"W8*$G$13","v":55.537675282986996},{"$f":"IF(AR8>M8,M8,AR8)","v":28.725713803007267},{"$f":"X8*$G$13","v":51.661598242946447},{"$f":"IF(AS8>O8,O8,AS8)","v":27.423973644196657},null,1.1745227234330122,1.1299205946950499,1.0809258320662274,1.0536408177056935,1.0263558033451596,0.96587261361716514,0.89846257813819908,0.48590333716916001,0.4916267942583733,0.49828071272272584,0.50236510863465089,0.50666666666666671,0.51722931607486444,0.53083866115080858,0.83499999999999996,0.83499999999999996,0.83499999999999996,0.83499999999999996,0.83499999999999996,0.83499999999999996,0.83499999999999996,{"$f":"Y8*C8+($A$4-80)*AF8*$A$8/1000","v":32.81550937658389},{"$f":"Z8*E8+($A$4-80)*AG8*$A$8/1000","v":31.941206284845418},{"$f":"AA8*G8+($A$4-80)*AH8*$A$8/1000","v":30.969758405136002},{"$f":"AB8*I8+($A$4-80)*AI8*$A$8/1000","v":30.435462071295827},{"$f":"AC8*K8+($A$4-80)*AJ8*$A$8/1000","v":29.901165737455653},{"$f":"AD8*M8+($A$4-80)*AK8*$A$8/1000","v":28.725713803007267},{"$f":"AE8*O8+($A$4-80)*AL8*$A$8/1000","v":27.423973644196657}]
[null,67,61.249788815678315,39.848792025680012,58.947457340767023,{"$f":"IF(AN9>E9,E9,AN9)","v":39.032775806724111},{"$f":"T9*$G$13","v":56.402263895928371},{"$f":"IF(AO9>G9,G9,AO9)","v":38.119614799797269},54.998521709748275,{"$f":"IF(AP9>I9,I9,AP9)","v":37.624176381145467},53.594779523568171,{"$f":"IF(AQ9>K9,K9,AQ9)","v":37.128737962493659},50.447288393309684,{"$f":"IF(AR9>M9,M9,AR9)","v":36.00185842203075},46.959790505152903,{"$f":"IF(AS9>O9,O9,AS9)","v":34.768119614799801},null,1.065213718533536,1.0251731711437744,0.98090893732049345,0.95649602973475256,0.93208312214901168,0.87734414597060317,0.81669200878526782,0.65059476605868372,0.66216216216216217,0.67585256631071311,0.68409432129294356,0.69276780859162579,0.71365299441555941,0.740380637153496,0.83499999999999996,0.83499999999999996,0.83499999999999996,0.83499999999999996,0.83499999999999996,0.83499999999999996,0.83499999999999996,{"$f":"Y9*C9+($A$4-80)*AF9*$A$8/1000","v":39.848792025680012},{"$f":"Z9*E9+($A$4-80)*AG9*$A$8/1000","v":39.032775806724111},{"$f":"AA9*G9+($A$4-80)*AH9*$A$8/1000","v":38.119614799797269},{"$f":"AB9*I9+($A$4-80)*AI9*$A$8/1000","v":37.624176381145467},{"$f":"AC9*K9+($A$4-80)*AJ9*$A$8/1000","v":37.128737962493659},{"$f":"AD9*M9+($A$4-80)*AK9*$A$8/1000","v":36.00185842203075},{"$f":"AE9*O9+($A$4-80)*AL9*$A$8/1000","v":34.768119614799801}]
[null,62,55.547389761784089,46.736357492819735,53.507349214394324,45.99805710424058,{"$f":"T10*$G$13","v":51.243875654671399},45.152897448893391,50.014994086838996,44.68174522723433,48.786112519006593,44.210593005575269,46.03691501942896,43.122571380300734,43.04485554992398,43.04485554992398,null,0.96604156107450589,0.93056259503294481,0.89119783747254611,0.86982598411893908,0.84845413076533205,0.80064200033789501,0.74860618347693875,0.84137810423224901,0.8596586782861293,0.88113744075829381,0.89336700009711567,0.90621266427718039,0.93669550538088209,1,0.83499999999999996,0.83499999999999996,0.83499999999999996,0.83499999999999996,0.83499999999999996,0.83499999999999996,0.83499999999999996,46.736357492819735,{"$f":"Z10*E10+($A$4-80)*AG10*$A$8/1000","v":45.99805710424058},{"$f":"AA10*G10+($A$4-80)*AH10*$A$8/1000","v":45.152897448893391},44.68174522723433,44.210593005575269,43.122571380300734,43.04485554992398]
[null,57,52.720476431829709,52.720476431829709,51.234161175874306,51.234161175874306,{"$f":"T11*$G$13","v":49.495269471194469},49.495269471194469,48.572393985470526,48.572393985470526,47.649518499746577,47.649518499746577,45.473475249197506,45.473475249197506,42.986568677141413,42.986568677141413,null,0.91687785098834274,0.89102889001520535,0.86078729515120811,0.84473728670383519,0.82868727825646227,0.79084304781213055,0.74759249873289413,1,1,1,1,1,1,1,0.83499999999999996,0.83499999999999996,0.83499999999999996,0.83499999999999996,0.83499999999999996,0.83499999999999996,0.83499999999999996,52.720476431829709,{"$f":"Z11*E11+($A$4-80)*AG11*$A$8/1000","v":51.234161175874306},{"$f":"AA11*G11+($A$4-80)*AH11*$A$8/1000","v":49.495269471194469},{"$f":"AB11*I11+($A$4-80)*AI11*$A$8/1000","v":48.572393985470526},47.649518499746577,45.473475249197506,42.986568677141413]
[1710,72,69.01165737455652,34.311539111336373,66.301317790167261,33.417807062003718,{"$f":"T12*$G$13","v":63.309258320662281},32.426930224700122,61.667511403953377,31.887776651461401,60.025764487244473,31.34862307822268,56.353691501942897,30.134313228585913,52.351326237540128,28.842287548572401,null,1.2002027369488091,1.153066396350735,1.1010305794897788,1.0724784591991892,1.0439263389085995,0.98006420003378947,0.91045784760939352,0.49718468468468463,0.50402930402930401,0.51219886450820928,0.51709199747952117,0.52225279171386962,0.53473539044992247,0.55093709408053448,0.83499999999999996,0.83499999999999996,0.83499999999999996,0.83499999999999996,0.83499999999999996,0.83499999999999996,0.83499999999999996,{"$f":"Y12*C12+($A$4-80)*AF12*$A$12/1000","v":34.311539111336373},{"$f":"Z12*E12+($A$4-80)*AG12*$A$12/1000","v":33.417807062003718},{"$f":"AA12*G12+($A$4-80)*AH12*$A$12/1000","v":32.426930224700122},{"$f":"AB12*I12+($A$4-80)*AI12*$A$12/1000","v":31.887776651461401},{"$f":"AC12*K12+($A$4-80)*AJ12*$A$12/1000","v":31.34862307822268},{"$f":"AD12*M12+($A$4-80)*AK12*$A$12/1000","v":30.134313228585913},{"$f":"AE12*O12+($A$4-80)*AL12*$A$12/1000","v":28.842287548572401}]
[null,67,62.629244804865692,42.267697246156445,60.200625105592167,41.44196654840345,57.5,40.519091062679507,56.013684744044603,40.013938165230613,54.527369488089207,39.508785267781725,51.243875654671399,38.381905727318802,47.591231626964017,37.128737962493666,null,1.0892042574759251,1.0469673931407333,1,0.97415103902686262,0.94830207805372535,0.89119783747254611,0.82767359351241765,0.67488754459438494,0.68839761174761982,0.70467984456833932,0.71436004162330902,0.724567967218956,0.74900473933649281,0.78015921616656458,0.83499999999999996,0.83499999999999996,0.83499999999999996,0.83499999999999996,0.83499999999999996,0.83499999999999996,0.83499999999999996,{"$f":"Y13*C13+($A$4-80)*AF13*$A$12/1000","v":42.267697246156445},{"$f":"Z13*E13+($A$4-80)*AG13*$A$12/1000","v":41.44196654840345},{"$f":"AA13*G13+($A$4-80)*AH13*$A$12/1000","v":40.519091062679507},{"$f":"AB13*I13+($A$4-80)*AI13*$A$12/1000","v":40.013938165230613},{"$f":"AC13*K13+($A$4-80)*AJ13*$A$12/1000","v":39.508785267781725},{"$f":"AD13*M13+($A$4-80)*AK13*$A$12/1000","v":38.381905727318802},{"$f":"AE13*O13+($A$4-80)*AL13*$A$12/1000","v":37.128737962493666}]
[null,62,56.955989187362739,50.097567156614303,54.809089373204934,49.320408852846768,{"$f":"T14*$G$13","v":52.467899983105255},48.446105761108292,51.195303260685925,47.931238384862311,49.922706538266596,47.416371008616316,47.30951174184829,47.30951174184829,44.618601115053224,44.618601115053224,null,0.99053894238891715,0.95320155431660758,0.91248521709748265,0.89035310018584224,0.86822098327420172,0.82277411724953542,0.775975671566143,0.87958383080334301,0.89985820630981928,0.92334752823551192,0.93624288425047442,0.94979568009340343,1,1,0.83499999999999996,0.83499999999999996,0.83499999999999996,0.83499999999999996,0.83499999999999996,0.83499999999999996,0.83499999999999996,50.097567156614303,{"$f":"Z14*E14+($A$4-80)*AG14*$A$12/1000","v":49.320408852846768},{"$f":"AA14*G14+($A$4-80)*AH14*$A$12/1000","v":48.446105761108292},47.931238384862311,47.416371008616316,47.30951174184829,44.618601115053224]
[null,57,55.139381652306128,55.139381652306128,53.507349214394324,53.507349214394324,51.651883764149353,51.651883764149353,50.607577293461731,50.607577293461731,49.563270822774122,49.563270822774122,47.24151039026863,47.24151039026863,44.56031424227065,44.56031424227065,null,0.95894576786619357,0.93056259503294481,0.89829363068085832,0.88013177901672579,0.86196992735259348,0.82159148504815005,0.77496198682209827,1,1,1,1,1,1,1,0.83499999999999996,0.83499999999999996,0.83499999999999996,0.83499999999999996,0.83499999999999996,0.83499999999999996,0.83499999999999996,55.139381652306128,{"$f":"Z15*E15+($A$4-80)*AG15*$A$12/1000","v":53.507349214394324},{"$f":"AA15*G15+($A$4-80)*AH15*$A$12/1000","v":51.651883764149353},50.607577293461731,49.563270822774122,47.24151039026863,44.56031424227065]
[2000,72,70.49797263051191,36.225291434363911,67.62248690657205,35.321844906234162,64.455566818719376,34.31153911133638,62.726389592836625,33.762671059300558,60.997212366953882,33.213803007264744,57.159993242101713,31.999493157627981,52.934194965365776,30.658895083628995,null,1.2260516979219462,1.1760432505490792,1.1209663794559892,1.0908937320493326,1.0608210846426762,0.99408683899307326,0.9205946950498396,0.51384869780901199,0.52233874443327111,0.53232856066315004,0.53825305869598883,0.54451345755693581,0.55982324949014273,0.57918884198935583,0.83499999999999996,0.83499999999999996,0.83499999999999996,0.83499999999999996,0.83499999999999996,0.83499999999999996,0.83499999999999996,{"$f":"Y16*C16+($A$4-80)*AF16*$A$16/1000","v":36.225291434363911},{"$f":"Z16*E16+($A$4-80)*AG16*$A$16/1000","v":35.321844906234162},{"$f":"AA16*G16+($A$4-80)*AH16*$A$16/1000","v":34.31153911133638},{"$f":"AB16*I16+($A$4-80)*AI16*$A$16/1000","v":33.762671059300558},{"$f":"AC16*K16+($A$4-80)*AJ16*$A$16/1000","v":33.213803007264744},{"$f":"AD16*M16+($A$4-80)*AK16*$A$16/1000","v":31.999493157627981},{"$f":"AE16*O16+($A$4-80)*AL16*$A$16/1000","v":30.658895083628995}]
[null,67,64.028129751647242,45.415188376414939,61.414934955228929,44.570028721067757,58.588021625274543,43.647153235343808,57.023990538942392,43.142000337894913,55.459959452610242,42.636847440446026,52.021033958438927,41.500253421186017,48.242101706369318,40.22765669876668,null,1.1135326913329955,1.0680858253083292,1.0189221152221659,0.99172157459030252,0.96452103395843902,0.90471363405980743,0.83899307315424898,0.70930056137156727,0.72571970895286309,0.74498424805173269,0.75655877342419076,0.76878612716763006,0.79775910364145664,0.83387031816351187,0.83499999999999996,0.83499999999999996,0.83499999999999996,0.83499999999999996,0.83499999999999996,0.83499999999999996,0.83499999999999996,{"$f":"Y17*C17+($A$4-80)*AF17*$A$16/1000","v":45.415188376414939},{"$f":"Z17*E17+($A$4-80)*AG17*$A$16/1000","v":44.570028721067757},{"$f":"AA17*G17+($A$4-80)*AH17*$A$16/1000","v":43.647153235343808},{"$f":"AB17*I17+($A$4-80)*AI17*$A$16/1000","v":43.142000337894913},{"$f":"AC17*K17+($A$4-80)*AJ17*$A$16/1000","v":42.636847440446026},{"$f":"AD17*M17+($A$4-80)*AK17*$A$16/1000","v":41.500253421186017},{"$f":"AE17*O17+($A$4-80)*AL17*$A$16/1000","v":40.22765669876668}]
[null,62,58.578307146477449,54.391366784929893,56.353691501942897,53.507349214394324,54.099932421017066,54.099932421017066,52.963338401757049,52.963338401757049,51.826744382497047,51.826744382497047,49.242693022470014,49.242693022470014,46.318634904544695,46.318634904544695,null,1.0187531677648252,0.98006420003378947,0.94086838993073152,0.92110153742186174,0.90133468491299207,0.85639466126034802,0.80554147660077724,0.92852404643449427,0.94949146698845022,1,1,1,1,1,0.83499999999999996,0.83499999999999996,0.83499999999999996,0.83499999999999996,0.83499999999999996,0.83499999999999996,0.83499999999999996,54.391366784929893,{"$f":"Z18*E18+($A$4-80)*AG18*$A$16/1000","v":53.507349214394324},{"$f":"AA18*G18+($A$4-80)*AH18*$A$16/1000","v":54.099932421017066},52.963338401757049,51.826744382497047,49.242693022470014,46.318634904544695]
[null,57,57.888579151883768,57.888579151883768,56.071971616827163,56.071971616827163,54.031931069437405,54.031931069437405,52.895337050177396,52.895337050177396,51.758743030917387,51.758743030917387,49.174691670890354,49.174691670890354,46.270062510559221,46.270062510559221,null,1.0067578982936307,0.97516472377090724,0.93968575772934615,0.91991890522047648,0.9001520527116067,0.85521202905896265,0.80469673931407337,1,1,1,1,1,1,1,0.83499999999999996,0.83499999999999996,0.83499999999999996,0.83499999999999996,0.83499999999999996,0.83499999999999996,0.83499999999999996,57.888579151883768,{"$f":"Z19*E19+($A$4-80)*AG19*$A$16/1000","v":56.071971616827163},{"$f":"AA19*G19+($A$4-80)*AH19*$A$16/1000","v":54.031931069437405},52.895337050177396,51.758743030917387,49.174691670890354,46.270062510559221]

{"sheet":"24ANA1_24","index":62,"n_rows":19,"n_cols":45,"rows_kept":19,"cut":false,"hidden":true,"merged":[[130,0,133,0],[120,12,121,12],[120,13,121,13],[120,14,121,14],[120,15,121,15],[122,0,125,0],[126,0,129,0],[119,12,119,13],[119,14,119,15],[120,4,121,4],[120,5,121,5],[120,6,121,6],[120,7,121,7],[120,8,121,8],[120,9,121,9],[120,10,121,10],[120,11,121,11],[119,0,121,0],[119,1,121,1],[119,4,119,5],[119,6,119,7],[119,8,119,9],[119,10,119,11],[111,0,114,0],[117,0,118,1],[117,4,117,15],[118,4,118,5],[118,6,118,7],[118,8,118,9],[118,10,118,11],[118,12,118,13],[118,14,118,15],[101,12,102,12],[101,13,102,13],[101,14,102,14],[101,15,102,15],[103,0,106,0],[107,0,110,0],[100,12,100,13],[100,14,100,15],[101,4,102,4],[101,5,102,5],[101,6,102,6],[101,7,102,7],[101,8,102,8],[101,9,102,9],[101,10,102,10],[101,11,102,11],[100,0,102,0],[100,1,102,1],[100,4,100,5],[100,6,100,7],[100,8,100,9],[100,10,100,11],[92,0,95,0],[98,0,99,1],[98,4,98,15],[99,4,99,5],[99,6,99,7],[99,8,99,9],[99,10,99,11],[99,12,99,13],[99,14,99,15],[82,12,83,12],[82,13,83,13],[82,14,83,14],[82,15,83,15],[84,0,87,0],[88,0,91,0],[81,12,81,13],[81,14,81,15],[82,4,83,4],[82,5,83,5],[82,6,83,6],[82,7,83,7],[82,8,83,8],[82,9,83,9],[82,10,83,10],[82,11,83,11],[81,0,83,0],[81,1,83,1],[81,4,81,5],[81,6,81,7],[81,8,81,9],[81,10,81,11],[73,0,76,0],[79,0,80,1],[79,4,79,15],[80,4,80,5],[80,6,80,7],[80,8,80,9],[80,10,80,11],[80,12,80,13],[80,14,80,15],[63,12,64,12],[63,13,64,13],[63,14,64,14],[63,15,64,15],[65,0,68,0],[69,0,72,0],[62,12,62,13],[62,14,62,15],[63,4,64,4],[63,5,64,5],[63,6,64,6],[63,7,64,7],[63,8,64,8],[63,9,64,9],[63,10,64,10],[63,11,64,11],[62,0,64,0],[62,1,64,1],[62,4,62,5],[62,6,62,7],[62,8,62,9],[62,10,62,11],[54,0,57,0],[60,0,61,1],[60,4,60,15],[61,4,61,5],[61,6,61,7],[61,8,61,9],[61,10,61,11],[61,12,61,13],[61,14,61,15],[44,12,45,12],[44,13,45,13],[44,14,45,14],[44,15,45,15],[46,0,49,0],[50,0,53,0],[43,12,43,13],[43,14,43,15],[44,4,45,4],[44,5,45,5],[44,6,45,6],[44,7,45,7],[44,8,45,8],[44,9,45,9],[44,10,45,10],[44,11,45,11],[43,0,45,0],[43,1,45,1],[43,4,43,5],[43,6,43,7],[43,8,43,9],[43,10,43,11],[35,0,38,0],[41,0,42,1],[41,4,41,15],[42,4,42,5],[42,6,42,7],[42,8,42,9],[42,10,42,11],[42,12,42,13],[42,14,42,15],[25,12,26,12],[25,13,26,13],[25,14,26,14],[25,15,26,15],[27,0,30,0],[31,0,34,0],[24,12,24,13],[24,14,24,15],[25,4,26,4],[25,5,26,5],[25,6,26,6],[25,7,26,7],[25,8,26,8],[25,9,26,9],[25,10,26,10],[25,11,26,11],[24,0,26,0],[24,1,26,1],[24,4,24,5],[24,6,24,7],[24,8,24,9],[24,10,24,11],[7,0,10,0],[11,0,14,0],[15,0,18,0],[22,4,22,15],[23,4,23,5],[23,6,23,7],[23,8,23,9],[23,10,23,11],[23,12,23,13],[23,14,23,15],[5,10,6,10],[5,11,6,11],[5,12,6,12],[5,13,6,13],[5,14,6,14],[5,15,6,15],[4,10,4,11],[4,12,4,13],[4,14,4,15],[5,2,6,2],[5,3,6,3],[5,4,6,4],[5,5,6,5],[5,6,6,6],[5,7,6,7],[5,8,6,8],[4,0,6,0],[4,1,6,1],[4,2,4,3],[4,4,4,5],[4,6,4,7],[4,8,4,9],[5,9,6,9],[2,0,2,1],[2,2,2,15],[3,2,3,3],[3,4,3,5],[3,6,3,7],[3,8,3,9],[3,10,3,11],[3,12,3,13],[3,14,3,15]]}
[]
["24ANA1_24"]
["Evaporator Air \n",null,"Condenser  Entering Air Temperature ˚F"]
[80,"°F DB",75,null,85,null,95,null,100,null,105,null,115,null,125]
["CFM","EWB†\n˚F","Capacity Mbtuh",null,"Capacity Mbtuh",null,"Capacity Mbtuh",null,"Capacity Mbtuh",null,"Capacity Mbtuh",null,"Capacity Mbtuh",null,"Capacity Mbtuh"]
[null,null,"Total","Sens.","Total","Sens.","Total","Sens.","Total","Sens.","Total","Sens.","Total","Sens.","Total","Sens."]
[null,null,null,null,null,null,null,null,null,null,null,null,null,null,null,null,null,"Total Factors",null,null,null,null,null,null,"Sens. %",null,null,null,null,null,null,"IDB Adj",null,null,null,null,null,null,"Sens Calc"]
[700,72,{"$f":"R8*$G$13","v":27.269303917839483},{"$f":"IF(AM8>C8,C8,AM8)","v":14.05895777862305},{"$f":"S8*$G$13","v":26.219475085583873},{"$f":"IF(AN8>E8,E8,AN8)","v":13.674020540129328},{"$f":"T8*$G$13","v":25.099657664511223},{"$f":"IF(AO8>G8,G8,AO8)","v":13.271586154431343},{"$f":"U8*$G$13","v":24.48725751236212},{"$f":"IF(AP8>I8,I8,AP8)","v":13.052871814378092},{"$f":"V8*$G$13","v":23.87485736021301},{"$f":"IF(AQ8>K8,K8,AQ8)","v":12.834157474324838},{"$f":"W8*$G$13","v":22.536325599087107},{"$f":"IF(AR8>M8,M8,AR8)","v":12.361734499809815},{"$f":"X8*$G$13","v":21.04031951312286},{"$f":"IF(AS8>O8,O8,AS8)","v":11.836820083682008},null,1.1856219094712819,1.1399771776340815,1.0912894636744011,1.0646633701027008,1.0380372765310004,0.9798402434385699,0.91479650057055917,0.51555983317292264,0.52152152152152154,0.52875566399442309,0.53304751697034647,0.53755954562110664,0.5485248447204969,0.56257796257796255,0.83499999999999996,0.83499999999999996,0.83499999999999996,0.83499999999999996,0.83499999999999996,0.83499999999999996,0.83499999999999996,{"$f":"Y8*C8+($A$4-80)*AF8*$A$8/1000","v":14.05895777862305},{"$f":"Z8*E8+($A$4-80)*AG8*$A$8/1000","v":13.674020540129328},{"$f":"AA8*G8+($A$4-80)*AH8*$A$8/1000","v":13.271586154431343},{"$f":"AB8*I8+($A$4-80)*AI8*$A$8/1000","v":13.052871814378092},{"$f":"AC8*K8+($A$4-80)*AJ8*$A$8/1000","v":12.834157474324838},{"$f":"AD8*M8+($A$4-80)*AK8*$A$8/1000","v":12.361734499809815},{"$f":"AE8*O8+($A$4-80)*AL8*$A$8/1000","v":11.836820083682008}]
[null,67,24.688474705211103,17.024724229745146,23.7261316089768,{"$f":"IF(AN9>E9,E9,AN9)","v":16.657284138455687},{"$f":"T9*$G$13","v":22.693799923925447},{"$f":"IF(AO9>G9,G9,AO9)","v":16.272346899961963},22.138265500190187,{"$f":"IF(AP9>I9,I9,AP9)","v":16.06238113351084},21.582731076454927,{"$f":"IF(AQ9>K9,K9,AQ9)","v":15.852415367059718},20.349182198554587,{"$f":"IF(AR9>M9,M9,AR9)","v":15.388740966146825},18.9581589958159,{"$f":"IF(AS9>O9,O9,AS9)","v":14.88132369722328},null,1.0734119437048306,1.0315709395207304,0.9866869532141499,0.96253328261696469,0.93837961201977949,0.88474705211106897,0.82426778242677834,0.68958185683912121,0.70206489675516215,0.71703932151117966,0.72554831061055125,0.73449533846777459,0.7562338779019776,0.78495616059067841,0.83499999999999996,0.83499999999999996,0.83499999999999996,0.83499999999999996,0.83499999999999996,0.83499999999999996,0.83499999999999996,{"$f":"Y9*C9+($A$4-80)*AF9*$A$8/1000","v":17.024724229745146},{"$f":"Z9*E9+($A$4-80)*AG9*$A$8/1000","v":16.657284138455687},{"$f":"AA9*G9+($A$4-80)*AH9*$A$8/1000","v":16.272346899961963},{"$f":"AB9*I9+($A$4-80)*AI9*$A$8/1000","v":16.06238113351084},{"$f":"AC9*K9+($A$4-80)*AJ9*$A$8/1000","v":15.852415367059718},{"$f":"AD9*M9+($A$4-80)*AK9*$A$8/1000","v":15.388740966146825},{"$f":"AE9*O9+($A$4-80)*AL9*$A$8/1000","v":14.88132369722328}]
[null,62,22.361354127044503,19.96424496006086,21.486496766831497,19.623050589577787,{"$f":"T10*$G$13","v":20.541650817801447},19.246861924686193,20.029859262076837,19.045644731837204,19.518067706352223,18.844427538988207,18.406998858881703,18.380753138075317,17.409661468238873,17.409661468238873,null,0.97223278813236969,0.93419551160136938,0.89311525294788896,0.87086344617725375,0.84861163940661843,0.80030429821224802,0.7569418029669075,0.89280125195618154,0.91327361563517917,0.93696763202725719,0.95086263376283031,0.96548632900044828,0.99857414448669213,1,0.83499999999999996,0.83499999999999996,0.83499999999999996,0.83499999999999996,0.83499999999999996,0.83499999999999996,0.83499999999999996,19.96424496006086,{"$f":"Z10*E10+($A$4-80)*AG10*$A$8/1000","v":19.623050589577787},{"$f":"AA10*G10+($A$4-80)*AH10*$A$8/1000","v":19.246861924686193},19.045644731837204,18.844427538988207,18.380753138075317,17.409661468238873]
[null,57,21.355268162799543,21.355268162799543,20.71662228984405,20.71662228984405,{"$f":"T11*$G$13","v":20.02548497527577},20.02548497527577,19.64054773678205,19.64054773678205,19.255610498288323,19.255610498288323,18.389501711677443,18.389501711677443,17.400912894636743,17.400912894636743,null,0.92848992012171927,0.90072270825408907,0.87067325979459875,0.85393685812095865,0.83720045644731844,0.79954355268162802,0.75656143020159761,1,1,1,1,1,1,1,0.83499999999999996,0.83499999999999996,0.83499999999999996,0.83499999999999996,0.83499999999999996,0.83499999999999996,0.83499999999999996,21.355268162799543,{"$f":"Z11*E11+($A$4-80)*AG11*$A$8/1000","v":20.71662228984405},{"$f":"AA11*G11+($A$4-80)*AH11*$A$8/1000","v":20.02548497527577},{"$f":"AB11*I11+($A$4-80)*AI11*$A$8/1000","v":19.64054773678205},19.255610498288323,18.389501711677443,17.400912894636743]
[750,72,27.671738303537467,14.461392164321037,26.58691517687334,14.076454925827314,{"$f":"T12*$G$13","v":25.432103461392163},13.665271966527195,24.806580448839863,13.446557626473943,24.181057436287563,13.227843286420693,22.798782807151007,12.746671738303537,21.259033853176113,12.221757322175733,null,1.2031190566755421,1.1559528337771017,1.105743628756181,1.0785469760365158,1.0513503233168506,0.99125142639786989,0.92430581970330927,0.52260512171988627,0.52945047713063509,0.53732370141038865,0.54205607476635509,0.54703328509406657,0.55909439754412893,0.57489711934156384,0.83499999999999996,0.83499999999999996,0.83499999999999996,0.83499999999999996,0.83499999999999996,0.83499999999999996,0.83499999999999996,{"$f":"Y12*C12+($A$4-80)*AF12*$A$12/1000","v":14.461392164321037},{"$f":"Z12*E12+($A$4-80)*AG12*$A$12/1000","v":14.076454925827314},{"$f":"AA12*G12+($A$4-80)*AH12*$A$12/1000","v":13.665271966527195},{"$f":"AB12*I12+($A$4-80)*AI12*$A$12/1000","v":13.446557626473943},{"$f":"AC12*K12+($A$4-80)*AJ12*$A$12/1000","v":13.227843286420693},{"$f":"AD12*M12+($A$4-80)*AK12*$A$12/1000","v":12.746671738303537},{"$f":"AE12*O12+($A$4-80)*AL12*$A$12/1000","v":12.221757322175733}]
[null,67,25.055914796500574,17.64587295549639,24.067325979459874,17.26968429060479,23,16.875998478508937,22.426968429060476,16.666032712057813,21.85393685812096,16.456066945606693,20.5853936858121,15.992392544693802,19.16812476226702,15.484975275770251,null,1.0893875998478511,1.0464054773678206,1,0.97508558387219468,0.95017116774438959,0.89501711677443907,0.83339672879421833,0.70425977653631289,0.71755725190839681,0.73373906428299729,0.74312463428905784,0.75300240192153711,0.77688057798555032,0.80785029666818797,0.83499999999999996,0.83499999999999996,0.83499999999999996,0.83499999999999996,0.83499999999999996,0.83499999999999996,0.83499999999999996,{"$f":"Y13*C13+($A$4-80)*AF13*$A$12/1000","v":17.64587295549639},{"$f":"Z13*E13+($A$4-80)*AG13*$A$12/1000","v":17.26968429060479},{"$f":"AA13*G13+($A$4-80)*AH13*$A$12/1000","v":16.875998478508937},{"$f":"AB13*I13+($A$4-80)*AI13*$A$12/1000","v":16.666032712057813},{"$f":"AC13*K13+($A$4-80)*AJ13*$A$12/1000","v":16.456066945606693},{"$f":"AD13*M13+($A$4-80)*AK13*$A$12/1000","v":15.992392544693802},{"$f":"AE13*O13+($A$4-80)*AL13*$A$12/1000","v":15.484975275770251}]
[null,62,22.702548497527577,20.795359452263217,21.80144541650818,20.445416508178013,{"$f":"T14*$G$13","v":20.83035374667174},20.069227843286424,20.309813617345,19.859262076835304,19.78927348801826,19.649296310384177,18.83567896538608,18.83567896538608,17.812095853936857,17.812095853936857,null,0.9870673259794599,0.94788893115252959,0.90566755420311906,0.88303537466717386,0.86040319513122865,0.81894256371243823,0.77443895017116771,0.91599229287090556,0.93780096308186189,0.96346073078538441,0.97781606719793246,0.99292661361626877,1,1,0.83499999999999996,0.83499999999999996,0.83499999999999996,0.83499999999999996,0.83499999999999996,0.83499999999999996,0.83499999999999996,20.795359452263217,{"$f":"Z14*E14+($A$4-80)*AG14*$A$12/1000","v":20.445416508178013},{"$f":"AA14*G14+($A$4-80)*AH14*$A$12/1000","v":20.069227843286424},19.859262076835304,19.649296310384177,18.83567896538608,17.812095853936857]
[null,57,21.923925446937996,21.923925446937996,21.259033853176113,21.259033853176113,20.532902244199317,20.532902244199317,20.134842145302397,20.134842145302397,19.736782046405477,19.736782046405477,18.83567896538608,18.83567896538608,17.812095853936857,17.812095853936857,null,0.95321414986686948,0.92430581970330927,0.89273488018257896,0.87542791936097375,0.85812095853936854,0.81894256371243823,0.77443895017116771,1,1,1,1,1,1,1,0.83499999999999996,0.83499999999999996,0.83499999999999996,0.83499999999999996,0.83499999999999996,0.83499999999999996,0.83499999999999996,21.923925446937996,{"$f":"Z15*E15+($A$4-80)*AG15*$A$12/1000","v":21.259033853176113},{"$f":"AA15*G15+($A$4-80)*AH15*$A$12/1000","v":20.532902244199317},20.134842145302397,19.736782046405477,18.83567896538608,17.812095853936857]
[800,72,28.030429821224804,14.855077976416892,26.910612400152154,14.470140737923165,25.72080639026246,14.050209205020922,25.077786230505893,13.831494864967668,24.434766070749333,13.612780524914417,23.02624572080639,13.13160897679726,21.460251046025107,12.606694560669458,null,1.2187143400532523,1.1700266260935719,1.1182959300114113,1.0903385317611258,1.0623811335108406,1.00114111829593,0.93305439330543938,0.52996254681647947,0.53771131339401812,0.54625850340136051,0.55154369440083728,0.55710705334765487,0.57028875379939203,0.58744394618834084,0.83499999999999996,0.83499999999999996,0.83499999999999996,0.83499999999999996,0.83499999999999996,0.83499999999999996,0.83499999999999996,{"$f":"Y16*C16+($A$4-80)*AF16*$A$16/1000","v":14.855077976416892},{"$f":"Z16*E16+($A$4-80)*AG16*$A$16/1000","v":14.470140737923165},{"$f":"AA16*G16+($A$4-80)*AH16*$A$16/1000","v":14.050209205020922},{"$f":"AB16*I16+($A$4-80)*AI16*$A$16/1000","v":13.831494864967668},{"$f":"AC16*K16+($A$4-80)*AJ16*$A$16/1000","v":13.612780524914417},{"$f":"AD16*M16+($A$4-80)*AK16*$A$16/1000","v":13.13160897679726},{"$f":"AE16*O16+($A$4-80)*AL16*$A$16/1000","v":12.606694560669458}]
[null,67,25.379612019779383,18.249524534043363,24.364777481932293,17.873335869151767,23.271205781666033,17.479650057055917,22.680677063522253,17.265310003803727,22.09014834537847,17.050969950551536,20.79535945226322,16.587295549638647,19.343096234309623,16.071129707112974,null,1.103461392164321,1.0593381513883606,1.0117915557246102,0.9861163940661849,0.96044123240775958,0.90414606314187906,0.84100418410041844,0.71906239227852464,0.73357271095152599,0.7511278195488722,0.76123432979749273,0.77188118811881179,0.79764408918805219,0.83084577114427871,0.83499999999999996,0.83499999999999996,0.83499999999999996,0.83499999999999996,0.83499999999999996,0.83499999999999996,0.83499999999999996,{"$f":"Y17*C17+($A$4-80)*AF17*$A$16/1000","v":18.249524534043363},{"$f":"Z17*E17+($A$4-80)*AG17*$A$16/1000","v":17.873335869151767},{"$f":"AA17*G17+($A$4-80)*AH17*$A$16/1000","v":17.479650057055917},{"$f":"AB17*I17+($A$4-80)*AI17*$A$16/1000","v":17.265310003803727},{"$f":"AC17*K17+($A$4-80)*AJ17*$A$16/1000","v":17.050969950551536},{"$f":"AD17*M17+($A$4-80)*AK17*$A$16/1000","v":16.587295549638647},{"$f":"AE17*O17+($A$4-80)*AL17*$A$16/1000","v":16.071129707112974}]
[null,62,23.00874857360213,21.608976797261313,22.08139977177634,21.259033853176113,21.101559528337773,20.86534804108026,20.637885127424877,20.51977938379612,20.17421072651198,20.17421072651198,19.246861924686193,19.246861924686193,18.179535945226323,18.179535945226323,null,1.00038037276531,0.96006085964244958,0.91745910992772928,0.89729935336629896,0.87713959680486875,0.83682008368200844,0.79041460631418792,0.93916349809885924,0.962757527733756,0.98880597014925375,0.9942772361169987,1,1,1,0.83499999999999996,0.83499999999999996,0.83499999999999996,0.83499999999999996,0.83499999999999996,0.83499999999999996,0.83499999999999996,21.608976797261313,{"$f":"Z18*E18+($A$4-80)*AG18*$A$16/1000","v":21.259033853176113},{"$f":"AA18*G18+($A$4-80)*AH18*$A$16/1000","v":20.86534804108026},20.51977938379612,20.17421072651198,19.246861924686193,18.179535945226323]
[null,57,22.457588436667937,22.457588436667937,21.766451122099657,21.766451122099657,21.00532521871434,21.00532521871434,20.58976797261316,20.58976797261316,20.17421072651198,20.17421072651198,19.246861924686193,19.246861924686193,18.179535945226323,18.179535945226323,null,0.9764168885507799,0.94636744009128948,0.91327500950931917,0.89520730315709396,0.87713959680486875,0.83682008368200844,0.79041460631418792,1,1,1,1,1,1,1,0.83499999999999996,0.83499999999999996,0.83499999999999996,0.83499999999999996,0.83499999999999996,0.83499999999999996,0.83499999999999996,22.457588436667937,{"$f":"Z19*E19+($A$4-80)*AG19*$A$16/1000","v":21.766451122099657},{"$f":"AA19*G19+($A$4-80)*AH19*$A$16/1000","v":21.00532521871434},20.58976797261316,20.17421072651198,19.246861924686193,18.179535945226323]

{"sheet":"24ANA1_36","index":63,"n_rows":19,"n_cols":45,"rows_kept":19,"cut":false,"hidden":true,"merged":[[130,0,133,0],[120,12,121,12],[120,13,121,13],[120,14,121,14],[120,15,121,15],[122,0,125,0],[126,0,129,0],[119,12,119,13],[119,14,119,15],[120,4,121,4],[120,5,121,5],[120,6,121,6],[120,7,121,7],[120,8,121,8],[120,9,121,9],[120,10,121,10],[120,11,121,11],[119,0,121,0],[119,1,121,1],[119,4,119,5],[119,6,119,7],[119,8,119,9],[119,10,119,11],[111,0,114,0],[117,0,118,1],[117,4,117,15],[118,4,118,5],[118,6,118,7],[118,8,118,9],[118,10,118,11],[118,12,118,13],[118,14,118,15],[101,12,102,12],[101,13,102,13],[101,14,102,14],[101,15,102,15],[103,0,106,0],[107,0,110,0],[100,12,100,13],[100,14,100,15],[101,4,102,4],[101,5,102,5],[101,6,102,6],[101,7,102,7],[101,8,102,8],[101,9,102,9],[101,10,102,10],[101,11,102,11],[100,0,102,0],[100,1,102,1],[100,4,100,5],[100,6,100,7],[100,8,100,9],[100,10,100,11],[92,0,95,0],[98,0,99,1],[98,4,98,15],[99,4,99,5],[99,6,99,7],[99,8,99,9],[99,10,99,11],[99,12,99,13],[99,14,99,15],[82,12,83,12],[82,13,83,13],[82,14,83,14],[82,15,83,15],[84,0,87,0],[88,0,91,0],[81,12,81,13],[81,14,81,15],[82,4,83,4],[82,5,83,5],[82,6,83,6],[82,7,83,7],[82,8,83,8],[82,9,83,9],[82,10,83,10],[82,11,83,11],[81,0,83,0],[81,1,83,1],[81,4,81,5],[81,6,81,7],[81,8,81,9],[81,10,81,11],[73,0,76,0],[79,0,80,1],[79,4,79,15],[80,4,80,5],[80,6,80,7],[80,8,80,9],[80,10,80,11],[80,12,80,13],[80,14,80,15],[63,12,64,12],[63,13,64,13],[63,14,64,14],[63,15,64,15],[65,0,68,0],[69,0,72,0],[62,12,62,13],[62,14,62,15],[63,4,64,4],[63,5,64,5],[63,6,64,6],[63,7,64,7],[63,8,64,8],[63,9,64,9],[63,10,64,10],[63,11,64,11],[62,0,64,0],[62,1,64,1],[62,4,62,5],[62,6,62,7],[62,8,62,9],[62,10,62,11],[54,0,57,0],[60,0,61,1],[60,4,60,15],[61,4,61,5],[61,6,61,7],[61,8,61,9],[61,10,61,11],[61,12,61,13],[61,14,61,15],[44,12,45,12],[44,13,45,13],[44,14,45,14],[44,15,45,15],[46,0,49,0],[50,0,53,0],[43,12,43,13],[43,14,43,15],[44,4,45,4],[44,5,45,5],[44,6,45,6],[44,7,45,7],[44,8,45,8],[44,9,45,9],[44,10,45,10],[44,11,45,11],[43,0,45,0],[43,1,45,1],[43,4,43,5],[43,6,43,7],[43,8,43,9],[43,10,43,11],[35,0,38,0],[41,0,42,1],[41,4,41,15],[42,4,42,5],[42,6,42,7],[42,8,42,9],[42,10,42,11],[42,12,42,13],[42,14,42,15],[25,12,26,12],[25,13,26,13],[25,14,26,14],[25,15,26,15],[27,0,30,0],[31,0,34,0],[24,12,24,13],[24,14,24,15],[25,4,26,4],[25,5,26,5],[25,6,26,6],[25,7,26,7],[25,8,26,8],[25,9,26,9],[25,10,26,10],[25,11,26,11],[24,0,26,0],[24,1,26,1],[24,4,24,5],[24,6,24,7],[24,8,24,9],[24,10,24,11],[7,0,10,0],[11,0,14,0],[15,0,18,0],[22,4,22,15],[23,4,23,5],[23,6,23,7],[23,8,23,9],[23,10,23,11],[23,12,23,13],[23,14,23,15],[5,10,6,10],[5,11,6,11],[5,12,6,12],[5,13,6,13],[5,14,6,14],[5,15,6,15],[4,10,4,11],[4,12,4,13],[4,14,4,15],[5,2,6,2],[5,3,6,3],[5,4,6,4],[5,5,6,5],[5,6,6,6],[5,7,6,7],[5,8,6,8],[4,0,6,0],[4,1,6,1],[4,2,4,3],[4,4,4,5],[4,6,4,7],[4,8,4,9],[5,9,6,9],[2,0,2,1],[2,2,2,15],[3,2,3,3],[3,4,3,5],[3,6,3,7],[3,8,3,9],[3,10,3,11],[3,12,3,13],[3,14,3,15]]}
[]
["24ANA1_36"]
["Evaporator Air \n",null,"Condenser  Entering Air Temperature ˚F"]
[80,"°F DB",75,null,85,null,95,null,100,null,105,null,115,null,125]
["CFM","EWB†\n˚F","Capacity Mbtuh",null,"Capacity Mbtuh",null,"Capacity Mbtuh",null,"Capacity Mbtuh",null,"Capacity Mbtuh",null,"Capacity Mbtuh",null,"Capacity Mbtuh"]
[null,null,"Total","Sens.","Total","Sens.","Total","Sens.","Total","Sens.","Total","Sens.","Total","Sens.","Total","Sens."]
[null,null,null,null,null,null,null,null,null,null,null,null,null,null,null,null,null,"Total Factors",null,null,null,null,null,null,"Sens. %",null,null,null,null,null,null,"IDB Adj",null,null,null,null,null,null,"Sens Calc"]
[900,72,{"$f":"R8*$G$13","v":39.63308189655173},{"$f":"IF(AM8>C8,C8,AM8)","v":19.747844827586206},{"$f":"S8*$G$13","v":38.103448275862071},{"$f":"IF(AN8>E8,E8,AN8)","v":19.08836206896552},{"$f":"T8*$G$13","v":36.463900862068968},{"$f":"IF(AO8>G8,G8,AO8)","v":18.401400862068964},{"$f":"U8*$G$13","v":35.584590517241388},{"$f":"IF(AP8>I8,I8,AP8)","v":18.044181034482762},{"$f":"V8*$G$13","v":34.705280172413794},{"$f":"IF(AQ8>K8,K8,AQ8)","v":17.686961206896552},{"$f":"W8*$G$13","v":32.790948275862071},{"$f":"IF(AR8>M8,M8,AR8)","v":16.935883620689655},{"$f":"X8*$G$13","v":31.5635775862069},{"$f":"IF(AS8>O8,O8,AS8)","v":16.450431034482762},null,1.165678879310345,1.1206896551724139,1.0724676724137931,1.046605603448276,1.0207435344827587,0.96443965517241381,0.92834051724137945,0.49826669748093361,0.50096153846153846,0.50464707359959804,0.50707850707850699,0.50963314858801789,0.51648044692737427,0.52118398142774236,0.83499999999999996,0.83499999999999996,0.83499999999999996,0.83499999999999996,0.83499999999999996,0.83499999999999996,0.83499999999999996,{"$f":"Y8*C8+($A$4-80)*AF8*$A$8/1000","v":19.747844827586206},{"$f":"Z8*E8+($A$4-80)*AG8*$A$8/1000","v":19.08836206896552},{"$f":"AA8*G8+($A$4-80)*AH8*$A$8/1000","v":18.401400862068964},{"$f":"AB8*I8+($A$4-80)*AI8*$A$8/1000","v":18.044181034482762},{"$f":"AC8*K8+($A$4-80)*AJ8*$A$8/1000","v":17.686961206896552},{"$f":"AD8*M8+($A$4-80)*AK8*$A$8/1000","v":16.935883620689655},{"$f":"AE8*O8+($A$4-80)*AL8*$A$8/1000","v":16.450431034482762}]
[null,67,35.859375,23.558189655172413,34.439655172413794,{"$f":"IF(AN9>E9,E9,AN9)","v":22.898706896551722},{"$f":"T9*$G$13","v":32.928340517241388},{"$f":"IF(AO9>G9,G9,AO9)","v":22.211745689655178},32.117726293103445,{"$f":"IF(AP9>I9,I9,AP9)","v":21.854525862068964},31.30711206896552,{"$f":"IF(AQ9>K9,K9,AQ9)","v":21.497306034482758},29.539331896551726,{"$f":"IF(AR9>M9,M9,AR9)","v":20.746228448275865},27.579202586206897,{"$f":"IF(AS9>O9,O9,AS9)","v":19.931034482758623},null,1.0546875,1.0129310344827587,0.96848060344827602,0.94463900862068961,0.92079741379310354,0.86880387931034486,0.81115301724137934,0.65696040868454664,0.66489361702127658,0.67454798331015298,0.68045059175816347,0.68665886483323579,0.70232558139534884,0.72268349385586195,0.83499999999999996,0.83499999999999996,0.83499999999999996,0.83499999999999996,0.83499999999999996,0.83499999999999996,0.83499999999999996,{"$f":"Y9*C9+($A$4-80)*AF9*$A$8/1000","v":23.558189655172413},{"$f":"Z9*E9+($A$4-80)*AG9*$A$8/1000","v":22.898706896551722},{"$f":"AA9*G9+($A$4-80)*AH9*$A$8/1000","v":22.211745689655178},{"$f":"AB9*I9+($A$4-80)*AI9*$A$8/1000","v":21.854525862068964},{"$f":"AC9*K9+($A$4-80)*AJ9*$A$8/1000","v":21.497306034482758},{"$f":"AD9*M9+($A$4-80)*AK9*$A$8/1000","v":20.746228448275865},{"$f":"AE9*O9+($A$4-80)*AL9*$A$8/1000","v":19.931034482758623}]
[null,62,32.397090517241381,27.32273706896552,31.096443965517246,26.663254310344829,{"$f":"T10*$G$13","v":29.704202586206897},25.976293103448278,28.953125,25.619073275862068,28.202047413793107,25.261853448275865,26.580818965517242,24.501616379310345,24.79471982758621,23.677262931034488,null,0.95285560344827591,0.9146012931034484,0.87365301724137934,0.8515625,0.82947198275862077,0.78178879310344829,0.72925646551724144,0.84337008764489685,0.85743740795287182,0.87449892075238977,0.88484656754191704,0.89574537187398506,0.92177808407994488,0.95493165866272633,0.83499999999999996,0.83499999999999996,0.83499999999999996,0.83499999999999996,0.83499999999999996,0.83499999999999996,0.83499999999999996,27.32273706896552,{"$f":"Z10*E10+($A$4-80)*AG10*$A$8/1000","v":26.663254310344829},{"$f":"AA10*G10+($A$4-80)*AH10*$A$8/1000","v":25.976293103448278},25.619073275862068,25.261853448275865,24.501616379310345,23.677262931034488]
[null,57,30.253771551724139,30.253771551724139,29.328663793103456,29.328663793103456,{"$f":"T11*$G$13","v":28.321120689655174},28.321120689655174,27.771551724137936,27.771551724137936,27.22198275862069,27.22198275862069,26.012931034482758,26.012931034482758,24.6573275862069,24.6573275862069,null,0.88981681034482762,0.86260775862068984,0.83297413793103459,0.8168103448275863,0.8006465517241379,0.76508620689655171,0.72521551724137945,1,1,1,1,1,1,1,0.83499999999999996,0.83499999999999996,0.83499999999999996,0.83499999999999996,0.83499999999999996,0.83499999999999996,0.83499999999999996,30.253771551724139,{"$f":"Z11*E11+($A$4-80)*AG11*$A$8/1000","v":29.328663793103456},{"$f":"AA11*G11+($A$4-80)*AH11*$A$8/1000","v":28.321120689655174},{"$f":"AB11*I11+($A$4-80)*AI11*$A$8/1000","v":27.771551724137936},27.22198275862069,26.012931034482758,24.6573275862069]
[1050,72,41.016163793103452,20.975215517241377,39.367456896551722,20.297413793103448,{"$f":"T12*$G$13","v":37.617995689655174},19.592133620689658,36.674568965517246,19.22117456896552,35.73114224137931,18.850215517241381,33.697737068965523,18.080818965517242,31.444504310344829,17.256465517241381,null,1.2063577586206897,1.1578663793103448,1.1064116379310345,1.0786637931034484,1.0509159482758621,0.99110991379310354,0.92483836206896552,0.51138901295221073,0.51558864588180553,0.52081811541271006,0.52410089910089908,0.52755703665726739,0.53655884751291105,0.54879114477133706,0.83499999999999996,0.83499999999999996,0.83499999999999996,0.83499999999999996,0.83499999999999996,0.83499999999999996,0.83499999999999996,{"$f":"Y12*C12+($A$4-80)*AF12*$A$12/1000","v":20.975215517241377},{"$f":"Z12*E12+($A$4-80)*AG12*$A$12/1000","v":20.297413793103448},{"$f":"AA12*G12+($A$4-80)*AH12*$A$12/1000","v":19.592133620689658},{"$f":"AB12*I12+($A$4-80)*AI12*$A$12/1000","v":19.22117456896552},{"$f":"AC12*K12+($A$4-80)*AJ12*$A$12/1000","v":18.850215517241381},{"$f":"AD12*M12+($A$4-80)*AK12*$A$12/1000","v":18.080818965517242},{"$f":"AE12*O12+($A$4-80)*AL12*$A$12/1000","v":17.256465517241381}]
[null,67,37.150862068965523,25.435883620689655,35.621228448275872,24.758081896551733,34,24.04364224137931,33.129849137931039,23.677262931034488,32.259698275862071,23.310883620689655,30.382004310344833,22.54148706896552,28.311961206896552,21.707974137931036,null,1.0926724137931036,1.0476831896551726,1,0.97440732758620696,0.94881465517241381,0.89358836206896564,0.83270474137931039,0.68466469428007881,0.69503728464901005,0.7071659482758621,0.71468067459220352,0.72260079500283925,0.74193548387096764,0.7667421546425105,0.83499999999999996,0.83499999999999996,0.83499999999999996,0.83499999999999996,0.83499999999999996,0.83499999999999996,0.83499999999999996,{"$f":"Y13*C13+($A$4-80)*AF13*$A$12/1000","v":25.435883620689655},{"$f":"Z13*E13+($A$4-80)*AG13*$A$12/1000","v":24.758081896551733},{"$f":"AA13*G13+($A$4-80)*AH13*$A$12/1000","v":24.04364224137931},{"$f":"AB13*I13+($A$4-80)*AI13*$A$12/1000","v":23.677262931034488},{"$f":"AC13*K13+($A$4-80)*AJ13*$A$12/1000","v":23.310883620689655},{"$f":"AD13*M13+($A$4-80)*AK13*$A$12/1000","v":22.54148706896552},{"$f":"AE13*O13+($A$4-80)*AL13*$A$12/1000","v":21.707974137931036}]
[null,62,33.59698275862069,29.841594827586206,32.204741379310342,29.154633620689655,{"$f":"T14*$G$13","v":30.711745689655174},28.440193965517242,29.919450431034484,28.064655172413794,29.127155172413794,27.689116379310345,27.515086206896552,27.515086206896552,26.031250000000004,26.031250000000004,null,0.98814655172413801,0.94719827586206895,0.90328663793103459,0.87998383620689657,0.85668103448275867,0.80926724137931039,0.76562500000000011,0.88822246455834242,0.90529010238907859,0.92603638532657317,0.93800704117557021,0.95062893081761002,1,1,0.83499999999999996,0.83499999999999996,0.83499999999999996,0.83499999999999996,0.83499999999999996,0.83499999999999996,0.83499999999999996,29.841594827586206,{"$f":"Z14*E14+($A$4-80)*AG14*$A$12/1000","v":29.154633620689655},{"$f":"AA14*G14+($A$4-80)*AH14*$A$12/1000","v":28.440193965517242},28.064655172413794,27.689116379310345,27.515086206896552,26.031250000000004]
[null,57,32.177262931034484,32.177262931034484,31.142241379310349,31.142241379310349,30.033943965517242,30.033943965517242,29.433997844827587,29.433997844827587,28.834051724137936,28.834051724137936,27.515086206896552,27.515086206896552,26.031250000000004,26.031250000000004,null,0.94639008620689669,0.91594827586206906,0.88335129310344829,0.86570581896551724,0.8480603448275863,0.80926724137931039,0.76562500000000011,1,1,1,1,1,1,1,0.83499999999999996,0.83499999999999996,0.83499999999999996,0.83499999999999996,0.83499999999999996,0.83499999999999996,0.83499999999999996,32.177262931034484,{"$f":"Z15*E15+($A$4-80)*AG15*$A$12/1000","v":31.142241379310349},{"$f":"AA15*G15+($A$4-80)*AH15*$A$12/1000","v":30.033943965517242},29.433997844827587,28.834051724137936,27.515086206896552,26.031250000000004]
[1200,72,42.060344827586214,22.120150862068968,40.329202586206904,21.433189655172416,38.488146551724149,20.718750000000007,37.498922413793103,20.343211206896552,36.509698275862071,19.967672413793107,34.375538793103452,19.179956896551726,32.021551724137936,18.337284482758623,null,1.2370689655172415,1.1861530172413794,1.1320043103448278,1.1029094827586208,1.0738146551724139,1.0110452586206897,0.9418103448275863,0.52591463414634143,0.5314558255734726,0.53831508805330797,0.54250122129946265,0.54691419969894639,0.55795363709032775,0.57265446224256289,0.83499999999999996,0.83499999999999996,0.83499999999999996,0.83499999999999996,0.83499999999999996,0.83499999999999996,0.83499999999999996,{"$f":"Y16*C16+($A$4-80)*AF16*$A$16/1000","v":22.120150862068968},{"$f":"Z16*E16+($A$4-80)*AG16*$A$16/1000","v":21.433189655172416},{"$f":"AA16*G16+($A$4-80)*AH16*$A$16/1000","v":20.718750000000007},{"$f":"AB16*I16+($A$4-80)*AI16*$A$16/1000","v":20.343211206896552},{"$f":"AC16*K16+($A$4-80)*AJ16*$A$16/1000","v":19.967672413793107},{"$f":"AD16*M16+($A$4-80)*AK16*$A$16/1000","v":19.179956896551726},{"$f":"AE16*O16+($A$4-80)*AL16*$A$16/1000","v":18.337284482758623}]
[null,67,38.130926724137936,27.22198275862069,36.51885775862069,26.52586206896552,34.806034482758619,25.8114224137931,33.894665948275858,25.435883620689655,32.983297413793103,25.060344827586206,31.004849137931036,24.263469827586206,28.843211206896552,23.420797413793107,null,1.1214978448275863,1.0740840517241379,1.0237068965517242,0.99690193965517238,0.97009698275862066,0.91190732758620696,0.84832974137931039,0.71390823925054037,0.72636067218459999,0.741578947368421,0.75043912984731798,0.75978894751457926,0.7825701624815361,0.81200381073356631,0.83499999999999996,0.83499999999999996,0.83499999999999996,0.83499999999999996,0.83499999999999996,0.83499999999999996,0.83499999999999996,{"$f":"Y17*C17+($A$4-80)*AF17*$A$16/1000","v":27.22198275862069},{"$f":"Z17*E17+($A$4-80)*AG17*$A$16/1000","v":26.52586206896552},{"$f":"AA17*G17+($A$4-80)*AH17*$A$16/1000","v":25.8114224137931},{"$f":"AB17*I17+($A$4-80)*AI17*$A$16/1000","v":25.435883620689655},{"$f":"AC17*K17+($A$4-80)*AJ17*$A$16/1000","v":25.060344827586206},{"$f":"AD17*M17+($A$4-80)*AK17*$A$16/1000","v":24.263469827586206},{"$f":"AE17*O17+($A$4-80)*AL17*$A$16/1000","v":23.420797413793107}]
[null,62,34.549568965517246,32.241379310344833,33.084051724137929,31.51778017241379,31.554418103448281,31.38954741379311,30.872036637931036,30.789601293103452,30.189655172413794,30.189655172413794,28.760775862068968,28.760775862068968,27.176185344827591,27.176185344827591,null,1.0161637931034484,0.97306034482758619,0.92807112068965536,0.90800107758620696,0.88793103448275867,0.84590517241379315,0.79929956896551735,0.93319194061505839,0.95265780730897009,0.99477503628447028,0.99732977303070769,1,1,1,0.83499999999999996,0.83499999999999996,0.83499999999999996,0.83499999999999996,0.83499999999999996,0.83499999999999996,0.83499999999999996,32.241379310344833,{"$f":"Z18*E18+($A$4-80)*AG18*$A$16/1000","v":31.51778017241379},{"$f":"AA18*G18+($A$4-80)*AH18*$A$16/1000","v":31.38954741379311},30.789601293103452,30.189655172413794,28.760775862068968,27.176185344827591]
[null,57,33.798491379310342,33.798491379310342,32.681034482758619,32.681034482758619,31.48114224137931,31.48114224137931,30.835398706896552,30.835398706896552,30.189655172413794,30.189655172413794,28.760775862068968,28.760775862068968,27.176185344827591,27.176185344827591,null,0.99407327586206895,0.9612068965517242,0.9259159482758621,0.90692349137931039,0.88793103448275867,0.84590517241379315,0.79929956896551735,1,1,1,1,1,1,1,0.83499999999999996,0.83499999999999996,0.83499999999999996,0.83499999999999996,0.83499999999999996,0.83499999999999996,0.83499999999999996,33.798491379310342,{"$f":"Z19*E19+($A$4-80)*AG19*$A$16/1000","v":32.681034482758619},{"$f":"AA19*G19+($A$4-80)*AH19*$A$16/1000","v":31.48114224137931},30.835398706896552,30.189655172413794,28.760775862068968,27.176185344827591]

{"sheet":"24ANA1_48","index":64,"n_rows":19,"n_cols":45,"rows_kept":19,"cut":false,"hidden":true,"merged":[[130,0,133,0],[120,12,121,12],[120,13,121,13],[120,14,121,14],[120,15,121,15],[122,0,125,0],[126,0,129,0],[119,12,119,13],[119,14,119,15],[120,4,121,4],[120,5,121,5],[120,6,121,6],[120,7,121,7],[120,8,121,8],[120,9,121,9],[120,10,121,10],[120,11,121,11],[119,0,121,0],[119,1,121,1],[119,4,119,5],[119,6,119,7],[119,8,119,9],[119,10,119,11],[111,0,114,0],[117,0,118,1],[117,4,117,15],[118,4,118,5],[118,6,118,7],[118,8,118,9],[118,10,118,11],[118,12,118,13],[118,14,118,15],[101,12,102,12],[101,13,102,13],[101,14,102,14],[101,15,102,15],[103,0,106,0],[107,0,110,0],[100,12,100,13],[100,14,100,15],[101,4,102,4],[101,5,102,5],[101,6,102,6],[101,7,102,7],[101,8,102,8],[101,9,102,9],[101,10,102,10],[101,11,102,11],[100,0,102,0],[100,1,102,1],[100,4,100,5],[100,6,100,7],[100,8,100,9],[100,10,100,11],[92,0,95,0],[98,0,99,1],[98,4,98,15],[99,4,99,5],[99,6,99,7],[99,8,99,9],[99,10,99,11],[99,12,99,13],[99,14,99,15],[82,12,83,12],[82,13,83,13],[82,14,83,14],[82,15,83,15],[84,0,87,0],[88,0,91,0],[81,12,81,13],[81,14,81,15],[82,4,83,4],[82,5,83,5],[82,6,83,6],[82,7,83,7],[82,8,83,8],[82,9,83,9],[82,10,83,10],[82,11,83,11],[81,0,83,0],[81,1,83,1],[81,4,81,5],[81,6,81,7],[81,8,81,9],[81,10,81,11],[73,0,76,0],[79,0,80,1],[79,4,79,15],[80,4,80,5],[80,6,80,7],[80,8,80,9],[80,10,80,11],[80,12,80,13],[80,14,80,15],[63,12,64,12],[63,13,64,13],[63,14,64,14],[63,15,64,15],[65,0,68,0],[69,0,72,0],[62,12,62,13],[62,14,62,15],[63,4,64,4],[63,5,64,5],[63,6,64,6],[63,7,64,7],[63,8,64,8],[63,9,64,9],[63,10,64,10],[63,11,64,11],[62,0,64,0],[62,1,64,1],[62,4,62,5],[62,6,62,7],[62,8,62,9],[62,10,62,11],[54,0,57,0],[60,0,61,1],[60,4,60,15],[61,4,61,5],[61,6,61,7],[61,8,61,9],[61,10,61,11],[61,12,61,13],[61,14,61,15],[44,12,45,12],[44,13,45,13],[44,14,45,14],[44,15,45,15],[46,0,49,0],[50,0,53,0],[43,12,43,13],[43,14,43,15],[44,4,45,4],[44,5,45,5],[44,6,45,6],[44,7,45,7],[44,8,45,8],[44,9,45,9],[44,10,45,10],[44,11,45,11],[43,0,45,0],[43,1,45,1],[43,4,43,5],[43,6,43,7],[43,8,43,9],[43,10,43,11],[35,0,38,0],[41,0,42,1],[41,4,41,15],[42,4,42,5],[42,6,42,7],[42,8,42,9],[42,10,42,11],[42,12,42,13],[42,14,42,15],[25,12,26,12],[25,13,26,13],[25,14,26,14],[25,15,26,15],[27,0,30,0],[31,0,34,0],[24,12,24,13],[24,14,24,15],[25,4,26,4],[25,5,26,5],[25,6,26,6],[25,7,26,7],[25,8,26,8],[25,9,26,9],[25,10,26,10],[25,11,26,11],[24,0,26,0],[24,1,26,1],[24,4,24,5],[24,6,24,7],[24,8,24,9],[24,10,24,11],[7,0,10,0],[11,0,14,0],[15,0,18,0],[22,4,22,15],[23,4,23,5],[23,6,23,7],[23,8,23,9],[23,10,23,11],[23,12,23,13],[23,14,23,15],[5,10,6,10],[5,11,6,11],[5,12,6,12],[5,13,6,13],[5,14,6,14],[5,15,6,15],[4,10,4,11],[4,12,4,13],[4,14,4,15],[5,2,6,2],[5,3,6,3],[5,4,6,4],[5,5,6,5],[5,6,6,6],[5,7,6,7],[5,8,6,8],[4,0,6,0],[4,1,6,1],[4,2,4,3],[4,4,4,5],[4,6,4,7],[4,8,4,9],[5,9,6,9],[2,0,2,1],[2,2,2,15],[3,2,3,3],[3,4,3,5],[3,6,3,7],[3,8,3,9],[3,10,3,11],[3,12,3,13],[3,14,3,15]]}
[]
["24ANA1_48"]
["Evaporator Air \n",null,"Condenser  Entering Air Temperature ˚F"]
[80,"°F DB",75,null,85,null,95,null,100,null,105,null,115,null,125]
["CFM","EWB†\n˚F","Capacity Mbtuh",null,"Capacity Mbtuh",null,"Capacity Mbtuh",null,"Capacity Mbtuh",null,"Capacity Mbtuh",null,"Capacity Mbtuh",null,"Capacity Mbtuh"]
[null,null,"Total","Sens.","Total","Sens.","Total","Sens.","Total","Sens.","Total","Sens.","Total","Sens.","Total","Sens."]
[null,null,null,null,null,null,null,null,null,null,null,null,null,null,null,null,null,"Total Factors",null,null,null,null,null,null,"Sens. %",null,null,null,null,null,null,"IDB Adj",null,null,null,null,null,null,"Sens Calc"]
[1200,72,{"$f":"R8*$G$13","v":53.568659793814433},{"$f":"IF(AM8>C8,C8,AM8)","v":27.106804123711342},{"$f":"S8*$G$13","v":51.557938144329903},{"$f":"IF(AN8>E8,E8,AN8)","v":26.158350515463919},{"$f":"T8*$G$13","v":49.367010309278349},{"$f":"IF(AO8>G8,G8,AO8)","v":25.162474226804125},{"$f":"U8*$G$13","v":48.152989690721647},{"$f":"IF(AP8>I8,I8,AP8)","v":24.63134020618557},{"$f":"V8*$G$13","v":46.938969072164952},{"$f":"IF(AQ8>K8,K8,AQ8)","v":24.100206185567011},{"$f":"W8*$G$13","v":44.226391752577321},{"$f":"IF(AR8>M8,M8,AR8)","v":22.9620618556701},{"$f":"X8*$G$13","v":43.069278350515461},{"$f":"IF(AS8>O8,O8,AS8)","v":22.421443298969074},null,1.1645360824742268,1.1208247422680413,1.0731958762886598,1.0468041237113401,1.0204123711340207,0.96144329896907221,0.93628865979381437,0.50601983002832862,0.50735835172921262,0.509702209414025,0.5115225526885957,0.5134370579915134,0.51919365215526481,0.52059017837480737,0.83499999999999996,0.83499999999999996,0.83499999999999996,0.83499999999999996,0.83499999999999996,0.83499999999999996,0.83499999999999996,{"$f":"Y8*C8+($A$4-80)*AF8*$A$8/1000","v":27.106804123711342},{"$f":"Z8*E8+($A$4-80)*AG8*$A$8/1000","v":26.158350515463919},{"$f":"AA8*G8+($A$4-80)*AH8*$A$8/1000","v":25.162474226804125},{"$f":"AB8*I8+($A$4-80)*AI8*$A$8/1000","v":24.63134020618557},{"$f":"AC8*K8+($A$4-80)*AJ8*$A$8/1000","v":24.100206185567011},{"$f":"AD8*M8+($A$4-80)*AK8*$A$8/1000","v":22.9620618556701},{"$f":"AE8*O8+($A$4-80)*AL8*$A$8/1000","v":22.421443298969074}]
[null,67,48.655670103092781,32.494020618556704,46.815670103092785,{"$f":"IF(AN9>E9,E9,AN9)","v":31.526597938144334},{"$f":"T9*$G$13","v":44.804948453608247},{"$f":"IF(AO9>G9,G9,AO9)","v":30.502268041237109},43.690515463917521,{"$f":"IF(AP9>I9,I9,AP9)","v":29.961649484536078},42.576082474226801,{"$f":"IF(AQ9>K9,K9,AQ9)","v":29.421030927835048},40.100618556701029,{"$f":"IF(AR9>M9,M9,AR9)","v":28.263917525773191},37.293195876288657,{"$f":"IF(AS9>O9,O9,AS9)","v":27.011958762886596},null,1.0577319587628866,1.0177319587628866,0.97402061855670108,0.9497938144329896,0.92556701030927835,0.87175257731958766,0.81072164948453607,0.66783625730994156,0.67341977309562406,0.68077900084673992,0.68577010745685441,0.69102249944308303,0.70482497634815511,0.72431332655137337,0.83499999999999996,0.83499999999999996,0.83499999999999996,0.83499999999999996,0.83499999999999996,0.83499999999999996,0.83499999999999996,{"$f":"Y9*C9+($A$4-80)*AF9*$A$8/1000","v":32.494020618556704},{"$f":"Z9*E9+($A$4-80)*AG9*$A$8/1000","v":31.526597938144334},{"$f":"AA9*G9+($A$4-80)*AH9*$A$8/1000","v":30.502268041237109},{"$f":"AB9*I9+($A$4-80)*AI9*$A$8/1000","v":29.961649484536078},{"$f":"AC9*K9+($A$4-80)*AJ9*$A$8/1000","v":29.421030927835048},{"$f":"AD9*M9+($A$4-80)*AK9*$A$8/1000","v":28.263917525773191},{"$f":"AE9*O9+($A$4-80)*AL9*$A$8/1000","v":27.011958762886596}]
[null,62,44.141030927835054,37.805360824742266,42.462268041237117,36.818969072164947,{"$f":"T10*$G$13","v":40.622268041237113},35.775670103092786,39.60742268041237,35.220824742268043,38.592577319587626,34.6659793814433,36.335257731958762,33.480412371134015,33.821855670103091,32.152577319587628,null,0.95958762886597937,0.92309278350515467,0.88309278350515463,0.86103092783505153,0.83896907216494843,0.78989690721649486,0.73525773195876276,0.8564675547915771,0.86709850346213979,0.88069110436609854,0.88924808429118773,0.89825509953305482,0.92143043591751483,0.95064498037016265,0.83499999999999996,0.83499999999999996,0.83499999999999996,0.83499999999999996,0.83499999999999996,0.83499999999999996,0.83499999999999996,37.805360824742266,{"$f":"Z10*E10+($A$4-80)*AG10*$A$8/1000","v":36.818969072164947},{"$f":"AA10*G10+($A$4-80)*AH10*$A$8/1000","v":35.775670103092786},35.220824742268043,34.6659793814433,33.480412371134015,32.152577319587628]
[null,57,41.381030927835056,41.381030927835056,40.157525773195879,40.157525773195879,{"$f":"T11*$G$13","v":38.80123711340206},38.80123711340206,38.042474226804124,38.042474226804124,37.283711340206189,37.283711340206189,35.567010309278352,35.567010309278352,33.594226804123714,33.594226804123714,null,0.89958762886597943,0.87298969072164956,0.84350515463917519,0.82701030927835051,0.81051546391752582,0.77319587628865982,0.73030927835051551,1,1,1,1,1,1,1,0.83499999999999996,0.83499999999999996,0.83499999999999996,0.83499999999999996,0.83499999999999996,0.83499999999999996,0.83499999999999996,41.381030927835056,{"$f":"Z11*E11+($A$4-80)*AG11*$A$8/1000","v":40.157525773195879},{"$f":"AA11*G11+($A$4-80)*AH11*$A$8/1000","v":38.80123711340206},{"$f":"AB11*I11+($A$4-80)*AI11*$A$8/1000","v":38.042474226804124},37.283711340206189,35.567010309278352,33.594226804123714]
[1400,72,55.133608247422686,28.681237113402062,52.990103092783507,27.704329896907222,{"$f":"T12*$G$13","v":50.637938144329901},26.670515463917525,49.348041237113407,26.12515463917526,48.058144329896905,25.579793814432985,45.184329896907215,24.413195876288658,41.940618556701025,23.151752577319584,null,1.1985567010309279,1.1519587628865979,1.1008247422680413,1.0727835051546393,1.044742268041237,0.98226804123711342,0.91175257731958759,0.5202133149836573,0.52282083407911228,0.5266903914590747,0.52940611185854314,0.5322676139727649,0.54030226700251882,0.55201266395296245,0.83499999999999996,0.83499999999999996,0.83499999999999996,0.83499999999999996,0.83499999999999996,0.83499999999999996,0.83499999999999996,{"$f":"Y12*C12+($A$4-80)*AF12*$A$12/1000","v":28.681237113402062},{"$f":"Z12*E12+($A$4-80)*AG12*$A$12/1000","v":27.704329896907222},{"$f":"AA12*G12+($A$4-80)*AH12*$A$12/1000","v":26.670515463917525},{"$f":"AB12*I12+($A$4-80)*AI12*$A$12/1000","v":26.12515463917526},{"$f":"AC12*K12+($A$4-80)*AJ12*$A$12/1000","v":25.579793814432985},{"$f":"AD12*M12+($A$4-80)*AK12*$A$12/1000","v":24.413195876288658},{"$f":"AE12*O12+($A$4-80)*AL12*$A$12/1000","v":23.151752577319584}]
[null,67,50.13525773195876,34.950515463917526,48.152989690721654,33.945154639175257,46,32.892371134020621,44.814432989690722,32.332783505154637,43.628865979381445,31.773195876288661,41.001649484536081,30.578144329896912,38.032989690721649,29.28824742268041,null,1.0898969072164948,1.0468041237113404,1,0.97422680412371132,0.94845360824742264,0.89134020618556697,0.82680412371134027,0.69712447975785097,0.70494386448690161,0.71505154639175261,0.7214814814814815,0.72826086956521741,0.7457783946333566,0.77007481296758096,0.83499999999999996,0.83499999999999996,0.83499999999999996,0.83499999999999996,0.83499999999999996,0.83499999999999996,0.83499999999999996,{"$f":"Y13*C13+($A$4-80)*AF13*$A$12/1000","v":34.950515463917526},{"$f":"Z13*E13+($A$4-80)*AG13*$A$12/1000","v":33.945154639175257},{"$f":"AA13*G13+($A$4-80)*AH13*$A$12/1000","v":32.892371134020621},{"$f":"AB13*I13+($A$4-80)*AI13*$A$12/1000","v":32.332783505154637},{"$f":"AC13*K13+($A$4-80)*AJ13*$A$12/1000","v":31.773195876288661},{"$f":"AD13*M13+($A$4-80)*AK13*$A$12/1000","v":30.578144329896912},{"$f":"AE13*O13+($A$4-80)*AL13*$A$12/1000","v":29.28824742268041}]
[null,62,45.54474226804124,41.124948453608248,43.742680412371129,40.091134020618554,{"$f":"T14*$G$13","v":41.788865979381448},38.990927835051551,40.726597938144323,38.398144329896901,39.664329896907219,37.805360824742273,37.378556701030924,37.378556701030924,35.216082474226809,35.216082474226809,null,0.99010309278350517,0.95092783505154632,0.90845360824742272,0.88536082474226796,0.86226804123711343,0.8125773195876288,0.76556701030927843,0.90295710120783002,0.91652211621856039,0.93304584657285516,0.94282720074522597,0.95313247250119559,1,1,0.83499999999999996,0.83499999999999996,0.83499999999999996,0.83499999999999996,0.83499999999999996,0.83499999999999996,0.83499999999999996,41.124948453608248,{"$f":"Z14*E14+($A$4-80)*AG14*$A$12/1000","v":40.091134020618554},{"$f":"AA14*G14+($A$4-80)*AH14*$A$12/1000","v":38.990927835051551},38.398144329896901,37.805360824742273,37.378556701030924,35.216082474226809]
[null,57,43.771134020618554,43.771134020618554,42.414845360824742,42.414845360824742,40.916288659793814,40.916288659793814,40.081649484536086,40.081649484536086,39.247010309278352,39.247010309278352,37.369072164948456,37.369072164948456,35.216082474226809,35.216082474226809,null,0.95154639175257727,0.92206185567010301,0.88948453608247424,0.87134020618556707,0.85319587628865989,0.81237113402061856,0.76556701030927843,1,1,1,1,1,1,1,0.83499999999999996,0.83499999999999996,0.83499999999999996,0.83499999999999996,0.83499999999999996,0.83499999999999996,0.83499999999999996,43.771134020618554,{"$f":"Z15*E15+($A$4-80)*AG15*$A$12/1000","v":42.414845360824742},{"$f":"AA15*G15+($A$4-80)*AH15*$A$12/1000","v":40.916288659793814},40.081649484536086,39.247010309278352,37.369072164948456,35.216082474226809]
[1600,72,56.214845360824739,30.122886597938141,53.957525773195876,29.127010309278354,51.491546391752578,28.074226804123711,50.139999999999993,27.519381443298968,48.788453608247423,26.964536082474226,45.791340206185566,25.778969072164948,42.405360824742267,24.479587628865978,null,1.2220618556701031,1.1729896907216495,1.119381443298969,1.0899999999999999,1.0606185567010309,0.99546391752577323,0.92185567010309277,0.53585287666610426,0.53981367551415016,0.5452201142015104,0.54885084649579119,0.55268273716951788,0.56296603148301572,0.57727577723104451,0.83499999999999996,0.83499999999999996,0.83499999999999996,0.83499999999999996,0.83499999999999996,0.83499999999999996,0.83499999999999996,{"$f":"Y16*C16+($A$4-80)*AF16*$A$16/1000","v":30.122886597938141},{"$f":"Z16*E16+($A$4-80)*AG16*$A$16/1000","v":29.127010309278354},{"$f":"AA16*G16+($A$4-80)*AH16*$A$16/1000","v":28.074226804123711},{"$f":"AB16*I16+($A$4-80)*AI16*$A$16/1000","v":27.519381443298968},{"$f":"AC16*K16+($A$4-80)*AJ16*$A$16/1000","v":26.964536082474226},{"$f":"AD16*M16+($A$4-80)*AK16*$A$16/1000","v":25.778969072164948},{"$f":"AE16*O16+($A$4-80)*AL16*$A$16/1000","v":24.479587628865978}]
[null,67,51.150103092783503,37.255257731958764,49.063505154639174,36.221443298969071,46.796701030927842,35.14020618556701,45.554226804123715,34.566391752577324,44.311752577319588,33.992577319587632,41.561237113402058,32.769072164948447,38.469278350515467,31.431752577319589,null,1.1119587628865979,1.0665979381443298,1.0173195876288661,0.99030927835051552,0.96329896907216495,0.90350515463917525,0.8362886597938145,0.7283515668459114,0.7382563309491591,0.75091203891366021,0.75879658546741624,0.76712328767123295,0.78845276129621167,0.81706114398422092,0.83499999999999996,0.83499999999999996,0.83499999999999996,0.83499999999999996,0.83499999999999996,0.83499999999999996,0.83499999999999996,{"$f":"Y17*C17+($A$4-80)*AF17*$A$16/1000","v":37.255257731958764},{"$f":"Z17*E17+($A$4-80)*AG17*$A$16/1000","v":36.221443298969071},{"$f":"AA17*G17+($A$4-80)*AH17*$A$16/1000","v":35.14020618556701},{"$f":"AB17*I17+($A$4-80)*AI17*$A$16/1000","v":34.566391752577324},{"$f":"AC17*K17+($A$4-80)*AJ17*$A$16/1000","v":33.992577319587632},{"$f":"AD17*M17+($A$4-80)*AK17*$A$16/1000","v":32.769072164948447},{"$f":"AE17*O17+($A$4-80)*AL17*$A$16/1000","v":31.431752577319589}]
[null,62,46.569072164948452,44.216907216494839,44.700618556701031,43.097731958762878,42.718350515463918,42.452783505154642,41.760412371134024,41.627628865979382,40.802474226804122,40.802474226804122,38.78226804123711,38.78226804123711,36.468041237113404,36.468041237113404,null,1.0123711340206185,0.97175257731958764,0.92865979381443298,0.90783505154639177,0.88701030927835056,0.8430927835051546,0.79278350515463925,0.94949083503054987,0.96414173562486727,0.99378330373001778,0.99682034976152623,1,1,1,0.83499999999999996,0.83499999999999996,0.83499999999999996,0.83499999999999996,0.83499999999999996,0.83499999999999996,0.83499999999999996,44.216907216494839,{"$f":"Z18*E18+($A$4-80)*AG18*$A$16/1000","v":43.097731958762878},{"$f":"AA18*G18+($A$4-80)*AH18*$A$16/1000","v":42.452783505154642},41.627628865979382,40.802474226804122,38.78226804123711,36.468041237113404]
[null,57,45.696494845360824,45.696494845360824,44.226391752577321,44.226391752577321,42.604536082474226,42.604536082474226,41.708247422680415,41.708247422680415,40.811958762886597,40.811958762886597,38.78226804123711,38.78226804123711,36.468041237113404,36.468041237113404,null,0.99340206185567015,0.96144329896907221,0.9261855670103093,0.90670103092783505,0.8872164948453608,0.8430927835051546,0.79278350515463925,1,1,1,1,1,1,1,0.83499999999999996,0.83499999999999996,0.83499999999999996,0.83499999999999996,0.83499999999999996,0.83499999999999996,0.83499999999999996,45.696494845360824,{"$f":"Z19*E19+($A$4-80)*AG19*$A$16/1000","v":44.226391752577321},{"$f":"AA19*G19+($A$4-80)*AH19*$A$16/1000","v":42.604536082474226},41.708247422680415,40.811958762886597,38.78226804123711,36.468041237113404]

{"sheet":"24ANA1_60","index":65,"n_rows":19,"n_cols":45,"rows_kept":19,"cut":false,"hidden":true,"merged":[[130,0,133,0],[120,12,121,12],[120,13,121,13],[120,14,121,14],[120,15,121,15],[122,0,125,0],[126,0,129,0],[119,12,119,13],[119,14,119,15],[120,4,121,4],[120,5,121,5],[120,6,121,6],[120,7,121,7],[120,8,121,8],[120,9,121,9],[120,10,121,10],[120,11,121,11],[119,0,121,0],[119,1,121,1],[119,4,119,5],[119,6,119,7],[119,8,119,9],[119,10,119,11],[111,0,114,0],[117,0,118,1],[117,4,117,15],[118,4,118,5],[118,6,118,7],[118,8,118,9],[118,10,118,11],[118,12,118,13],[118,14,118,15],[101,12,102,12],[101,13,102,13],[101,14,102,14],[101,15,102,15],[103,0,106,0],[107,0,110,0],[100,12,100,13],[100,14,100,15],[101,4,102,4],[101,5,102,5],[101,6,102,6],[101,7,102,7],[101,8,102,8],[101,9,102,9],[101,10,102,10],[101,11,102,11],[100,0,102,0],[100,1,102,1],[100,4,100,5],[100,6,100,7],[100,8,100,9],[100,10,100,11],[92,0,95,0],[98,0,99,1],[98,4,98,15],[99,4,99,5],[99,6,99,7],[99,8,99,9],[99,10,99,11],[99,12,99,13],[99,14,99,15],[82,12,83,12],[82,13,83,13],[82,14,83,14],[82,15,83,15],[84,0,87,0],[88,0,91,0],[81,12,81,13],[81,14,81,15],[82,4,83,4],[82,5,83,5],[82,6,83,6],[82,7,83,7],[82,8,83,8],[82,9,83,9],[82,10,83,10],[82,11,83,11],[81,0,83,0],[81,1,83,1],[81,4,81,5],[81,6,81,7],[81,8,81,9],[81,10,81,11],[73,0,76,0],[79,0,80,1],[79,4,79,15],[80,4,80,5],[80,6,80,7],[80,8,80,9],[80,10,80,11],[80,12,80,13],[80,14,80,15],[63,12,64,12],[63,13,64,13],[63,14,64,14],[63,15,64,15],[65,0,68,0],[69,0,72,0],[62,12,62,13],[62,14,62,15],[63,4,64,4],[63,5,64,5],[63,6,64,6],[63,7,64,7],[63,8,64,8],[63,9,64,9],[63,10,64,10],[63,11,64,11],[62,0,64,0],[62,1,64,1],[62,4,62,5],[62,6,62,7],[62,8,62,9],[62,10,62,11],[54,0,57,0],[60,0,61,1],[60,4,60,15],[61,4,61,5],[61,6,61,7],[61,8,61,9],[61,10,61,11],[61,12,61,13],[61,14,61,15],[44,12,45,12],[44,13,45,13],[44,14,45,14],[44,15,45,15],[46,0,49,0],[50,0,53,0],[43,12,43,13],[43,14,43,15],[44,4,45,4],[44,5,45,5],[44,6,45,6],[44,7,45,7],[44,8,45,8],[44,9,45,9],[44,10,45,10],[44,11,45,11],[43,0,45,0],[43,1,45,1],[43,4,43,5],[43,6,43,7],[43,8,43,9],[43,10,43,11],[35,0,38,0],[41,0,42,1],[41,4,41,15],[42,4,42,5],[42,6,42,7],[42,8,42,9],[42,10,42,11],[42,12,42,13],[42,14,42,15],[25,12,26,12],[25,13,26,13],[25,14,26,14],[25,15,26,15],[27,0,30,0],[31,0,34,0],[24,12,24,13],[24,14,24,15],[25,4,26,4],[25,5,26,5],[25,6,26,6],[25,7,26,7],[25,8,26,8],[25,9,26,9],[25,10,26,10],[25,11,26,11],[24,0,26,0],[24,1,26,1],[24,4,24,5],[24,6,24,7],[24,8,24,9],[24,10,24,11],[7,0,10,0],[11,0,14,0],[15,0,18,0],[22,4,22,15],[23,4,23,5],[23,6,23,7],[23,8,23,9],[23,10,23,11],[23,12,23,13],[23,14,23,15],[5,10,6,10],[5,11,6,11],[5,12,6,12],[5,13,6,13],[5,14,6,14],[5,15,6,15],[4,10,4,11],[4,12,4,13],[4,14,4,15],[5,2,6,2],[5,3,6,3],[5,4,6,4],[5,5,6,5],[5,6,6,6],[5,7,6,7],[5,8,6,8],[4,0,6,0],[4,1,6,1],[4,2,4,3],[4,4,4,5],[4,6,4,7],[4,8,4,9],[5,9,6,9],[2,0,2,1],[2,2,2,15],[3,2,3,3],[3,4,3,5],[3,6,3,7],[3,8,3,9],[3,10,3,11],[3,12,3,13],[3,14,3,15]]}
[]
["24ANA1_60"]
["Evaporator Air \n",null,"Condenser  Entering Air Temperature ˚F"]
[80,"°F DB",75,null,85,null,95,null,100,null,105,null,115,null,125]
["CFM","EWB†\n˚F","Capacity Mbtuh",null,"Capacity Mbtuh",null,"Capacity Mbtuh",null,"Capacity Mbtuh",null,"Capacity Mbtuh",null,"Capacity Mbtuh",null,"Capacity Mbtuh"]
[null,null,"Total","Sens.","Total","Sens.","Total","Sens.","Total","Sens.","Total","Sens.","Total","Sens.","Total","Sens."]
[null,null,null,null,null,null,null,null,null,null,null,null,null,null,null,null,null,"Total Factors",null,null,null,null,null,null,"Sens. %",null,null,null,null,null,null,"IDB Adj",null,null,null,null,null,null,"Sens Calc"]
[1500,72,{"$f":"R8*$G$13","v":66.69017094017093},{"$f":"IF(AM8>C8,C8,AM8)","v":33.340170940170943},{"$f":"S8*$G$13","v":64.32136752136752},{"$f":"IF(AN8>E8,E8,AN8)","v":32.298290598290599},{"$f":"T8*$G$13","v":61.726495726495727},{"$f":"IF(AO8>G8,G8,AO8)","v":31.18760683760684},{"$f":"U8*$G$13","v":60.286538461538456},{"$f":"IF(AP8>I8,I8,AP8)","v":30.592948717948723},{"$f":"V8*$G$13","v":58.846581196581198},{"$f":"IF(AQ8>K8,K8,AQ8)","v":29.998290598290602},{"$f":"W8*$G$13","v":55.622649572649578},{"$f":"IF(AR8>M8,M8,AR8)","v":28.710683760683761},{"$f":"X8*$G$13","v":51.907264957264964},{"$f":"IF(AS8>O8,O8,AS8)","v":27.285470085470088},null,1.1598290598290597,1.1186324786324786,1.0735042735042735,1.0484615384615383,1.0234188034188034,0.96735042735042742,0.90273504273504279,0.49992630803242455,0.50213936430317851,0.50525477707006372,0.5074590364392273,0.50977117087021884,0.51616893444071388,0.52565801931452372,0.83499999999999996,0.83499999999999996,0.83499999999999996,0.83499999999999996,0.83499999999999996,0.83499999999999996,0.83499999999999996,{"$f":"Y8*C8+($A$4-80)*AF8*$A$8/1000","v":33.340170940170943},{"$f":"Z8*E8+($A$4-80)*AG8*$A$8/1000","v":32.298290598290599},{"$f":"AA8*G8+($A$4-80)*AH8*$A$8/1000","v":31.18760683760684},{"$f":"AB8*I8+($A$4-80)*AI8*$A$8/1000","v":30.592948717948723},{"$f":"AC8*K8+($A$4-80)*AJ8*$A$8/1000","v":29.998290598290602},{"$f":"AD8*M8+($A$4-80)*AK8*$A$8/1000","v":28.710683760683761},{"$f":"AE8*O8+($A$4-80)*AL8*$A$8/1000","v":27.285470085470088}]
[null,67,60.72393162393162,39.974786324786322,58.561538461538468,{"$f":"IF(AN9>E9,E9,AN9)","v":38.932905982905986},{"$f":"T9*$G$13","v":56.192735042735045},{"$f":"IF(AO9>G9,G9,AO9)","v":37.832051282051282},54.875641025641023,{"$f":"IF(AP9>I9,I9,AP9)","v":37.237393162393168},53.558547008547016,{"$f":"IF(AQ9>K9,K9,AQ9)","v":36.642735042735048},50.60982905982906,{"$f":"IF(AR9>M9,M9,AR9)","v":35.355128205128203},47.238461538461536,{"$f":"IF(AS9>O9,O9,AS9)","v":33.929914529914527},null,1.056068376068376,1.0184615384615385,0.97726495726495732,0.95435897435897432,0.93145299145299154,0.88017094017094022,0.82153846153846155,0.65830365814179348,0.66482040953340049,0.67325520377820536,0.67857782554182355,0.68416223160212886,0.69858224898038446,0.71826883062838121,0.83499999999999996,0.83499999999999996,0.83499999999999996,0.83499999999999996,0.83499999999999996,0.83499999999999996,0.83499999999999996,{"$f":"Y9*C9+($A$4-80)*AF9*$A$8/1000","v":39.974786324786322},{"$f":"Z9*E9+($A$4-80)*AG9*$A$8/1000","v":38.932905982905986},{"$f":"AA9*G9+($A$4-80)*AH9*$A$8/1000","v":37.832051282051282},{"$f":"AB9*I9+($A$4-80)*AI9*$A$8/1000","v":37.237393162393168},{"$f":"AC9*K9+($A$4-80)*AJ9*$A$8/1000","v":36.642735042735048},{"$f":"AD9*M9+($A$4-80)*AK9*$A$8/1000","v":35.355128205128203},{"$f":"AE9*O9+($A$4-80)*AL9*$A$8/1000","v":33.929914529914527}]
[null,62,55.239316239316238,46.520940170940165,53.263675213675214,45.479059829059835,{"$f":"T10*$G$13","v":51.101282051282055},44.378205128205131,49.907051282051292,43.778632478632481,48.712820512820514,43.179059829059831,46.049145299145302,41.871794871794876,43.031623931623933,40.387606837606839,null,0.96068376068376071,0.92632478632478632,0.88871794871794874,0.86794871794871808,0.84717948717948721,0.8008547008547009,0.7483760683760684,0.84217081850533804,0.85384757335301731,0.86843623773802647,0.87720334810438194,0.88640032284100079,0.9092849519743863,0.93855641845591598,0.83499999999999996,0.83499999999999996,0.83499999999999996,0.83499999999999996,0.83499999999999996,0.83499999999999996,0.83499999999999996,46.520940170940165,{"$f":"Z10*E10+($A$4-80)*AG10*$A$8/1000","v":45.479059829059835},{"$f":"AA10*G10+($A$4-80)*AH10*$A$8/1000","v":44.378205128205131},43.778632478632481,43.179059829059831,41.871794871794876,40.387606837606839]
[null,57,51.710683760683757,51.710683760683757,50.285470085470081,50.285470085470081,{"$f":"T11*$G$13","v":48.712820512820514},48.712820512820514,47.823290598290605,47.823290598290605,46.933760683760681,46.933760683760681,44.908974358974355,44.908974358974355,42.55,42.55,null,0.89931623931623927,0.87452991452991446,0.84717948717948721,0.83170940170940177,0.81623931623931623,0.78102564102564098,0.74,1,1,1,1,1,1,1,0.83499999999999996,0.83499999999999996,0.83499999999999996,0.83499999999999996,0.83499999999999996,0.83499999999999996,0.83499999999999996,51.710683760683757,{"$f":"Z11*E11+($A$4-80)*AG11*$A$8/1000","v":50.285470085470081},{"$f":"AA11*G11+($A$4-80)*AH11*$A$8/1000","v":48.712820512820514},{"$f":"AB11*I11+($A$4-80)*AI11*$A$8/1000","v":47.823290598290605},46.933760683760681,44.908974358974355,42.55]
[1750,72,68.439743589743586,35.158547008547011,65.903846153846146,34.08717948717949,{"$f":"T12*$G$13","v":63.12222222222222},32.947008547008551,61.588888888888889,32.337606837606849,60.055555555555557,31.728205128205129,56.625213675213672,30.411111111111115,52.713247863247872,28.946581196581203,null,1.1902564102564102,1.1461538461538461,1.0977777777777777,1.0711111111111111,1.0444444444444445,0.98478632478632477,0.91675213675213685,0.5137153525779119,0.51722595078299782,0.52195577701650586,0.52505585700606461,0.52831423895253682,0.53705953827460517,0.54913294797687862,0.83499999999999996,0.83499999999999996,0.83499999999999996,0.83499999999999996,0.83499999999999996,0.83499999999999996,0.83499999999999996,{"$f":"Y12*C12+($A$4-80)*AF12*$A$12/1000","v":35.158547008547011},{"$f":"Z12*E12+($A$4-80)*AG12*$A$12/1000","v":34.08717948717949},{"$f":"AA12*G12+($A$4-80)*AH12*$A$12/1000","v":32.947008547008551},{"$f":"AB12*I12+($A$4-80)*AI12*$A$12/1000","v":32.337606837606849},{"$f":"AC12*K12+($A$4-80)*AJ12*$A$12/1000","v":31.728205128205129},{"$f":"AD12*M12+($A$4-80)*AK12*$A$12/1000","v":30.411111111111115},{"$f":"AE12*O12+($A$4-80)*AL12*$A$12/1000","v":28.946581196581203}]
[null,67,62.375213675213672,42.8448717948718,60.045726495726498,41.773504273504273,57.5,40.63333333333334,56.094444444444441,40.023931623931617,54.68888888888889,39.414529914529915,51.553418803418808,38.087606837606842,47.985470085470084,36.632905982905989,null,1.0847863247863248,1.0442735042735043,1,0.97555555555555551,0.95111111111111113,0.89658119658119662,0.83452991452991454,0.68688937913646397,0.69569487641185135,0.70666666666666678,0.71350972489924647,0.72070452911574412,0.73879885605338413,0.76341663252765268,0.83499999999999996,0.83499999999999996,0.83499999999999996,0.83499999999999996,0.83499999999999996,0.83499999999999996,0.83499999999999996,{"$f":"Y13*C13+($A$4-80)*AF13*$A$12/1000","v":42.8448717948718},{"$f":"Z13*E13+($A$4-80)*AG13*$A$12/1000","v":41.773504273504273},{"$f":"AA13*G13+($A$4-80)*AH13*$A$12/1000","v":40.63333333333334},{"$f":"AB13*I13+($A$4-80)*AI13*$A$12/1000","v":40.023931623931617},{"$f":"AC13*K13+($A$4-80)*AJ13*$A$12/1000","v":39.414529914529915},{"$f":"AD13*M13+($A$4-80)*AK13*$A$12/1000","v":38.087606837606842},{"$f":"AE13*O13+($A$4-80)*AL13*$A$12/1000","v":36.632905982905989}]
[null,62,56.811965811965806,50.413247863247854,54.698717948717949,49.322222222222223,{"$f":"T14*$G$13","v":52.398717948717952},48.152564102564106,51.140598290598291,47.508760683760684,49.882478632478637,46.864957264957269,47.130341880341888,46.737179487179489,44.388034188034183,44.388034188034183,null,0.98803418803418797,0.95128205128205123,0.91128205128205131,0.88940170940170937,0.86752136752136755,0.81965811965811974,0.77196581196581193,0.88737024221453287,0.901707097933513,0.91896454698930785,0.9289832788775706,0.9395073891625616,0.99165797705943681,1,0.83499999999999996,0.83499999999999996,0.83499999999999996,0.83499999999999996,0.83499999999999996,0.83499999999999996,0.83499999999999996,50.413247863247854,{"$f":"Z14*E14+($A$4-80)*AG14*$A$12/1000","v":49.322222222222223},{"$f":"AA14*G14+($A$4-80)*AH14*$A$12/1000","v":48.152564102564106},47.508760683760684,46.864957264957269,46.737179487179489,44.388034188034183]
[null,57,54.472649572649573,54.472649572649573,52.900000000000006,52.900000000000006,51.15042735042735,51.15042735042735,50.172435897435896,50.172435897435896,49.194444444444443,49.194444444444443,46.973076923076917,46.973076923076917,44.397863247863249,44.397863247863249,null,0.9473504273504274,0.92,0.88957264957264959,0.87256410256410255,0.85555555555555551,0.81692307692307686,0.77213675213675215,1,1,1,1,1,1,1,0.83499999999999996,0.83499999999999996,0.83499999999999996,0.83499999999999996,0.83499999999999996,0.83499999999999996,0.83499999999999996,54.472649572649573,{"$f":"Z15*E15+($A$4-80)*AG15*$A$12/1000","v":52.900000000000006},{"$f":"AA15*G15+($A$4-80)*AH15*$A$12/1000","v":51.15042735042735},50.172435897435896,49.194444444444443,46.973076923076917,44.397863247863249]
[2000,72,69.570085470085473,36.790170940170945,66.896581196581209,35.708974358974366,63.97735042735043,34.549145299145295,62.36538461538462,33.929914529914527,60.753418803418811,33.310683760683766,57.165811965811962,31.964102564102564,53.086752136752139,30.479914529914538,null,1.20991452991453,1.1634188034188035,1.1126495726495726,1.0846153846153848,1.0565811965811966,0.99418803418803414,0.92324786324786323,0.52882170104549309,0.53379371143109022,0.54002150868028875,0.54405043341213544,0.5482931564471768,0.55914718019257226,0.57415293464173311,0.83499999999999996,0.83499999999999996,0.83499999999999996,0.83499999999999996,0.83499999999999996,0.83499999999999996,0.83499999999999996,{"$f":"Y16*C16+($A$4-80)*AF16*$A$16/1000","v":36.790170940170945},{"$f":"Z16*E16+($A$4-80)*AG16*$A$16/1000","v":35.708974358974366},{"$f":"AA16*G16+($A$4-80)*AH16*$A$16/1000","v":34.549145299145295},{"$f":"AB16*I16+($A$4-80)*AI16*$A$16/1000","v":33.929914529914527},{"$f":"AC16*K16+($A$4-80)*AJ16*$A$16/1000","v":33.310683760683766},{"$f":"AD16*M16+($A$4-80)*AK16*$A$16/1000","v":31.964102564102564},{"$f":"AE16*O16+($A$4-80)*AL16*$A$16/1000","v":30.479914529914538}]
[null,67,63.426923076923075,45.498717948717946,60.969658119658114,44.407692307692301,58.286324786324784,43.247863247863251,56.811965811965806,42.623717948717939,55.337606837606835,41.999572649572649,52.054700854700855,40.643162393162392,48.33931623931624,39.139316239316244,null,1.1030769230769231,1.0603418803418803,1.0136752136752136,0.98803418803418797,0.9623931623931623,0.90529914529914535,0.84068376068376072,0.71734077173407718,0.72835724649363209,0.74198988195615523,0.75025951557093418,0.75896980461811725,0.78077794561933533,0.80967873119154132,0.83499999999999996,0.83499999999999996,0.83499999999999996,0.83499999999999996,0.83499999999999996,0.83499999999999996,0.83499999999999996,{"$f":"Y17*C17+($A$4-80)*AF17*$A$16/1000","v":45.498717948717946},{"$f":"Z17*E17+($A$4-80)*AG17*$A$16/1000","v":44.407692307692301},{"$f":"AA17*G17+($A$4-80)*AH17*$A$16/1000","v":43.247863247863251},{"$f":"AB17*I17+($A$4-80)*AI17*$A$16/1000","v":42.623717948717939},{"$f":"AC17*K17+($A$4-80)*AJ17*$A$16/1000","v":41.999572649572649},{"$f":"AD17*M17+($A$4-80)*AK17*$A$16/1000","v":40.643162393162392},{"$f":"AE17*O17+($A$4-80)*AL17*$A$16/1000","v":39.139316239316244}]
[null,62,57.883333333333333,53.971367521367519,55.691452991452991,52.801709401709402,53.332478632478633,51.484615384615388,52.123504273504274,51.199572649572652,50.914529914529915,50.914529914529915,48.516239316239322,48.516239316239322,45.734615384615381,45.734615384615381,null,1.0066666666666666,0.96854700854700848,0.92752136752136749,0.90649572649572652,0.88547008547008543,0.84376068376068381,0.79538461538461536,0.93241636950246221,0.94811154253441587,0.96535200884629568,0.98227418442391101,1,1,1,0.83499999999999996,0.83499999999999996,0.83499999999999996,0.83499999999999996,0.83499999999999996,0.83499999999999996,0.83499999999999996,53.971367521367519,{"$f":"Z18*E18+($A$4-80)*AG18*$A$16/1000","v":52.801709401709402},{"$f":"AA18*G18+($A$4-80)*AH18*$A$16/1000","v":51.484615384615388},51.199572649572652,50.914529914529915,48.516239316239322,45.734615384615381]
[null,57,56.644871794871797,56.644871794871797,54.934615384615384,54.934615384615384,53.037606837606837,53.037606837606837,51.980982905982906,51.980982905982906,50.924358974358974,50.924358974358974,48.526068376068373,48.526068376068373,45.744444444444447,45.744444444444447,null,0.9851282051282052,0.95538461538461539,0.92239316239316238,0.90401709401709407,0.88564102564102565,0.84393162393162391,0.79555555555555557,1,1,1,1,1,1,1,0.83499999999999996,0.83499999999999996,0.83499999999999996,0.83499999999999996,0.83499999999999996,0.83499999999999996,0.83499999999999996,56.644871794871797,{"$f":"Z19*E19+($A$4-80)*AG19*$A$16/1000","v":54.934615384615384},{"$f":"AA19*G19+($A$4-80)*AH19*$A$16/1000","v":53.037606837606837},51.980982905982906,50.924358974358974,48.526068376068373,45.744444444444447]

{"sheet":"24ABC6_18","index":66,"n_rows":19,"n_cols":45,"rows_kept":19,"cut":false,"hidden":true,"merged":[[130,0,133,0],[120,12,121,12],[120,13,121,13],[120,14,121,14],[120,15,121,15],[122,0,125,0],[126,0,129,0],[119,12,119,13],[119,14,119,15],[120,4,121,4],[120,5,121,5],[120,6,121,6],[120,7,121,7],[120,8,121,8],[120,9,121,9],[120,10,121,10],[120,11,121,11],[119,0,121,0],[119,1,121,1],[119,4,119,5],[119,6,119,7],[119,8,119,9],[119,10,119,11],[111,0,114,0],[117,0,118,1],[117,4,117,15],[118,4,118,5],[118,6,118,7],[118,8,118,9],[118,10,118,11],[118,12,118,13],[118,14,118,15],[101,12,102,12],[101,13,102,13],[101,14,102,14],[101,15,102,15],[103,0,106,0],[107,0,110,0],[100,12,100,13],[100,14,100,15],[101,4,102,4],[101,5,102,5],[101,6,102,6],[101,7,102,7],[101,8,102,8],[101,9,102,9],[101,10,102,10],[101,11,102,11],[100,0,102,0],[100,1,102,1],[100,4,100,5],[100,6,100,7],[100,8,100,9],[100,10,100,11],[92,0,95,0],[98,0,99,1],[98,4,98,15],[99,4,99,5],[99,6,99,7],[99,8,99,9],[99,10,99,11],[99,12,99,13],[99,14,99,15],[82,12,83,12],[82,13,83,13],[82,14,83,14],[82,15,83,15],[84,0,87,0],[88,0,91,0],[81,12,81,13],[81,14,81,15],[82,4,83,4],[82,5,83,5],[82,6,83,6],[82,7,83,7],[82,8,83,8],[82,9,83,9],[82,10,83,10],[82,11,83,11],[81,0,83,0],[81,1,83,1],[81,4,81,5],[81,6,81,7],[81,8,81,9],[81,10,81,11],[73,0,76,0],[79,0,80,1],[79,4,79,15],[80,4,80,5],[80,6,80,7],[80,8,80,9],[80,10,80,11],[80,12,80,13],[80,14,80,15],[63,12,64,12],[63,13,64,13],[63,14,64,14],[63,15,64,15],[65,0,68,0],[69,0,72,0],[62,12,62,13],[62,14,62,15],[63,4,64,4],[63,5,64,5],[63,6,64,6],[63,7,64,7],[63,8,64,8],[63,9,64,9],[63,10,64,10],[63,11,64,11],[62,0,64,0],[62,1,64,1],[62,4,62,5],[62,6,62,7],[62,8,62,9],[62,10,62,11],[54,0,57,0],[60,0,61,1],[60,4,60,15],[61,4,61,5],[61,6,61,7],[61,8,61,9],[61,10,61,11],[61,12,61,13],[61,14,61,15],[44,12,45,12],[44,13,45,13],[44,14,45,14],[44,15,45,15],[46,0,49,0],[50,0,53,0],[43,12,43,13],[43,14,43,15],[44,4,45,4],[44,5,45,5],[44,6,45,6],[44,7,45,7],[44,8,45,8],[44,9,45,9],[44,10,45,10],[44,11,45,11],[43,0,45,0],[43,1,45,1],[43,4,43,5],[43,6,43,7],[43,8,43,9],[43,10,43,11],[35,0,38,0],[41,0,42,1],[41,4,41,15],[42,4,42,5],[42,6,42,7],[42,8,42,9],[42,10,42,11],[42,12,42,13],[42,14,42,15],[25,12,26,12],[25,13,26,13],[25,14,26,14],[25,15,26,15],[27,0,30,0],[31,0,34,0],[24,12,24,13],[24,14,24,15],[25,4,26,4],[25,5,26,5],[25,6,26,6],[25,7,26,7],[25,8,26,8],[25,9,26,9],[25,10,26,10],[25,11,26,11],[24,0,26,0],[24,1,26,1],[24,4,24,5],[24,6,24,7],[24,8,24,9],[24,10,24,11],[7,0,10,0],[11,0,14,0],[15,0,18,0],[22,4,22,15],[23,4,23,5],[23,6,23,7],[23,8,23,9],[23,10,23,11],[23,12,23,13],[23,14,23,15],[5,10,6,10],[5,11,6,11],[5,12,6,12],[5,13,6,13],[5,14,6,14],[5,15,6,15],[4,10,4,11],[4,12,4,13],[4,14,4,15],[5,2,6,2],[5,3,6,3],[5,4,6,4],[5,5,6,5],[5,6,6,6],[5,7,6,7],[5,8,6,8],[4,0,6,0],[4,1,6,1],[4,2,4,3],[4,4,4,5],[4,6,4,7],[4,8,4,9],[5,9,6,9],[2,0,2,1],[2,2,2,15],[3,2,3,3],[3,4,3,5],[3,6,3,7],[3,8,3,9],[3,10,3,11],[3,12,3,13],[3,14,3,15]]}
[]
["24ABC6_18"]
["Evaporator Air \n",null,"Condenser  Entering Air Temperature ˚F"]
[80,"°F DB",75,null,85,null,95,null,100,null,105,null,115,null,125]
["CFM","EWB†\n˚F","Capacity Mbtuh",null,"Capacity Mbtuh",null,"Capacity Mbtuh",null,"Capacity Mbtuh",null,"Capacity Mbtuh",null,"Capacity Mbtuh",null,"Capacity Mbtuh"]
[null,null,"Total","Sens.","Total","Sens.","Total","Sens.","Total","Sens.","Total","Sens.","Total","Sens.","Total","Sens."]
[null,null,null,null,null,null,null,null,null,null,null,null,null,null,null,null,null,"Total Factors",null,null,null,null,null,null,"Sens. %",null,null,null,null,null,null,"IDB Adj",null,null,null,null,null,null,"Sens Calc"]
[525,72,{"$f":"R8*$G$13","v":23.074222222222222},{"$f":"IF(AM8>C8,C8,AM8)","v":11.140388888888889},{"$f":"S8*$G$13","v":22.034166666666668},{"$f":"IF(AN8>E8,E8,AN8)","v":10.775833333333335},{"$f":"T8*$G$13","v":20.88688888888889},{"$f":"IF(AO8>G8,G8,AO8)","v":10.379111111111111},{"$f":"U8*$G$13","v":20.281083333333335},{"$f":"IF(AP8>I8,I8,AP8)","v":10.170027777777779},{"$f":"V8*$G$13","v":19.675277777777783},{"$f":"IF(AQ8>K8,K8,AQ8)","v":9.9609444444444453},{"$f":"W8*$G$13","v":18.388611111111111},{"$f":"IF(AR8>M8,M8,AR8)","v":9.5213333333333363},{"$f":"X8*$G$13","v":17.026888888888891},{"$f":"IF(AS8>O8,O8,AS8)","v":9.0710000000000015},null,1.1955555555555555,1.1416666666666666,1.0822222222222222,1.0508333333333333,1.0194444444444446,0.95277777777777772,0.88222222222222224,0.48280669144981414,0.48905109489051096,0.49691991786447637,0.5014538725878932,0.50626702997275197,0.5177842565597669,0.53274559193954663,0.83499999999999996,0.83499999999999996,0.83499999999999996,0.83499999999999996,0.83499999999999996,0.83499999999999996,0.83499999999999996,{"$f":"Y8*C8+($A$4-80)*AF8*$A$8/1000","v":11.140388888888889},{"$f":"Z8*E8+($A$4-80)*AG8*$A$8/1000","v":10.775833333333335},{"$f":"AA8*G8+($A$4-80)*AH8*$A$8/1000","v":10.379111111111111},{"$f":"AB8*I8+($A$4-80)*AI8*$A$8/1000","v":10.170027777777779},{"$f":"AC8*K8+($A$4-80)*AJ8*$A$8/1000","v":9.9609444444444453},{"$f":"AD8*M8+($A$4-80)*AK8*$A$8/1000","v":9.5213333333333363},{"$f":"AE8*O8+($A$4-80)*AL8*$A$8/1000","v":9.0710000000000015}]
[null,67,21.004833333333334,13.6065,20.007666666666665,{"$f":"IF(AN9>E9,E9,AN9)","v":13.209777777777777},{"$f":"T9*$G$13","v":18.956888888888891},{"$f":"IF(AO9>G9,G9,AO9)","v":12.813055555555556},18.399333333333335,{"$f":"IF(AP9>I9,I9,AP9)","v":12.603972222222222},17.841777777777779,{"$f":"IF(AQ9>K9,K9,AQ9)","v":12.39488888888889},16.662333333333333,{"$f":"IF(AR9>M9,M9,AR9)","v":11.944555555555556},15.407833333333334,{"$f":"IF(AS9>O9,O9,AS9)","v":11.494222222222225},null,1.0883333333333334,1.0366666666666666,0.98222222222222222,0.95333333333333337,0.92444444444444451,0.86333333333333329,0.79833333333333334,0.64777947932618685,0.66023579849946412,0.67590497737556554,0.68502331002330996,0.69471153846153844,0.71685971685971694,0.74599860821155195,0.83499999999999996,0.83499999999999996,0.83499999999999996,0.83499999999999996,0.83499999999999996,0.83499999999999996,0.83499999999999996,{"$f":"Y9*C9+($A$4-80)*AF9*$A$8/1000","v":13.6065},{"$f":"Z9*E9+($A$4-80)*AG9*$A$8/1000","v":13.209777777777777},{"$f":"AA9*G9+($A$4-80)*AH9*$A$8/1000","v":12.813055555555556},{"$f":"AB9*I9+($A$4-80)*AI9*$A$8/1000","v":12.603972222222222},{"$f":"AC9*K9+($A$4-80)*AJ9*$A$8/1000","v":12.39488888888889},{"$f":"AD9*M9+($A$4-80)*AK9*$A$8/1000","v":11.944555555555556},{"$f":"AE9*O9+($A$4-80)*AL9*$A$8/1000","v":11.494222222222225}]
[null,62,19.085555555555558,15.997555555555557,18.195611111111109,15.611555555555556,{"$f":"T10*$G$13","v":17.24133333333333},15.204111111111111,16.753472222222225,14.98966666666667,16.265611111111109,14.775222222222219,15.33277777777778,15.33277777777778,14.389222222222223,14.389222222222223,null,0.98888888888888893,0.94277777777777771,0.8933333333333332,0.86805555555555558,0.84277777777777774,0.79444444444444451,0.74555555555555553,0.83820224719101122,0.85798467884502072,0.88184079601990062,0.89472000000000007,0.90837178642056682,1,1,0.83499999999999996,0.83499999999999996,0.83499999999999996,0.83499999999999996,0.83499999999999996,0.83499999999999996,0.83499999999999996,15.997555555555557,{"$f":"Z10*E10+($A$4-80)*AG10*$A$8/1000","v":15.611555555555556},{"$f":"AA10*G10+($A$4-80)*AH10*$A$8/1000","v":15.204111111111111},14.98966666666667,14.775222222222219,15.33277777777778,14.389222222222223]
[null,57,18.431500000000003,18.431500000000003,17.734555555555556,17.734555555555556,{"$f":"T11*$G$13","v":16.984000000000002},16.984000000000002,16.581916666666668,16.581916666666668,16.179833333333335,16.179833333333335,15.300611111111111,15.300611111111111,14.367777777777778,14.367777777777778,null,0.95500000000000007,0.91888888888888887,0.88,0.85916666666666663,0.83833333333333337,0.7927777777777778,0.74444444444444446,1,1,1,1,1,1,1,0.83499999999999996,0.83499999999999996,0.83499999999999996,0.83499999999999996,0.83499999999999996,0.83499999999999996,0.83499999999999996,18.431500000000003,{"$f":"Z11*E11+($A$4-80)*AG11*$A$8/1000","v":17.734555555555556},{"$f":"AA11*G11+($A$4-80)*AH11*$A$8/1000","v":16.984000000000002},{"$f":"AB11*I11+($A$4-80)*AI11*$A$8/1000","v":16.581916666666668},16.179833333333335,15.300611111111111,14.367777777777778]
[600,72,23.524555555555558,11.719388888888888,22.430888888888891,11.344111111111111,{"$f":"T12*$G$13","v":21.251444444444445},10.947388888888892,20.613472222222221,10.732944444444444,19.9755,10.5185,18.645944444444446,10.078888888888891,17.230611111111113,9.6178333333333352,null,1.2188888888888889,1.1622222222222223,1.1011111111111112,1.0680555555555555,1.0349999999999999,0.96611111111111114,0.89277777777777778,0.49817684594348216,0.50573613766730396,0.51513622603430886,0.52067620286085825,0.52657004830917875,0.54054054054054057,0.55818294959551962,0.83499999999999996,0.83499999999999996,0.83499999999999996,0.83499999999999996,0.83499999999999996,0.83499999999999996,0.83499999999999996,{"$f":"Y12*C12+($A$4-80)*AF12*$A$12/1000","v":11.719388888888888},{"$f":"Z12*E12+($A$4-80)*AG12*$A$12/1000","v":11.344111111111111},{"$f":"AA12*G12+($A$4-80)*AH12*$A$12/1000","v":10.947388888888892},{"$f":"AB12*I12+($A$4-80)*AI12*$A$12/1000","v":10.732944444444444},{"$f":"AC12*K12+($A$4-80)*AJ12*$A$12/1000","v":10.5185},{"$f":"AD12*M12+($A$4-80)*AK12*$A$12/1000","v":10.078888888888891},{"$f":"AE12*O12+($A$4-80)*AL12*$A$12/1000","v":9.6178333333333352}]
[null,67,21.433722222222222,14.528611111111113,20.404388888888892,14.142611111111112,19.3,13.724444444444446,18.721000000000004,13.510000000000005,18.142000000000003,13.295555555555557,16.919666666666664,12.845222222222221,15.622277777777777,12.373444444444443,null,1.1105555555555555,1.0572222222222223,1,0.97000000000000008,0.94000000000000006,0.87666666666666659,0.80944444444444441,0.67783891945972996,0.6931161324224907,0.71111111111111114,0.72164948453608257,0.7328605200945626,0.75918884664131814,0.79203843514070005,0.83499999999999996,0.83499999999999996,0.83499999999999996,0.83499999999999996,0.83499999999999996,0.83499999999999996,0.83499999999999996,{"$f":"Y13*C13+($A$4-80)*AF13*$A$12/1000","v":14.528611111111113},{"$f":"Z13*E13+($A$4-80)*AG13*$A$12/1000","v":14.142611111111112},{"$f":"AA13*G13+($A$4-80)*AH13*$A$12/1000","v":13.724444444444446},{"$f":"AB13*I13+($A$4-80)*AI13*$A$12/1000","v":13.510000000000005},{"$f":"AC13*K13+($A$4-80)*AJ13*$A$12/1000","v":13.295555555555557},{"$f":"AD13*M13+($A$4-80)*AK13*$A$12/1000","v":12.845222222222221},{"$f":"AE13*O13+($A$4-80)*AL13*$A$12/1000","v":12.373444444444443}]
[null,62,19.568055555555556,17.273500000000002,18.645944444444446,16.855333333333334,{"$f":"T14*$G$13","v":17.74527777777778},17.74527777777778,17.311027777777777,17.311027777777777,16.876777777777779,16.876777777777779,15.943944444444444,15.943944444444444,14.936055555555555,14.936055555555555,null,1.0138888888888888,0.96611111111111114,0.91944444444444451,0.89694444444444443,0.87444444444444447,0.82611111111111102,0.77388888888888885,0.88273972602739725,0.90396779758481882,1,1,1,1,1,0.83499999999999996,0.83499999999999996,0.83499999999999996,0.83499999999999996,0.83499999999999996,0.83499999999999996,0.83499999999999996,17.273500000000002,{"$f":"Z14*E14+($A$4-80)*AG14*$A$12/1000","v":16.855333333333334},{"$f":"AA14*G14+($A$4-80)*AH14*$A$12/1000","v":17.74527777777778},17.311027777777777,16.876777777777779,15.943944444444444,14.936055555555555]
[null,57,19.289277777777777,19.289277777777777,18.528000000000002,18.528000000000002,17.723833333333335,17.723833333333335,17.289583333333336,17.289583333333336,16.855333333333334,16.855333333333334,15.922499999999999,15.922499999999999,14.914611111111112,14.914611111111112,null,0.99944444444444436,0.96000000000000008,0.91833333333333345,0.89583333333333337,0.87333333333333341,0.82499999999999996,0.77277777777777779,1,1,1,1,1,1,1,0.83499999999999996,0.83499999999999996,0.83499999999999996,0.83499999999999996,0.83499999999999996,0.83499999999999996,0.83499999999999996,19.289277777777777,{"$f":"Z15*E15+($A$4-80)*AG15*$A$12/1000","v":18.528000000000002},{"$f":"AA15*G15+($A$4-80)*AH15*$A$12/1000","v":17.723833333333335},17.289583333333336,16.855333333333334,15.922499999999999,14.914611111111112]
[675,72,23.846222222222224,12.276944444444444,22.720388888888895,11.890944444444449,21.508777777777777,11.494222222222223,20.849361111111115,11.279777777777781,20.189944444444443,11.065333333333333,18.817500000000003,10.615000000000002,17.369999999999997,10.153944444444443,null,1.2355555555555555,1.1772222222222224,1.1144444444444443,1.0802777777777779,1.046111111111111,0.97500000000000009,0.89999999999999991,0.51483812949640284,0.52336007550731478,0.53439680957128621,0.54101311391103113,0.54806160382368563,0.5641025641025641,0.58456790123456792,0.83499999999999996,0.83499999999999996,0.83499999999999996,0.83499999999999996,0.83499999999999996,0.83499999999999996,0.83499999999999996,{"$f":"Y16*C16+($A$4-80)*AF16*$A$16/1000","v":12.276944444444444},{"$f":"Z16*E16+($A$4-80)*AG16*$A$16/1000","v":11.890944444444449},{"$f":"AA16*G16+($A$4-80)*AH16*$A$16/1000","v":11.494222222222223},{"$f":"AB16*I16+($A$4-80)*AI16*$A$16/1000","v":11.279777777777781},{"$f":"AC16*K16+($A$4-80)*AJ16*$A$16/1000","v":11.065333333333333},{"$f":"AD16*M16+($A$4-80)*AK16*$A$16/1000","v":10.615000000000002},{"$f":"AE16*O16+($A$4-80)*AL16*$A$16/1000","v":10.153944444444443}]
[null,67,21.755388888888888,15.418555555555557,20.693888888888889,15.021833333333332,19.557333333333332,14.603666666666665,18.962250000000001,14.389222222222223,18.367166666666666,14.174777777777779,17.101944444444445,13.713722222222223,15.783111111111113,13.231222222222224,null,1.1272222222222221,1.0722222222222222,1.0133333333333332,0.98249999999999993,0.95166666666666666,0.88611111111111107,0.81777777777777783,0.70872350911779214,0.72590673575129527,0.74671052631578949,0.75883517104891152,0.77174547577349684,0.8018808777429467,0.83831521739130432,0.83499999999999996,0.83499999999999996,0.83499999999999996,0.83499999999999996,0.83499999999999996,0.83499999999999996,0.83499999999999996,{"$f":"Y17*C17+($A$4-80)*AF17*$A$16/1000","v":15.418555555555557},{"$f":"Z17*E17+($A$4-80)*AG17*$A$16/1000","v":15.021833333333332},{"$f":"AA17*G17+($A$4-80)*AH17*$A$16/1000","v":14.603666666666665},{"$f":"AB17*I17+($A$4-80)*AI17*$A$16/1000","v":14.389222222222223},{"$f":"AC17*K17+($A$4-80)*AJ17*$A$16/1000","v":14.174777777777779},{"$f":"AD17*M17+($A$4-80)*AK17*$A$16/1000","v":13.713722222222223},{"$f":"AE17*O17+($A$4-80)*AL17*$A$16/1000","v":13.231222222222224}]
[null,62,20.02911111111111,20.02911111111111,19.224944444444443,19.224944444444443,18.356444444444445,18.356444444444445,17.895388888888892,17.895388888888892,17.434333333333335,17.434333333333335,16.437166666666666,16.437166666666666,15.386388888888888,15.386388888888888,null,1.0377777777777777,0.99611111111111106,0.95111111111111113,0.92722222222222228,0.90333333333333343,0.85166666666666668,0.79722222222222217,1,1,1,1,1,1,1,0.83499999999999996,0.83499999999999996,0.83499999999999996,0.83499999999999996,0.83499999999999996,0.83499999999999996,0.83499999999999996,20.02911111111111,{"$f":"Z18*E18+($A$4-80)*AG18*$A$16/1000","v":19.224944444444443},{"$f":"AA18*G18+($A$4-80)*AH18*$A$16/1000","v":18.356444444444445},17.895388888888892,17.434333333333335,16.437166666666666,15.386388888888888]
[null,57,20.007666666666665,20.007666666666665,19.192777777777778,19.192777777777778,18.324277777777777,18.324277777777777,17.868583333333333,17.868583333333333,17.412888888888887,17.412888888888887,16.415722222222225,16.415722222222225,15.364944444444445,15.364944444444445,null,1.0366666666666666,0.99444444444444435,0.94944444444444442,0.92583333333333329,0.90222222222222215,0.85055555555555562,0.7961111111111111,1,1,1,1,1,1,1,0.83499999999999996,0.83499999999999996,0.83499999999999996,0.83499999999999996,0.83499999999999996,0.83499999999999996,0.83499999999999996,20.007666666666665,{"$f":"Z19*E19+($A$4-80)*AG19*$A$16/1000","v":19.192777777777778},{"$f":"AA19*G19+($A$4-80)*AH19*$A$16/1000","v":18.324277777777777},17.868583333333333,17.412888888888887,16.415722222222225,15.364944444444445]

{"sheet":"24ABC6_24","index":67,"n_rows":19,"n_cols":45,"rows_kept":19,"cut":false,"hidden":true,"merged":[[130,0,133,0],[120,12,121,12],[120,13,121,13],[120,14,121,14],[120,15,121,15],[122,0,125,0],[126,0,129,0],[119,12,119,13],[119,14,119,15],[120,4,121,4],[120,5,121,5],[120,6,121,6],[120,7,121,7],[120,8,121,8],[120,9,121,9],[120,10,121,10],[120,11,121,11],[119,0,121,0],[119,1,121,1],[119,4,119,5],[119,6,119,7],[119,8,119,9],[119,10,119,11],[111,0,114,0],[117,0,118,1],[117,4,117,15],[118,4,118,5],[118,6,118,7],[118,8,118,9],[118,10,118,11],[118,12,118,13],[118,14,118,15],[101,12,102,12],[101,13,102,13],[101,14,102,14],[101,15,102,15],[103,0,106,0],[107,0,110,0],[100,12,100,13],[100,14,100,15],[101,4,102,4],[101,5,102,5],[101,6,102,6],[101,7,102,7],[101,8,102,8],[101,9,102,9],[101,10,102,10],[101,11,102,11],[100,0,102,0],[100,1,102,1],[100,4,100,5],[100,6,100,7],[100,8,100,9],[100,10,100,11],[92,0,95,0],[98,0,99,1],[98,4,98,15],[99,4,99,5],[99,6,99,7],[99,8,99,9],[99,10,99,11],[99,12,99,13],[99,14,99,15],[82,12,83,12],[82,13,83,13],[82,14,83,14],[82,15,83,15],[84,0,87,0],[88,0,91,0],[81,12,81,13],[81,14,81,15],[82,4,83,4],[82,5,83,5],[82,6,83,6],[82,7,83,7],[82,8,83,8],[82,9,83,9],[82,10,83,10],[82,11,83,11],[81,0,83,0],[81,1,83,1],[81,4,81,5],[81,6,81,7],[81,8,81,9],[81,10,81,11],[73,0,76,0],[79,0,80,1],[79,4,79,15],[80,4,80,5],[80,6,80,7],[80,8,80,9],[80,10,80,11],[80,12,80,13],[80,14,80,15],[63,12,64,12],[63,13,64,13],[63,14,64,14],[63,15,64,15],[65,0,68,0],[69,0,72,0],[62,12,62,13],[62,14,62,15],[63,4,64,4],[63,5,64,5],[63,6,64,6],[63,7,64,7],[63,8,64,8],[63,9,64,9],[63,10,64,10],[63,11,64,11],[62,0,64,0],[62,1,64,1],[62,4,62,5],[62,6,62,7],[62,8,62,9],[62,10,62,11],[54,0,57,0],[60,0,61,1],[60,4,60,15],[61,4,61,5],[61,6,61,7],[61,8,61,9],[61,10,61,11],[61,12,61,13],[61,14,61,15],[44,12,45,12],[44,13,45,13],[44,14,45,14],[44,15,45,15],[46,0,49,0],[50,0,53,0],[43,12,43,13],[43,14,43,15],[44,4,45,4],[44,5,45,5],[44,6,45,6],[44,7,45,7],[44,8,45,8],[44,9,45,9],[44,10,45,10],[44,11,45,11],[43,0,45,0],[43,1,45,1],[43,4,43,5],[43,6,43,7],[43,8,43,9],[43,10,43,11],[35,0,38,0],[41,0,42,1],[41,4,41,15],[42,4,42,5],[42,6,42,7],[42,8,42,9],[42,10,42,11],[42,12,42,13],[42,14,42,15],[25,12,26,12],[25,13,26,13],[25,14,26,14],[25,15,26,15],[27,0,30,0],[31,0,34,0],[24,12,24,13],[24,14,24,15],[25,4,26,4],[25,5,26,5],[25,6,26,6],[25,7,26,7],[25,8,26,8],[25,9,26,9],[25,10,26,10],[25,11,26,11],[24,0,26,0],[24,1,26,1],[24,4,24,5],[24,6,24,7],[24,8,24,9],[24,10,24,11],[7,0,10,0],[11,0,14,0],[15,0,18,0],[22,4,22,15],[23,4,23,5],[23,6,23,7],[23,8,23,9],[23,10,23,11],[23,12,23,13],[23,14,23,15],[5,10,6,10],[5,11,6,11],[5,12,6,12],[5,13,6,13],[5,14,6,14],[5,15,6,15],[4,10,4,11],[4,12,4,13],[4,14,4,15],[5,2,6,2],[5,3,6,3],[5,4,6,4],[5,5,6,5],[5,6,6,6],[5,7,6,7],[5,8,6,8],[4,0,6,0],[4,1,6,1],[4,2,4,3],[4,4,4,5],[4,6,4,7],[4,8,4,9],[5,9,6,9],[2,0,2,1],[2,2,2,15],[3,2,3,3],[3,4,3,5],[3,6,3,7],[3,8,3,9],[3,10,3,11],[3,12,3,13],[3,14,3,15]]}
[]
["24ABC6_24"]
["Evaporator Air \n",null,"Condenser  Entering Air Temperature ˚F"]
[80,"°F DB",75,null,85,null,95,null,100,null,105,null,115,null,125]
["CFM","EWB†\n˚F","Capacity Mbtuh",null,"Capacity Mbtuh",null,"Capacity Mbtuh",null,"Capacity Mbtuh",null,"Capacity Mbtuh",null,"Capacity Mbtuh",null,"Capacity Mbtuh"]
[null,null,"Total","Sens.","Total","Sens.","Total","Sens.","Total","Sens.","Total","Sens.","Total","Sens.","Total","Sens."]
[null,null,null,null,null,null,null,null,null,null,null,null,null,null,null,null,null,"Total Factors",null,null,null,null,null,null,"Sens. %",null,null,null,null,null,null,"IDB Adj",null,null,null,null,null,null,"Sens Calc"]
[700,72,{"$f":"R8*$G$13","v":29.644406779661015},{"$f":"IF(AM8>C8,C8,AM8)","v":14.396610169491524},{"$f":"S8*$G$13","v":28.288813559322037},{"$f":"IF(AN8>E8,E8,AN8)","v":13.923728813559324},{"$f":"T8*$G$13","v":26.838644067796608},{"$f":"IF(AO8>G8,G8,AO8)","v":13.429830508474573},{"$f":"U8*$G$13","v":26.076779661016946},{"$f":"IF(AP8>I8,I8,AP8)","v":13.172372881355933},{"$f":"V8*$G$13","v":25.314915254237288},{"$f":"IF(AQ8>K8,K8,AQ8)","v":12.914915254237288},{"$f":"W8*$G$13","v":23.707118644067794},{"$f":"IF(AR8>M8,M8,AR8)","v":12.368474576271186},{"$f":"X8*$G$13","v":22.004745762711867},{"$f":"IF(AS8>O8,O8,AS8)","v":11.811525423728813},null,1.1953389830508474,1.140677966101695,1.0822033898305083,1.0514830508474575,1.0207627118644067,0.95593220338983043,0.8872881355932204,0.48564338886919528,0.49219910846953935,0.50039154267815189,0.50513802135804964,0.51017019510170192,0.52171985815602839,0.53677172874880608,0.83499999999999996,0.83499999999999996,0.83499999999999996,0.83499999999999996,0.83499999999999996,0.83499999999999996,0.83499999999999996,{"$f":"Y8*C8+($A$4-80)*AF8*$A$8/1000","v":14.396610169491524},{"$f":"Z8*E8+($A$4-80)*AG8*$A$8/1000","v":13.923728813559324},{"$f":"AA8*G8+($A$4-80)*AH8*$A$8/1000","v":13.429830508474573},{"$f":"AB8*I8+($A$4-80)*AI8*$A$8/1000","v":13.172372881355933},{"$f":"AC8*K8+($A$4-80)*AJ8*$A$8/1000","v":12.914915254237288},{"$f":"AD8*M8+($A$4-80)*AK8*$A$8/1000","v":12.368474576271186},{"$f":"AE8*O8+($A$4-80)*AL8*$A$8/1000","v":11.811525423728813}]
[null,67,26.933220338983048,17.633220338983051,25.68271186440678,{"$f":"IF(AN9>E9,E9,AN9)","v":17.149830508474576},{"$f":"T9*$G$13","v":24.369152542372884},{"$f":"IF(AO9>G9,G9,AO9)","v":16.655932203389831},23.675593220338982,{"$f":"IF(AP9>I9,I9,AP9)","v":16.398474576271184},22.982033898305087,{"$f":"IF(AQ9>K9,K9,AQ9)","v":16.141016949152544},21.510847457627118,{"$f":"IF(AR9>M9,M9,AR9)","v":15.59457627118644},19.94508474576271,{"$f":"IF(AS9>O9,O9,AS9)","v":15.016610169491521},null,1.0860169491525422,1.035593220338983,0.98262711864406782,0.95466101694915251,0.92669491525423731,0.86737288135593216,0.80423728813559314,0.65470152165431139,0.66775777414075288,0.68348426045709354,0.69263204616067464,0.7023319615912208,0.72496336101612113,0.7528977871443624,0.83499999999999996,0.83499999999999996,0.83499999999999996,0.83499999999999996,0.83499999999999996,0.83499999999999996,0.83499999999999996,{"$f":"Y9*C9+($A$4-80)*AF9*$A$8/1000","v":17.633220338983051},{"$f":"Z9*E9+($A$4-80)*AG9*$A$8/1000","v":17.149830508474576},{"$f":"AA9*G9+($A$4-80)*AH9*$A$8/1000","v":16.655932203389831},{"$f":"AB9*I9+($A$4-80)*AI9*$A$8/1000","v":16.398474576271184},{"$f":"AC9*K9+($A$4-80)*AJ9*$A$8/1000","v":16.141016949152544},{"$f":"AD9*M9+($A$4-80)*AK9*$A$8/1000","v":15.59457627118644},{"$f":"AE9*O9+($A$4-80)*AL9*$A$8/1000","v":15.016610169491521}]
[null,62,24.505762711864406,20.80677966101695,23.381355932203387,20.323389830508471,{"$f":"T10*$G$13","v":22.214915254237287},19.818983050847457,21.615932203389828,20.396949152542369,21.016949152542374,20.974915254237288,19.913559322033898,19.913559322033898,18.726101694915254,18.726101694915254,null,0.98813559322033895,0.94279661016949146,0.8957627118644067,0.87161016949152537,0.84745762711864403,0.80296610169491522,0.75508474576271178,0.84905660377358494,0.86921348314606739,0.89214758751182588,0.94360719494409329,0.998,1,1,0.83499999999999996,0.83499999999999996,0.83499999999999996,0.83499999999999996,0.83499999999999996,0.83499999999999996,0.83499999999999996,20.80677966101695,{"$f":"Z10*E10+($A$4-80)*AG10*$A$8/1000","v":20.323389830508471},{"$f":"AA10*G10+($A$4-80)*AH10*$A$8/1000","v":19.818983050847457},20.396949152542369,20.974915254237288,19.913559322033898,18.726101694915254]
[null,57,23.83322033898305,23.83322033898305,22.950508474576271,22.950508474576271,{"$f":"T11*$G$13","v":21.994237288135594},21.994237288135594,21.484576271186441,21.484576271186441,20.974915254237288,20.974915254237288,19.882033898305085,19.882033898305085,18.694576271186442,18.694576271186442,null,0.96101694915254232,0.92542372881355928,0.88686440677966094,0.86631355932203391,0.84576271186440677,0.80169491525423731,0.75381355932203387,1,1,1,1,1,1,1,0.83499999999999996,0.83499999999999996,0.83499999999999996,0.83499999999999996,0.83499999999999996,0.83499999999999996,0.83499999999999996,23.83322033898305,{"$f":"Z11*E11+($A$4-80)*AG11*$A$8/1000","v":22.950508474576271},{"$f":"AA11*G11+($A$4-80)*AH11*$A$8/1000","v":21.994237288135594},{"$f":"AB11*I11+($A$4-80)*AI11*$A$8/1000","v":21.484576271186441},20.974915254237288,19.882033898305085,18.694576271186442]
[800,72,30.180338983050845,15.16372881355932,28.772203389830509,14.68033898305085,{"$f":"T12*$G$13","v":27.269491525423724},14.175932203389827,26.476101694915254,13.91322033898305,25.68271186440678,13.65050847457627,24.011864406779662,13.104067796610169,22.246440677966103,12.536610169491524,null,1.2169491525423728,1.1601694915254237,1.0995762711864405,1.0675847457627119,1.035593220338983,0.96822033898305082,0.89703389830508473,0.50243732590529244,0.51022644265887518,0.51984585741811173,0.525501091486406,0.53150572831423892,0.54573304157549229,0.56353330184222949,0.83499999999999996,0.83499999999999996,0.83499999999999996,0.83499999999999996,0.83499999999999996,0.83499999999999996,0.83499999999999996,{"$f":"Y12*C12+($A$4-80)*AF12*$A$12/1000","v":15.16372881355932},{"$f":"Z12*E12+($A$4-80)*AG12*$A$12/1000","v":14.68033898305085},{"$f":"AA12*G12+($A$4-80)*AH12*$A$12/1000","v":14.175932203389827},{"$f":"AB12*I12+($A$4-80)*AI12*$A$12/1000","v":13.91322033898305},{"$f":"AC12*K12+($A$4-80)*AJ12*$A$12/1000","v":13.65050847457627},{"$f":"AD12*M12+($A$4-80)*AK12*$A$12/1000","v":13.104067796610169},{"$f":"AE12*O12+($A$4-80)*AL12*$A$12/1000","v":12.536610169491524}]
[null,67,27.490169491525421,18.862711864406776,26.176610169491521,18.379322033898301,24.8,17.864406779661017,24.07491525423729,17.5964406779661,23.349830508474575,17.328474576271184,21.815593220338982,16.771525423728814,20.207796610169492,16.193559322033899,null,1.1084745762711863,1.0555084745762711,1,0.97076271186440677,0.94152542372881343,0.87966101694915255,0.81483050847457628,0.68616207951070329,0.70212765957446799,0.72033898305084743,0.73090353557398502,0.74212421242124205,0.76878612716763006,0.80135205408216326,0.83499999999999996,0.83499999999999996,0.83499999999999996,0.83499999999999996,0.83499999999999996,0.83499999999999996,0.83499999999999996,{"$f":"Y13*C13+($A$4-80)*AF13*$A$12/1000","v":18.862711864406776},{"$f":"Z13*E13+($A$4-80)*AG13*$A$12/1000","v":18.379322033898301},{"$f":"AA13*G13+($A$4-80)*AH13*$A$12/1000","v":17.864406779661017},{"$f":"AB13*I13+($A$4-80)*AI13*$A$12/1000","v":17.5964406779661},{"$f":"AC13*K13+($A$4-80)*AJ13*$A$12/1000","v":17.328474576271184},{"$f":"AD13*M13+($A$4-80)*AK13*$A$12/1000","v":16.771525423728814},{"$f":"AE13*O13+($A$4-80)*AL13*$A$12/1000","v":16.193559322033899}]
[null,62,25.125762711864407,22.467118644067796,24.011864406779662,23.896271186440675,{"$f":"T14*$G$13","v":22.961016949152544},22.961016949152544,22.414576271186437,22.414576271186437,21.868135593220337,21.868135593220337,20.691186440677967,20.691186440677967,19.430169491525422,19.430169491525422,null,1.013135593220339,0.96822033898305082,0.92584745762711862,0.90381355932203378,0.88177966101694905,0.83432203389830506,0.78347457627118633,0.89418653283145122,0.9951859956236323,1,1,1,1,1,0.83499999999999996,0.83499999999999996,0.83499999999999996,0.83499999999999996,0.83499999999999996,0.83499999999999996,0.83499999999999996,22.467118644067796,{"$f":"Z14*E14+($A$4-80)*AG14*$A$12/1000","v":23.896271186440675},{"$f":"AA14*G14+($A$4-80)*AH14*$A$12/1000","v":22.961016949152544},22.414576271186437,21.868135593220337,20.691186440677967,19.430169491525422]
[null,57,24.905084745762711,24.905084745762711,23.948813559322033,23.948813559322033,22.929491525423728,22.929491525423728,22.383050847457625,22.383050847457625,21.836610169491525,21.836610169491525,20.659661016949151,20.659661016949151,19.39864406779661,19.39864406779661,null,1.0042372881355932,0.96567796610169487,0.92457627118644059,0.90254237288135586,0.88050847457627113,0.83305084745762703,0.78220338983050841,1,1,1,1,1,1,1,0.83499999999999996,0.83499999999999996,0.83499999999999996,0.83499999999999996,0.83499999999999996,0.83499999999999996,0.83499999999999996,24.905084745762711,{"$f":"Z15*E15+($A$4-80)*AG15*$A$12/1000","v":23.948813559322033},{"$f":"AA15*G15+($A$4-80)*AH15*$A$12/1000","v":22.929491525423728},22.383050847457625,21.836610169491525,20.659661016949151,19.39864406779661]
[900,72,30.569152542372883,15.888813559322035,29.129491525423724,15.415932203389829,27.563728813559322,14.901016949152542,26.749322033898302,14.633050847457627,25.934915254237286,14.36508474576271,24.222033898305085,13.81864406779661,22.404067796610171,13.240677966101696,null,1.2326271186440678,1.1745762711864405,1.1114406779661017,1.0786016949152541,1.0457627118644066,0.97669491525423724,0.90338983050847455,0.5197662426950842,0.52922077922077926,0.54060236370568049,0.54704380278923592,0.55388978930307942,0.57049891540130149,0.59099437148217637,0.83499999999999996,0.83499999999999996,0.83499999999999996,0.83499999999999996,0.83499999999999996,0.83499999999999996,0.83499999999999996,{"$f":"Y16*C16+($A$4-80)*AF16*$A$16/1000","v":15.888813559322035},{"$f":"Z16*E16+($A$4-80)*AG16*$A$16/1000","v":15.415932203389829},{"$f":"AA16*G16+($A$4-80)*AH16*$A$16/1000","v":14.901016949152542},{"$f":"AB16*I16+($A$4-80)*AI16*$A$16/1000","v":14.633050847457627},{"$f":"AC16*K16+($A$4-80)*AJ16*$A$16/1000","v":14.36508474576271},{"$f":"AD16*M16+($A$4-80)*AK16*$A$16/1000","v":13.81864406779661},{"$f":"AE16*O16+($A$4-80)*AL16*$A$16/1000","v":13.240677966101696}]
[null,67,27.889491525423729,20.050169491525423,26.533898305084744,19.545762711864409,25.115254237288134,19.030847457627118,24.369152542372877,18.757627118644066,23.623050847457627,18.484406779661015,22.046779661016949,17.916949152542372,20.407457627118646,17.317966101694918,null,1.1245762711864407,1.0699152542372881,1.0127118644067796,0.9826271186440676,0.9525423728813559,0.88898305084745755,0.82288135593220346,0.71891484551620188,0.73663366336633673,0.75774058577405856,0.76972833117723172,0.78247330960854089,0.81267874165872256,0.84860968074150356,0.83499999999999996,0.83499999999999996,0.83499999999999996,0.83499999999999996,0.83499999999999996,0.83499999999999996,0.83499999999999996,{"$f":"Y17*C17+($A$4-80)*AF17*$A$16/1000","v":20.050169491525423},{"$f":"Z17*E17+($A$4-80)*AG17*$A$16/1000","v":19.545762711864409},{"$f":"AA17*G17+($A$4-80)*AH17*$A$16/1000","v":19.030847457627118},{"$f":"AB17*I17+($A$4-80)*AI17*$A$16/1000","v":18.757627118644066},{"$f":"AC17*K17+($A$4-80)*AJ17*$A$16/1000","v":18.484406779661015},{"$f":"AD17*M17+($A$4-80)*AK17*$A$16/1000","v":17.916949152542372},{"$f":"AE17*O17+($A$4-80)*AL17*$A$16/1000","v":17.317966101694918}]
[null,62,25.850847457627118,25.850847457627118,24.821016949152543,24.821016949152543,23.728135593220337,23.728135593220337,23.150169491525425,23.150169491525425,22.572203389830509,22.572203389830509,21.321694915254234,21.321694915254234,19.987118644067795,19.987118644067795,null,1.0423728813559321,1.0008474576271187,0.956779661016949,0.93347457627118646,0.9101694915254237,0.85974576271186431,0.8059322033898304,1,1,1,1,1,1,1,0.83499999999999996,0.83499999999999996,0.83499999999999996,0.83499999999999996,0.83499999999999996,0.83499999999999996,0.83499999999999996,25.850847457627118,{"$f":"Z18*E18+($A$4-80)*AG18*$A$16/1000","v":24.821016949152543},{"$f":"AA18*G18+($A$4-80)*AH18*$A$16/1000","v":23.728135593220337},23.150169491525425,22.572203389830509,21.321694915254234,19.987118644067795]
[null,57,25.808813559322029,25.808813559322029,24.789491525423728,24.789491525423728,23.696610169491525,23.696610169491525,23.118644067796609,23.118644067796609,22.540677966101693,22.540677966101693,21.300677966101695,21.300677966101695,19.955593220338979,19.955593220338979,null,1.0406779661016947,0.99957627118644066,0.95550847457627119,0.93220338983050843,0.90889830508474567,0.85889830508474574,0.80466101694915237,1,1,1,1,1,1,1,0.83499999999999996,0.83499999999999996,0.83499999999999996,0.83499999999999996,0.83499999999999996,0.83499999999999996,0.83499999999999996,25.808813559322029,{"$f":"Z19*E19+($A$4-80)*AG19*$A$16/1000","v":24.789491525423728},{"$f":"AA19*G19+($A$4-80)*AH19*$A$16/1000","v":23.696610169491525},23.118644067796609,22.540677966101693,21.300677966101695,19.955593220338979]

{"sheet":"24ABC6_30","index":68,"n_rows":19,"n_cols":45,"rows_kept":19,"cut":false,"hidden":true,"merged":[[130,0,133,0],[120,12,121,12],[120,13,121,13],[120,14,121,14],[120,15,121,15],[122,0,125,0],[126,0,129,0],[119,12,119,13],[119,14,119,15],[120,4,121,4],[120,5,121,5],[120,6,121,6],[120,7,121,7],[120,8,121,8],[120,9,121,9],[120,10,121,10],[120,11,121,11],[119,0,121,0],[119,1,121,1],[119,4,119,5],[119,6,119,7],[119,8,119,9],[119,10,119,11],[111,0,114,0],[117,0,118,1],[117,4,117,15],[118,4,118,5],[118,6,118,7],[118,8,118,9],[118,10,118,11],[118,12,118,13],[118,14,118,15],[101,12,102,12],[101,13,102,13],[101,14,102,14],[101,15,102,15],[103,0,106,0],[107,0,110,0],[100,12,100,13],[100,14,100,15],[101,4,102,4],[101,5,102,5],[101,6,102,6],[101,7,102,7],[101,8,102,8],[101,9,102,9],[101,10,102,10],[101,11,102,11],[100,0,102,0],[100,1,102,1],[100,4,100,5],[100,6,100,7],[100,8,100,9],[100,10,100,11],[92,0,95,0],[98,0,99,1],[98,4,98,15],[99,4,99,5],[99,6,99,7],[99,8,99,9],[99,10,99,11],[99,12,99,13],[99,14,99,15],[82,12,83,12],[82,13,83,13],[82,14,83,14],[82,15,83,15],[84,0,87,0],[88,0,91,0],[81,12,81,13],[81,14,81,15],[82,4,83,4],[82,5,83,5],[82,6,83,6],[82,7,83,7],[82,8,83,8],[82,9,83,9],[82,10,83,10],[82,11,83,11],[81,0,83,0],[81,1,83,1],[81,4,81,5],[81,6,81,7],[81,8,81,9],[81,10,81,11],[73,0,76,0],[79,0,80,1],[79,4,79,15],[80,4,80,5],[80,6,80,7],[80,8,80,9],[80,10,80,11],[80,12,80,13],[80,14,80,15],[63,12,64,12],[63,13,64,13],[63,14,64,14],[63,15,64,15],[65,0,68,0],[69,0,72,0],[62,12,62,13],[62,14,62,15],[63,4,64,4],[63,5,64,5],[63,6,64,6],[63,7,64,7],[63,8,64,8],[63,9,64,9],[63,10,64,10],[63,11,64,11],[62,0,64,0],[62,1,64,1],[62,4,62,5],[62,6,62,7],[62,8,62,9],[62,10,62,11],[54,0,57,0],[60,0,61,1],[60,4,60,15],[61,4,61,5],[61,6,61,7],[61,8,61,9],[61,10,61,11],[61,12,61,13],[61,14,61,15],[44,12,45,12],[44,13,45,13],[44,14,45,14],[44,15,45,15],[46,0,49,0],[50,0,53,0],[43,12,43,13],[43,14,43,15],[44,4,45,4],[44,5,45,5],[44,6,45,6],[44,7,45,7],[44,8,45,8],[44,9,45,9],[44,10,45,10],[44,11,45,11],[43,0,45,0],[43,1,45,1],[43,4,43,5],[43,6,43,7],[43,8,43,9],[43,10,43,11],[35,0,38,0],[41,0,42,1],[41,4,41,15],[42,4,42,5],[42,6,42,7],[42,8,42,9],[42,10,42,11],[42,12,42,13],[42,14,42,15],[25,12,26,12],[25,13,26,13],[25,14,26,14],[25,15,26,15],[27,0,30,0],[31,0,34,0],[24,12,24,13],[24,14,24,15],[25,4,26,4],[25,5,26,5],[25,6,26,6],[25,7,26,7],[25,8,26,8],[25,9,26,9],[25,10,26,10],[25,11,26,11],[24,0,26,0],[24,1,26,1],[24,4,24,5],[24,6,24,7],[24,8,24,9],[24,10,24,11],[7,0,10,0],[11,0,14,0],[15,0,18,0],[22,4,22,15],[23,4,23,5],[23,6,23,7],[23,8,23,9],[23,10,23,11],[23,12,23,13],[23,14,23,15],[5,10,6,10],[5,11,6,11],[5,12,6,12],[5,13,6,13],[5,14,6,14],[5,15,6,15],[4,10,4,11],[4,12,4,13],[4,14,4,15],[5,2,6,2],[5,3,6,3],[5,4,6,4],[5,5,6,5],[5,6,6,6],[5,7,6,7],[5,8,6,8],[4,0,6,0],[4,1,6,1],[4,2,4,3],[4,4,4,5],[4,6,4,7],[4,8,4,9],[5,9,6,9],[2,0,2,1],[2,2,2,15],[3,2,3,3],[3,4,3,5],[3,6,3,7],[3,8,3,9],[3,10,3,11],[3,12,3,13],[3,14,3,15]]}
[]
["24ABC6_30"]
["Evaporator Air \n",null,"Condenser  Entering Air Temperature ˚F"]
[80,"°F DB",75,null,85,null,95,null,100,null,105,null,115,null,125]
["CFM","EWB†\n˚F","Capacity Mbtuh",null,"Capacity Mbtuh",null,"Capacity Mbtuh",null,"Capacity Mbtuh",null,"Capacity Mbtuh",null,"Capacity Mbtuh",null,"Capacity Mbtuh"]
[null,null,"Total","Sens.","Total","Sens.","Total","Sens.","Total","Sens.","Total","Sens.","Total","Sens.","Total","Sens."]
[null,null,null,null,null,null,null,null,null,null,null,null,null,null,null,null,null,"Total Factors",null,null,null,null,null,null,"Sens. %",null,null,null,null,null,null,"IDB Adj",null,null,null,null,null,null,"Sens Calc"]
[875,72,{"$f":"R8*$G$13","v":34.805174825174824},{"$f":"IF(AM8>C8,C8,AM8)","v":16.958461538461535},{"$f":"S8*$G$13","v":33.263496503496498},{"$f":"IF(AN8>E8,E8,AN8)","v":16.427552447552443},{"$f":"T8*$G$13","v":31.65034965034965},{"$f":"IF(AO8>G8,G8,AO8)","v":15.886433566433567},{"$f":"U8*$G$13","v":30.792727272727269},{"$f":"IF(AP8>I8,I8,AP8)","v":15.60055944055944},{"$f":"V8*$G$13","v":29.935104895104892},{"$f":"IF(AQ8>K8,K8,AQ8)","v":15.314685314685313},{"$f":"W8*$G$13","v":28.087132867132865},{"$f":"IF(AR8>M8,M8,AR8)","v":14.702097902097902},{"$f":"X8*$G$13","v":26.065594405594403},{"$f":"IF(AS8>O8,O8,AS8)","v":14.048671328671327},null,1.191958041958042,1.139160839160839,1.083916083916084,1.0545454545454545,1.0251748251748252,0.96188811188811185,0.89265734265734265,0.48723965972425926,0.49386126457949664,0.50193548387096776,0.50663129973474808,0.51159618008185537,0.52344601962922577,0.53897375636506073,0.83499999999999996,0.83499999999999996,0.83499999999999996,0.83499999999999996,0.83499999999999996,0.83499999999999996,0.83499999999999996,{"$f":"Y8*C8+($A$4-80)*AF8*$A$8/1000","v":16.958461538461535},{"$f":"Z8*E8+($A$4-80)*AG8*$A$8/1000","v":16.427552447552443},{"$f":"AA8*G8+($A$4-80)*AH8*$A$8/1000","v":15.886433566433567},{"$f":"AB8*I8+($A$4-80)*AI8*$A$8/1000","v":15.60055944055944},{"$f":"AC8*K8+($A$4-80)*AJ8*$A$8/1000","v":15.314685314685313},{"$f":"AD8*M8+($A$4-80)*AK8*$A$8/1000","v":14.702097902097902},{"$f":"AE8*O8+($A$4-80)*AL8*$A$8/1000","v":14.048671328671327}]
[null,67,31.640139860139858,20.899440559440556,30.231188811188808,{"$f":"IF(AN9>E9,E9,AN9)","v":20.368531468531465},{"$f":"T9*$G$13","v":28.75076923076923},{"$f":"IF(AO9>G9,G9,AO9)","v":19.817202797202796},27.959510489510485,{"$f":"IF(AP9>I9,I9,AP9)","v":19.526223776223777},27.168251748251748,{"$f":"IF(AQ9>K9,K9,AQ9)","v":19.235244755244757},25.453006993006991,{"$f":"IF(AR9>M9,M9,AR9)","v":18.612447552447552},23.584615384615386,{"$f":"IF(AS9>O9,O9,AS9)","v":17.928391608391607},null,1.0835664335664335,1.0353146853146853,0.98461538461538456,0.95751748251748237,0.93041958041958039,0.8716783216783216,0.80769230769230771,0.66053565666343983,0.67375886524822692,0.68927556818181823,0.69837502282271324,0.70800450958286365,0.73124749298034497,0.76017316017316006,0.83499999999999996,0.83499999999999996,0.83499999999999996,0.83499999999999996,0.83499999999999996,0.83499999999999996,0.83499999999999996,{"$f":"Y9*C9+($A$4-80)*AF9*$A$8/1000","v":20.899440559440556},{"$f":"Z9*E9+($A$4-80)*AG9*$A$8/1000","v":20.368531468531465},{"$f":"AA9*G9+($A$4-80)*AH9*$A$8/1000","v":19.817202797202796},{"$f":"AB9*I9+($A$4-80)*AI9*$A$8/1000","v":19.526223776223777},{"$f":"AC9*K9+($A$4-80)*AJ9*$A$8/1000","v":19.235244755244757},{"$f":"AD9*M9+($A$4-80)*AK9*$A$8/1000","v":18.612447552447552},{"$f":"AE9*O9+($A$4-80)*AL9*$A$8/1000","v":17.928391608391607}]
[null,62,28.90391608391608,24.78937062937063,27.648111888111885,24.238041958041954,{"$f":"T10*$G$13","v":26.341258741258741},23.645874125874126,25.708251748251744,24.360559440559435,25.07524475524475,25.07524475524475,23.768391608391607,23.768391608391607,22.328811188811187,22.328811188811187,null,0.98986013986013976,0.9468531468531467,0.90209790209790208,0.88041958041958035,0.85874125874125862,0.813986013986014,0.76468531468531464,0.85764747439067479,0.87666174298375188,0.89767441860465114,0.94757744241461472,1,1,1,0.83499999999999996,0.83499999999999996,0.83499999999999996,0.83499999999999996,0.83499999999999996,0.83499999999999996,0.83499999999999996,24.78937062937063,{"$f":"Z10*E10+($A$4-80)*AG10*$A$8/1000","v":24.238041958041954},{"$f":"AA10*G10+($A$4-80)*AH10*$A$8/1000","v":23.645874125874126},24.360559440559435,25.07524475524475,23.768391608391607,22.328811188811187]
[null,57,28.342377622377622,28.342377622377622,27.321398601398602,27.321398601398602,{"$f":"T11*$G$13","v":26.22895104895105},26.22895104895105,25.631678321678319,25.631678321678319,25.034405594405591,25.034405594405591,23.737762237762237,23.737762237762237,22.287972027972025,22.287972027972025,null,0.9706293706293706,0.93566433566433571,0.89825174825174825,0.87779720279720275,0.85734265734265724,0.81293706293706292,0.76328671328671316,1,1,1,1,1,1,1,0.83499999999999996,0.83499999999999996,0.83499999999999996,0.83499999999999996,0.83499999999999996,0.83499999999999996,0.83499999999999996,28.342377622377622,{"$f":"Z11*E11+($A$4-80)*AG11*$A$8/1000","v":27.321398601398602},{"$f":"AA11*G11+($A$4-80)*AH11*$A$8/1000","v":26.22895104895105},{"$f":"AB11*I11+($A$4-80)*AI11*$A$8/1000","v":25.631678321678319},25.034405594405591,23.737762237762237,22.287972027972025]
[1000,72,35.397342657342655,17.856923076923074,33.784195804195804,17.315804195804194,{"$f":"T12*$G$13","v":32.109790209790205},16.764475524475522,31.221538461538461,16.478601398601398,30.333286713286714,16.192727272727272,28.413846153846148,15.569930069930068,26.331048951048949,14.906293706293706,null,1.2122377622377623,1.156993006993007,1.0996503496503496,1.0692307692307692,1.0388111888111888,0.97307692307692295,0.90174825174825168,0.50447072396884907,0.51254155333937745,0.52209856915739272,0.52779594506213212,0.53382699427802083,0.54796981674452039,0.56611089569600626,0.83499999999999996,0.83499999999999996,0.83499999999999996,0.83499999999999996,0.83499999999999996,0.83499999999999996,0.83499999999999996,{"$f":"Y12*C12+($A$4-80)*AF12*$A$12/1000","v":17.856923076923074},{"$f":"Z12*E12+($A$4-80)*AG12*$A$12/1000","v":17.315804195804194},{"$f":"AA12*G12+($A$4-80)*AH12*$A$12/1000","v":16.764475524475522},{"$f":"AB12*I12+($A$4-80)*AI12*$A$12/1000","v":16.478601398601398},{"$f":"AC12*K12+($A$4-80)*AJ12*$A$12/1000","v":16.192727272727272},{"$f":"AD12*M12+($A$4-80)*AK12*$A$12/1000","v":15.569930069930068},{"$f":"AE12*O12+($A$4-80)*AL12*$A$12/1000","v":14.906293706293706}]
[null,67,32.211888111888108,22.339020979020976,30.731468531468533,21.797902097902099,29.2,21.236363636363638,28.383216783216781,20.940279720279719,27.566433566433567,20.644195804195803,25.800139860139858,20.011188811188809,23.880699300699302,19.316923076923079,null,1.1031468531468531,1.0524475524475525,1,0.97202797202797198,0.94405594405594406,0.8835664335664335,0.81783216783216783,0.69350237717908081,0.70930232558139539,0.72727272727272729,0.73776978417266181,0.74888888888888883,0.77562326869806097,0.80889268918341173,0.83499999999999996,0.83499999999999996,0.83499999999999996,0.83499999999999996,0.83499999999999996,0.83499999999999996,0.83499999999999996,{"$f":"Y13*C13+($A$4-80)*AF13*$A$12/1000","v":22.339020979020976},{"$f":"Z13*E13+($A$4-80)*AG13*$A$12/1000","v":21.797902097902099},{"$f":"AA13*G13+($A$4-80)*AH13*$A$12/1000","v":21.236363636363638},{"$f":"AB13*I13+($A$4-80)*AI13*$A$12/1000","v":20.940279720279719},{"$f":"AC13*K13+($A$4-80)*AJ13*$A$12/1000","v":20.644195804195803},{"$f":"AD13*M13+($A$4-80)*AK13*$A$12/1000","v":20.011188811188809},{"$f":"AE13*O13+($A$4-80)*AL13*$A$12/1000","v":19.316923076923079}]
[null,62,29.63902097902098,29.373566433566435,28.475104895104892,28.475104895104892,{"$f":"T14*$G$13","v":27.300979020979018},27.300979020979018,26.667972027972024,26.667972027972024,26.034965034965033,26.034965034965033,24.646433566433565,24.646433566433565,23.114965034965035,23.114965034965035,null,1.015034965034965,0.97517482517482512,0.93496503496503491,0.91328671328671318,0.89160839160839156,0.84405594405594409,0.79160839160839158,0.99104374784705473,1,1,1,1,1,1,0.83499999999999996,0.83499999999999996,0.83499999999999996,0.83499999999999996,0.83499999999999996,0.83499999999999996,0.83499999999999996,29.373566433566435,{"$f":"Z14*E14+($A$4-80)*AG14*$A$12/1000","v":28.475104895104892},{"$f":"AA14*G14+($A$4-80)*AH14*$A$12/1000","v":27.300979020979018},26.667972027972024,26.034965034965033,24.646433566433565,23.114965034965035]
[null,57,29.536923076923074,29.536923076923074,28.42405594405594,28.42405594405594,27.260139860139859,27.260139860139859,26.627132867132865,26.627132867132865,25.994125874125874,25.994125874125874,24.615804195804195,24.615804195804195,23.084335664335661,23.084335664335661,null,1.0115384615384615,0.97342657342657335,0.93356643356643354,0.91188811188811181,0.89020979020979019,0.843006993006993,0.7905594405594405,1,1,1,1,1,1,1,0.83499999999999996,0.83499999999999996,0.83499999999999996,0.83499999999999996,0.83499999999999996,0.83499999999999996,0.83499999999999996,29.536923076923074,{"$f":"Z15*E15+($A$4-80)*AG15*$A$12/1000","v":28.42405594405594},{"$f":"AA15*G15+($A$4-80)*AH15*$A$12/1000","v":27.260139860139859},26.627132867132865,25.994125874125874,24.615804195804195,23.084335664335661]
[1125,72,35.826153846153851,18.714545454545451,34.151748251748252,18.173426573426575,32.426293706293706,17.61188811188811,31.512517482517485,17.315804195804194,30.598741258741256,17.019720279720282,28.628251748251746,16.396923076923077,26.504615384615384,15.733286713286713,null,1.226923076923077,1.1695804195804196,1.1104895104895105,1.0791958041958043,1.0479020979020979,0.98041958041958033,0.90769230769230769,0.52237104588201755,0.53213751868460391,0.54313602015113349,0.54948971326745499,0.55622288955622301,0.57275320970042798,0.59360554699537749,0.83499999999999996,0.83499999999999996,0.83499999999999996,0.83499999999999996,0.83499999999999996,0.83499999999999996,0.83499999999999996,{"$f":"Y16*C16+($A$4-80)*AF16*$A$16/1000","v":18.714545454545451},{"$f":"Z16*E16+($A$4-80)*AG16*$A$16/1000","v":18.173426573426575},{"$f":"AA16*G16+($A$4-80)*AH16*$A$16/1000","v":17.61188811188811},{"$f":"AB16*I16+($A$4-80)*AI16*$A$16/1000","v":17.315804195804194},{"$f":"AC16*K16+($A$4-80)*AJ16*$A$16/1000","v":17.019720279720282},{"$f":"AD16*M16+($A$4-80)*AK16*$A$16/1000","v":16.396923076923077},{"$f":"AE16*O16+($A$4-80)*AL16*$A$16/1000","v":15.733286713286713}]
[null,67,32.630489510489504,23.727552447552441,31.10923076923077,23.176223776223775,29.536923076923074,22.604475524475522,28.699720279720278,22.298181818181817,27.862517482517479,21.991888111888109,26.055384615384614,21.338461538461537,24.115524475524477,20.623776223776225,null,1.1174825174825174,1.0653846153846154,1.0115384615384615,0.98286713286713279,0.95419580419580408,0.89230769230769225,0.8258741258741259,0.72715894868585729,0.74499507712504098,0.76529554096094021,0.77694770544290293,0.78930010993037747,0.81896551724137923,0.85520745131244702,0.83499999999999996,0.83499999999999996,0.83499999999999996,0.83499999999999996,0.83499999999999996,0.83499999999999996,0.83499999999999996,{"$f":"Y17*C17+($A$4-80)*AF17*$A$16/1000","v":23.727552447552441},{"$f":"Z17*E17+($A$4-80)*AG17*$A$16/1000","v":23.176223776223775},{"$f":"AA17*G17+($A$4-80)*AH17*$A$16/1000","v":22.604475524475522},{"$f":"AB17*I17+($A$4-80)*AI17*$A$16/1000","v":22.298181818181817},{"$f":"AC17*K17+($A$4-80)*AJ17*$A$16/1000","v":21.991888111888109},{"$f":"AD17*M17+($A$4-80)*AK17*$A$16/1000","v":21.338461538461537},{"$f":"AE17*O17+($A$4-80)*AL17*$A$16/1000","v":20.623776223776225}]
[null,62,30.557902097902097,30.557902097902097,29.383776223776223,29.383776223776223,28.148391608391606,28.148391608391606,27.479650349650349,27.479650349650349,26.810909090909092,26.810909090909092,25.350909090909088,25.350909090909088,23.747972027972029,23.747972027972029,null,1.0465034965034965,1.0062937062937063,0.96398601398601391,0.94108391608391606,0.91818181818181821,0.86818181818181805,0.81328671328671331,1,1,1,1,1,1,1,0.83499999999999996,0.83499999999999996,0.83499999999999996,0.83499999999999996,0.83499999999999996,0.83499999999999996,0.83499999999999996,30.557902097902097,{"$f":"Z18*E18+($A$4-80)*AG18*$A$16/1000","v":29.383776223776223},{"$f":"AA18*G18+($A$4-80)*AH18*$A$16/1000","v":28.148391608391606},27.479650349650349,26.810909090909092,25.350909090909088,23.747972027972029]
[null,57,30.517062937062938,30.517062937062938,29.342937062937057,29.342937062937057,28.107552447552447,28.107552447552447,27.438811188811187,27.438811188811187,26.770069930069926,26.770069930069926,25.320279720279718,25.320279720279718,23.717342657342655,23.717342657342655,null,1.0451048951048951,1.0048951048951047,0.96258741258741254,0.93968531468531469,0.91678321678321673,0.86713286713286708,0.81223776223776223,1,1,1,1,1,1,1,0.83499999999999996,0.83499999999999996,0.83499999999999996,0.83499999999999996,0.83499999999999996,0.83499999999999996,0.83499999999999996,30.517062937062938,{"$f":"Z19*E19+($A$4-80)*AG19*$A$16/1000","v":29.342937062937057},{"$f":"AA19*G19+($A$4-80)*AH19*$A$16/1000","v":28.107552447552447},27.438811188811187,26.770069930069926,25.320279720279718,23.717342657342655]

{"sheet":"24ABC6_36","index":69,"n_rows":19,"n_cols":45,"rows_kept":19,"cut":false,"hidden":true,"merged":[[130,0,133,0],[120,12,121,12],[120,13,121,13],[120,14,121,14],[120,15,121,15],[122,0,125,0],[126,0,129,0],[119,12,119,13],[119,14,119,15],[120,4,121,4],[120,5,121,5],[120,6,121,6],[120,7,121,7],[120,8,121,8],[120,9,121,9],[120,10,121,10],[120,11,121,11],[119,0,121,0],[119,1,121,1],[119,4,119,5],[119,6,119,7],[119,8,119,9],[119,10,119,11],[111,0,114,0],[117,0,118,1],[117,4,117,15],[118,4,118,5],[118,6,118,7],[118,8,118,9],[118,10,118,11],[118,12,118,13],[118,14,118,15],[101,12,102,12],[101,13,102,13],[101,14,102,14],[101,15,102,15],[103,0,106,0],[107,0,110,0],[100,12,100,13],[100,14,100,15],[101,4,102,4],[101,5,102,5],[101,6,102,6],[101,7,102,7],[101,8,102,8],[101,9,102,9],[101,10,102,10],[101,11,102,11],[100,0,102,0],[100,1,102,1],[100,4,100,5],[100,6,100,7],[100,8,100,9],[100,10,100,11],[92,0,95,0],[98,0,99,1],[98,4,98,15],[99,4,99,5],[99,6,99,7],[99,8,99,9],[99,10,99,11],[99,12,99,13],[99,14,99,15],[82,12,83,12],[82,13,83,13],[82,14,83,14],[82,15,83,15],[84,0,87,0],[88,0,91,0],[81,12,81,13],[81,14,81,15],[82,4,83,4],[82,5,83,5],[82,6,83,6],[82,7,83,7],[82,8,83,8],[82,9,83,9],[82,10,83,10],[82,11,83,11],[81,0,83,0],[81,1,83,1],[81,4,81,5],[81,6,81,7],[81,8,81,9],[81,10,81,11],[73,0,76,0],[79,0,80,1],[79,4,79,15],[80,4,80,5],[80,6,80,7],[80,8,80,9],[80,10,80,11],[80,12,80,13],[80,14,80,15],[63,12,64,12],[63,13,64,13],[63,14,64,14],[63,15,64,15],[65,0,68,0],[69,0,72,0],[62,12,62,13],[62,14,62,15],[63,4,64,4],[63,5,64,5],[63,6,64,6],[63,7,64,7],[63,8,64,8],[63,9,64,9],[63,10,64,10],[63,11,64,11],[62,0,64,0],[62,1,64,1],[62,4,62,5],[62,6,62,7],[62,8,62,9],[62,10,62,11],[54,0,57,0],[60,0,61,1],[60,4,60,15],[61,4,61,5],[61,6,61,7],[61,8,61,9],[61,10,61,11],[61,12,61,13],[61,14,61,15],[44,12,45,12],[44,13,45,13],[44,14,45,14],[44,15,45,15],[46,0,49,0],[50,0,53,0],[43,12,43,13],[43,14,43,15],[44,4,45,4],[44,5,45,5],[44,6,45,6],[44,7,45,7],[44,8,45,8],[44,9,45,9],[44,10,45,10],[44,11,45,11],[43,0,45,0],[43,1,45,1],[43,4,43,5],[43,6,43,7],[43,8,43,9],[43,10,43,11],[35,0,38,0],[41,0,42,1],[41,4,41,15],[42,4,42,5],[42,6,42,7],[42,8,42,9],[42,10,42,11],[42,12,42,13],[42,14,42,15],[25,12,26,12],[25,13,26,13],[25,14,26,14],[25,15,26,15],[27,0,30,0],[31,0,34,0],[24,12,24,13],[24,14,24,15],[25,4,26,4],[25,5,26,5],[25,6,26,6],[25,7,26,7],[25,8,26,8],[25,9,26,9],[25,10,26,10],[25,11,26,11],[24,0,26,0],[24,1,26,1],[24,4,24,5],[24,6,24,7],[24,8,24,9],[24,10,24,11],[7,0,10,0],[11,0,14,0],[15,0,18,0],[22,4,22,15],[23,4,23,5],[23,6,23,7],[23,8,23,9],[23,10,23,11],[23,12,23,13],[23,14,23,15],[5,10,6,10],[5,11,6,11],[5,12,6,12],[5,13,6,13],[5,14,6,14],[5,15,6,15],[4,10,4,11],[4,12,4,13],[4,14,4,15],[5,2,6,2],[5,3,6,3],[5,4,6,4],[5,5,6,5],[5,6,6,6],[5,7,6,7],[5,8,6,8],[4,0,6,0],[4,1,6,1],[4,2,4,3],[4,4,4,5],[4,6,4,7],[4,8,4,9],[5,9,6,9],[2,0,2,1],[2,2,2,15],[3,2,3,3],[3,4,3,5],[3,6,3,7],[3,8,3,9],[3,10,3,11],[3,12,3,13],[3,14,3,15]]}
[]
["24ABC6_36"]
["Evaporator Air \n",null,"Condenser  Entering Air Temperature ˚F"]
[80,"°F DB",75,null,85,null,95,null,100,null,105,null,115,null,125]
["CFM","EWB†\n˚F","Capacity Mbtuh",null,"Capacity Mbtuh",null,"Capacity Mbtuh",null,"Capacity Mbtuh",null,"Capacity Mbtuh",null,"Capacity Mbtuh",null,"Capacity Mbtuh"]
[null,null,"Total","Sens.","Total","Sens.","Total","Sens.","Total","Sens.","Total","Sens.","Total","Sens.","Total","Sens."]
[null,null,null,null,null,null,null,null,null,null,null,null,null,null,null,null,null,"Total Factors",null,null,null,null,null,null,"Sens. %",null,null,null,null,null,null,"IDB Adj",null,null,null,null,null,null,"Sens Calc"]
[1050,72,{"$f":"R8*$G$13","v":40.582558139534889},{"$f":"IF(AM8>C8,C8,AM8)","v":20.004651162790697},{"$f":"S8*$G$13","v":38.763953488372096},{"$f":"IF(AN8>E8,E8,AN8)","v":19.372093023255818},{"$f":"T8*$G$13","v":36.836627906976751},{"$f":"IF(AO8>G8,G8,AO8)","v":18.719767441860466},{"$f":"U8*$G$13","v":35.813662790697677},{"$f":"IF(AP8>I8,I8,AP8)","v":18.373837209302327},{"$f":"V8*$G$13","v":34.79069767441861},{"$f":"IF(AQ8>K8,K8,AQ8)","v":18.027906976744184},{"$f":"W8*$G$13","v":32.626162790697677},{"$f":"IF(AR8>M8,M8,AR8)","v":17.296511627906977},{"$f":"X8*$G$13","v":30.293604651162791},{"$f":"IF(AS8>O8,O8,AS8)","v":16.53546511627907},null,1.1936046511627909,1.1401162790697674,1.0834302325581397,1.0533430232558141,1.0232558139534884,0.95959302325581397,0.89098837209302328,0.49293716512420843,0.4997450280469149,0.50818352562382607,0.51303987857044298,0.51818181818181808,0.53014238109663736,0.54584013050570968,0.83499999999999996,0.83499999999999996,0.83499999999999996,0.83499999999999996,0.83499999999999996,0.83499999999999996,0.83499999999999996,{"$f":"Y8*C8+($A$4-80)*AF8*$A$8/1000","v":20.004651162790697},{"$f":"Z8*E8+($A$4-80)*AG8*$A$8/1000","v":19.372093023255818},{"$f":"AA8*G8+($A$4-80)*AH8*$A$8/1000","v":18.719767441860466},{"$f":"AB8*I8+($A$4-80)*AI8*$A$8/1000","v":18.373837209302327},{"$f":"AC8*K8+($A$4-80)*AJ8*$A$8/1000","v":18.027906976744184},{"$f":"AD8*M8+($A$4-80)*AK8*$A$8/1000","v":17.296511627906977},{"$f":"AE8*O8+($A$4-80)*AL8*$A$8/1000","v":16.53546511627907}]
[null,67,36.895930232558143,24.640116279069773,35.235465116279066,{"$f":"IF(AN9>E9,E9,AN9)","v":23.99767441860465},{"$f":"T9*$G$13","v":33.476162790697671},{"$f":"IF(AO9>G9,G9,AO9)","v":23.335465116279071},32.532267441860462,{"$f":"IF(AP9>I9,I9,AP9)","v":22.984593023255812},31.58837209302326,{"$f":"IF(AQ9>K9,K9,AQ9)","v":22.633720930232556},29.60174418604651,{"$f":"IF(AR9>M9,M9,AR9)","v":21.892441860465112},27.46686046511628,{"$f":"IF(AS9>O9,O9,AS9)","v":21.111627906976747},null,1.0851744186046512,1.0363372093023255,0.98459302325581388,0.95683139534883721,0.92906976744186054,0.87063953488372092,0.80784883720930234,0.66782748459683905,0.68106591865357646,0.69707705934455277,0.7065167856600334,0.71652065081351679,0.73956594323873115,0.76862180640518174,0.83499999999999996,0.83499999999999996,0.83499999999999996,0.83499999999999996,0.83499999999999996,0.83499999999999996,0.83499999999999996,{"$f":"Y9*C9+($A$4-80)*AF9*$A$8/1000","v":24.640116279069773},{"$f":"Z9*E9+($A$4-80)*AG9*$A$8/1000","v":23.99767441860465},{"$f":"AA9*G9+($A$4-80)*AH9*$A$8/1000","v":23.335465116279071},{"$f":"AB9*I9+($A$4-80)*AI9*$A$8/1000","v":22.984593023255812},{"$f":"AC9*K9+($A$4-80)*AJ9*$A$8/1000","v":22.633720930232556},{"$f":"AD9*M9+($A$4-80)*AK9*$A$8/1000","v":21.892441860465112},{"$f":"AE9*O9+($A$4-80)*AL9*$A$8/1000","v":21.111627906976747}]
[null,62,33.693604651162794,29.206395348837209,32.201162790697673,28.55406976744186,{"$f":"T10*$G$13","v":30.63953488372093},27.842441860465119,29.88343023255814,28.484883720930235,29.12732558139535,29.12732558139535,27.625,27.625,25.984302325581396,25.984302325581396,null,0.99098837209302337,0.9470930232558139,0.90116279069767447,0.8789244186046512,0.85668604651162794,0.8125,0.76424418604651168,0.8668231152830741,0.88674033149171272,0.90870967741935493,0.95319993385149659,1,1,1,0.83499999999999996,0.83499999999999996,0.83499999999999996,0.83499999999999996,0.83499999999999996,0.83499999999999996,0.83499999999999996,29.206395348837209,{"$f":"Z10*E10+($A$4-80)*AG10*$A$8/1000","v":28.55406976744186},{"$f":"AA10*G10+($A$4-80)*AH10*$A$8/1000","v":27.842441860465119},28.484883720930235,29.12732558139535,27.625,25.984302325581396]
[null,57,32.991860465116282,32.991860465116282,31.786046511627905,31.786046511627905,{"$f":"T11*$G$13","v":30.491279069767444},30.491279069767444,29.789534883720933,29.789534883720933,29.087790697674418,29.087790697674418,27.585465116279074,27.585465116279074,25.944767441860467,25.944767441860467,null,0.97034883720930243,0.93488372093023253,0.89680232558139539,0.87616279069767444,0.8555232558139535,0.81133720930232567,0.76308139534883723,1,1,1,1,1,1,1,0.83499999999999996,0.83499999999999996,0.83499999999999996,0.83499999999999996,0.83499999999999996,0.83499999999999996,0.83499999999999996,32.991860465116282,{"$f":"Z11*E11+($A$4-80)*AG11*$A$8/1000","v":31.786046511627905},{"$f":"AA11*G11+($A$4-80)*AH11*$A$8/1000","v":30.491279069767444},{"$f":"AB11*I11+($A$4-80)*AI11*$A$8/1000","v":29.789534883720933},29.087790697674418,27.585465116279074,25.944767441860467]
[1200,72,41.2843023255814,21.072093023255814,39.376744186046515,20.419767441860468,{"$f":"T12*$G$13","v":37.380232558139539},19.757558139534886,36.317732558139539,19.406686046511627,35.255232558139539,19.055813953488375,33.001744186046515,18.314534883720931,30.6,17.543604651162791,null,1.2142441860465119,1.1581395348837211,1.0994186046511629,1.0681686046511629,1.0369186046511629,0.97063953488372101,0.9,0.51041417285132862,0.51857429718875503,0.52855631940772074,0.53435841611103541,0.54051023268853382,0.55495657382449837,0.57332041343669249,0.83499999999999996,0.83499999999999996,0.83499999999999996,0.83499999999999996,0.83499999999999996,0.83499999999999996,0.83499999999999996,{"$f":"Y12*C12+($A$4-80)*AF12*$A$12/1000","v":21.072093023255814},{"$f":"Z12*E12+($A$4-80)*AG12*$A$12/1000","v":20.419767441860468},{"$f":"AA12*G12+($A$4-80)*AH12*$A$12/1000","v":19.757558139534886},{"$f":"AB12*I12+($A$4-80)*AI12*$A$12/1000","v":19.406686046511627},{"$f":"AC12*K12+($A$4-80)*AJ12*$A$12/1000","v":19.055813953488375},{"$f":"AD12*M12+($A$4-80)*AK12*$A$12/1000","v":18.314534883720931},{"$f":"AE12*O12+($A$4-80)*AL12*$A$12/1000","v":17.543604651162791}]
[null,67,37.577906976744188,26.340116279069765,35.82848837209302,25.687790697674412,34,25.005813953488374,33.031395348837215,24.650000000000002,32.062790697674416,24.294186046511623,29.997093023255818,23.543023255813956,27.80290697674419,22.742441860465121,null,1.105232558139535,1.0537790697674418,1,0.97151162790697687,0.94302325581395341,0.88226744186046524,0.81773255813953494,0.70094687006838496,0.71696551724137925,0.73546511627906985,0.74625972471573898,0.7577065351418002,0.78484349258649089,0.81798791325986497,0.83499999999999996,0.83499999999999996,0.83499999999999996,0.83499999999999996,0.83499999999999996,0.83499999999999996,0.83499999999999996,{"$f":"Y13*C13+($A$4-80)*AF13*$A$12/1000","v":26.340116279069765},{"$f":"Z13*E13+($A$4-80)*AG13*$A$12/1000","v":25.687790697674412},{"$f":"AA13*G13+($A$4-80)*AH13*$A$12/1000","v":25.005813953488374},{"$f":"AB13*I13+($A$4-80)*AI13*$A$12/1000","v":24.650000000000002},{"$f":"AC13*K13+($A$4-80)*AJ13*$A$12/1000","v":24.294186046511623},{"$f":"AD13*M13+($A$4-80)*AK13*$A$12/1000","v":23.543023255813956},{"$f":"AE13*O13+($A$4-80)*AL13*$A$12/1000","v":22.742441860465121}]
[null,62,34.533720930232555,31.459883720930229,33.140116279069773,33.140116279069773,{"$f":"T14*$G$13","v":31.746511627906976},31.746511627906976,30.995348837209303,30.995348837209303,30.244186046511629,30.244186046511629,28.633139534883721,28.633139534883721,26.893604651162793,26.893604651162793,null,1.0156976744186046,0.97470930232558151,0.93372093023255809,0.91162790697674423,0.88953488372093026,0.84215116279069768,0.79098837209302331,0.91099026903262736,1,1,1,1,1,1,0.83499999999999996,0.83499999999999996,0.83499999999999996,0.83499999999999996,0.83499999999999996,0.83499999999999996,0.83499999999999996,31.459883720930229,{"$f":"Z14*E14+($A$4-80)*AG14*$A$12/1000","v":33.140116279069773},{"$f":"AA14*G14+($A$4-80)*AH14*$A$12/1000","v":31.746511627906976},30.995348837209303,30.244186046511629,28.633139534883721,26.893604651162793]
[null,57,34.395348837209305,34.395348837209305,33.080813953488374,33.080813953488374,31.697093023255817,31.697093023255817,30.945930232558144,30.945930232558144,30.194767441860467,30.194767441860467,28.593604651162789,28.593604651162789,26.854069767441864,26.854069767441864,null,1.0116279069767442,0.97296511627906979,0.93226744186046517,0.91017441860465131,0.88808139534883723,0.84098837209302324,0.78982558139534897,1,1,1,1,1,1,1,0.83499999999999996,0.83499999999999996,0.83499999999999996,0.83499999999999996,0.83499999999999996,0.83499999999999996,0.83499999999999996,34.395348837209305,{"$f":"Z15*E15+($A$4-80)*AG15*$A$12/1000","v":33.080813953488374},{"$f":"AA15*G15+($A$4-80)*AH15*$A$12/1000","v":31.697093023255817},30.945930232558144,30.194767441860467,28.593604651162789,26.854069767441864]
[1350,72,41.788372093023256,22.080232558139535,39.821511627906979,21.42790697674419,37.745930232558138,20.745930232558141,36.653779069767438,20.390116279069769,35.561627906976739,20.034302325581393,33.258720930232556,19.293023255813953,30.797674418604654,18.50232558139535,null,1.2290697674418605,1.1712209302325582,1.1101744186046512,1.0780523255813952,1.0459302325581394,0.97819767441860461,0.90581395348837213,0.52838221381267736,0.53809878381732446,0.54962031945535483,0.55628960496157487,0.56336853807670928,0.58008915304606246,0.60077021822849808,0.83499999999999996,0.83499999999999996,0.83499999999999996,0.83499999999999996,0.83499999999999996,0.83499999999999996,0.83499999999999996,{"$f":"Y16*C16+($A$4-80)*AF16*$A$16/1000","v":22.080232558139535},{"$f":"Z16*E16+($A$4-80)*AG16*$A$16/1000","v":21.42790697674419},{"$f":"AA16*G16+($A$4-80)*AH16*$A$16/1000","v":20.745930232558141},{"$f":"AB16*I16+($A$4-80)*AI16*$A$16/1000","v":20.390116279069769},{"$f":"AC16*K16+($A$4-80)*AJ16*$A$16/1000","v":20.034302325581393},{"$f":"AD16*M16+($A$4-80)*AK16*$A$16/1000","v":19.293023255813953},{"$f":"AE16*O16+($A$4-80)*AL16*$A$16/1000","v":18.50232558139535}]
[null,67,38.062209302325577,27.961046511627902,36.27325581395349,27.298837209302327,34.395348837209305,26.616860465116282,33.397093023255813,26.251162790697677,32.398837209302329,25.885465116279075,30.293604651162791,25.114534883720932,28.059883720930234,24.284302325581397,null,1.1194767441860465,1.0668604651162792,1.0116279069767442,0.98226744186046511,0.95290697674418612,0.89098837209302328,0.82529069767441865,0.73461438587379901,0.75258855585831064,0.77385057471264374,0.78603137022787817,0.79896278218425876,0.82903752039151712,0.8654455794293765,0.83499999999999996,0.83499999999999996,0.83499999999999996,0.83499999999999996,0.83499999999999996,0.83499999999999996,0.83499999999999996,{"$f":"Y17*C17+($A$4-80)*AF17*$A$16/1000","v":27.961046511627902},{"$f":"Z17*E17+($A$4-80)*AG17*$A$16/1000","v":27.298837209302327},{"$f":"AA17*G17+($A$4-80)*AH17*$A$16/1000","v":26.616860465116282},{"$f":"AB17*I17+($A$4-80)*AI17*$A$16/1000","v":26.251162790697677},{"$f":"AC17*K17+($A$4-80)*AJ17*$A$16/1000","v":25.885465116279075},{"$f":"AD17*M17+($A$4-80)*AK17*$A$16/1000","v":25.114534883720932},{"$f":"AE17*O17+($A$4-80)*AL17*$A$16/1000","v":24.284302325581397}]
[null,62,35.591279069767445,35.591279069767445,34.207558139534882,34.207558139534882,32.734883720930235,32.734883720930235,31.939244186046512,31.939244186046512,31.143604651162793,31.143604651162793,29.453488372093027,29.453488372093027,27.615116279069767,27.615116279069767,null,1.0468023255813954,1.0061046511627907,0.96279069767441861,0.9393895348837209,0.91598837209302331,0.86627906976744196,0.81220930232558142,1,1,1,1,1,1,1,0.83499999999999996,0.83499999999999996,0.83499999999999996,0.83499999999999996,0.83499999999999996,0.83499999999999996,0.83499999999999996,35.591279069767445,{"$f":"Z18*E18+($A$4-80)*AG18*$A$16/1000","v":34.207558139534882},{"$f":"AA18*G18+($A$4-80)*AH18*$A$16/1000","v":32.734883720930235},31.939244186046512,31.143604651162793,29.453488372093027,27.615116279069767]
[null,57,35.541860465116287,35.541860465116287,34.158139534883723,34.158139534883723,32.695348837209302,32.695348837209302,31.899709302325579,31.899709302325579,31.10406976744186,31.10406976744186,29.413953488372094,29.413953488372094,27.585465116279074,27.585465116279074,null,1.0453488372093025,1.0046511627906978,0.96162790697674416,0.93822674418604646,0.91482558139534886,0.86511627906976751,0.81133720930232567,1,1,1,1,1,1,1,0.83499999999999996,0.83499999999999996,0.83499999999999996,0.83499999999999996,0.83499999999999996,0.83499999999999996,0.83499999999999996,35.541860465116287,{"$f":"Z19*E19+($A$4-80)*AG19*$A$16/1000","v":34.158139534883723},{"$f":"AA19*G19+($A$4-80)*AH19*$A$16/1000","v":32.695348837209302},31.899709302325579,31.10406976744186,29.413953488372094,27.585465116279074]

{"sheet":"24ABC6_42","index":70,"n_rows":19,"n_cols":45,"rows_kept":19,"cut":false,"hidden":true,"merged":[[130,0,133,0],[120,12,121,12],[120,13,121,13],[120,14,121,14],[120,15,121,15],[122,0,125,0],[126,0,129,0],[119,12,119,13],[119,14,119,15],[120,4,121,4],[120,5,121,5],[120,6,121,6],[120,7,121,7],[120,8,121,8],[120,9,121,9],[120,10,121,10],[120,11,121,11],[119,0,121,0],[119,1,121,1],[119,4,119,5],[119,6,119,7],[119,8,119,9],[119,10,119,11],[111,0,114,0],[117,0,118,1],[117,4,117,15],[118,4,118,5],[118,6,118,7],[118,8,118,9],[118,10,118,11],[118,12,118,13],[118,14,118,15],[101,12,102,12],[101,13,102,13],[101,14,102,14],[101,15,102,15],[103,0,106,0],[107,0,110,0],[100,12,100,13],[100,14,100,15],[101,4,102,4],[101,5,102,5],[101,6,102,6],[101,7,102,7],[101,8,102,8],[101,9,102,9],[101,10,102,10],[101,11,102,11],[100,0,102,0],[100,1,102,1],[100,4,100,5],[100,6,100,7],[100,8,100,9],[100,10,100,11],[92,0,95,0],[98,0,99,1],[98,4,98,15],[99,4,99,5],[99,6,99,7],[99,8,99,9],[99,10,99,11],[99,12,99,13],[99,14,99,15],[82,12,83,12],[82,13,83,13],[82,14,83,14],[82,15,83,15],[84,0,87,0],[88,0,91,0],[81,12,81,13],[81,14,81,15],[82,4,83,4],[82,5,83,5],[82,6,83,6],[82,7,83,7],[82,8,83,8],[82,9,83,9],[82,10,83,10],[82,11,83,11],[81,0,83,0],[81,1,83,1],[81,4,81,5],[81,6,81,7],[81,8,81,9],[81,10,81,11],[73,0,76,0],[79,0,80,1],[79,4,79,15],[80,4,80,5],[80,6,80,7],[80,8,80,9],[80,10,80,11],[80,12,80,13],[80,14,80,15],[63,12,64,12],[63,13,64,13],[63,14,64,14],[63,15,64,15],[65,0,68,0],[69,0,72,0],[62,12,62,13],[62,14,62,15],[63,4,64,4],[63,5,64,5],[63,6,64,6],[63,7,64,7],[63,8,64,8],[63,9,64,9],[63,10,64,10],[63,11,64,11],[62,0,64,0],[62,1,64,1],[62,4,62,5],[62,6,62,7],[62,8,62,9],[62,10,62,11],[54,0,57,0],[60,0,61,1],[60,4,60,15],[61,4,61,5],[61,6,61,7],[61,8,61,9],[61,10,61,11],[61,12,61,13],[61,14,61,15],[44,12,45,12],[44,13,45,13],[44,14,45,14],[44,15,45,15],[46,0,49,0],[50,0,53,0],[43,12,43,13],[43,14,43,15],[44,4,45,4],[44,5,45,5],[44,6,45,6],[44,7,45,7],[44,8,45,8],[44,9,45,9],[44,10,45,10],[44,11,45,11],[43,0,45,0],[43,1,45,1],[43,4,43,5],[43,6,43,7],[43,8,43,9],[43,10,43,11],[35,0,38,0],[41,0,42,1],[41,4,41,15],[42,4,42,5],[42,6,42,7],[42,8,42,9],[42,10,42,11],[42,12,42,13],[42,14,42,15],[25,12,26,12],[25,13,26,13],[25,14,26,14],[25,15,26,15],[27,0,30,0],[31,0,34,0],[24,12,24,13],[24,14,24,15],[25,4,26,4],[25,5,26,5],[25,6,26,6],[25,7,26,7],[25,8,26,8],[25,9,26,9],[25,10,26,10],[25,11,26,11],[24,0,26,0],[24,1,26,1],[24,4,24,5],[24,6,24,7],[24,8,24,9],[24,10,24,11],[7,0,10,0],[11,0,14,0],[15,0,18,0],[22,4,22,15],[23,4,23,5],[23,6,23,7],[23,8,23,9],[23,10,23,11],[23,12,23,13],[23,14,23,15],[5,10,6,10],[5,11,6,11],[5,12,6,12],[5,13,6,13],[5,14,6,14],[5,15,6,15],[4,10,4,11],[4,12,4,13],[4,14,4,15],[5,2,6,2],[5,3,6,3],[5,4,6,4],[5,5,6,5],[5,6,6,6],[5,7,6,7],[5,8,6,8],[4,0,6,0],[4,1,6,1],[4,2,4,3],[4,4,4,5],[4,6,4,7],[4,8,4,9],[5,9,6,9],[2,0,2,1],[2,2,2,15],[3,2,3,3],[3,4,3,5],[3,6,3,7],[3,8,3,9],[3,10,3,11],[3,12,3,13],[3,14,3,15]]}
[]
["24ABC6_42"]
["Evaporator Air \n",null,"Condenser  Entering Air Temperature ˚F"]
[80,"°F DB",75,null,85,null,95,null,100,null,105,null,115,null,125]
["CFM","EWB†\n˚F","Capacity Mbtuh",null,"Capacity Mbtuh",null,"Capacity Mbtuh",null,"Capacity Mbtuh",null,"Capacity Mbtuh",null,"Capacity Mbtuh",null,"Capacity Mbtuh"]
[null,null,"Total","Sens.","Total","Sens.","Total","Sens.","Total","Sens.","Total","Sens.","Total","Sens.","Total","Sens."]
[null,null,null,null,null,null,null,null,null,null,null,null,null,null,null,null,null,"Total Factors",null,null,null,null,null,null,"Sens. %",null,null,null,null,null,null,"IDB Adj",null,null,null,null,null,null,"Sens Calc"]
[1225,72,{"$f":"R8*$G$13","v":49.58},{"$f":"IF(AM8>C8,C8,AM8)","v":24.05},{"$f":"S8*$G$13","v":47.31},{"$f":"IF(AN8>E8,E8,AN8)","v":23.28},{"$f":"T8*$G$13","v":44.88},{"$f":"IF(AO8>G8,G8,AO8)","v":22.460000000000004},{"$f":"U8*$G$13","v":43.589999999999996},{"$f":"IF(AP8>I8,I8,AP8)","v":22.024999999999995},{"$f":"V8*$G$13","v":42.3},{"$f":"IF(AQ8>K8,K8,AQ8)","v":21.59},{"$f":"W8*$G$13","v":39.58},{"$f":"IF(AR8>M8,M8,AR8)","v":20.7},{"$f":"X8*$G$13","v":36.71},{"$f":"IF(AS8>O8,O8,AS8)","v":19.77},null,1.1946987951807229,1.1400000000000001,1.0814457831325301,1.0503614457831325,1.0192771084337349,0.95373493975903612,0.88457831325301206,0.48507462686567165,0.49207355738744452,0.50044563279857401,0.50527643955035551,0.5104018912529551,0.5229914098029308,0.53854535548896754,0.83499999999999996,0.83499999999999996,0.83499999999999996,0.83499999999999996,0.83499999999999996,0.83499999999999996,0.83499999999999996,{"$f":"Y8*C8+($A$4-80)*AF8*$A$8/1000","v":24.05},{"$f":"Z8*E8+($A$4-80)*AG8*$A$8/1000","v":23.28},{"$f":"AA8*G8+($A$4-80)*AH8*$A$8/1000","v":22.460000000000004},{"$f":"AB8*I8+($A$4-80)*AI8*$A$8/1000","v":22.024999999999995},{"$f":"AC8*K8+($A$4-80)*AJ8*$A$8/1000","v":21.59},{"$f":"AD8*M8+($A$4-80)*AK8*$A$8/1000","v":20.7},{"$f":"AE8*O8+($A$4-80)*AL8*$A$8/1000","v":19.77}]
[null,67,45.17,29.639999999999997,43.1,{"$f":"IF(AN9>E9,E9,AN9)","v":28.86},{"$f":"T9*$G$13","v":40.9},{"$f":"IF(AO9>G9,G9,AO9)","v":28.04},39.724999999999994,{"$f":"IF(AP9>I9,I9,AP9)","v":27.61},38.549999999999997,{"$f":"IF(AQ9>K9,K9,AQ9)","v":27.18},36.07,{"$f":"IF(AR9>M9,M9,AR9)","v":26.27},33.47,{"$f":"IF(AS9>O9,O9,AS9)","v":25.329999999999995},null,1.088433734939759,1.03855421686747,0.98554216867469879,0.95722891566265045,0.92891566265060233,0.8691566265060241,0.8065060240963855,0.65618773522249274,0.66960556844547559,0.68557457212713935,0.69502831969792334,0.70505836575875491,0.7283060715275852,0.7567971317597848,0.83499999999999996,0.83499999999999996,0.83499999999999996,0.83499999999999996,0.83499999999999996,0.83499999999999996,0.83499999999999996,{"$f":"Y9*C9+($A$4-80)*AF9*$A$8/1000","v":29.639999999999997},{"$f":"Z9*E9+($A$4-80)*AG9*$A$8/1000","v":28.86},{"$f":"AA9*G9+($A$4-80)*AH9*$A$8/1000","v":28.04},{"$f":"AB9*I9+($A$4-80)*AI9*$A$8/1000","v":27.61},{"$f":"AC9*K9+($A$4-80)*AJ9*$A$8/1000","v":27.18},{"$f":"AD9*M9+($A$4-80)*AK9*$A$8/1000","v":26.27},{"$f":"AE9*O9+($A$4-80)*AL9*$A$8/1000","v":25.329999999999995}]
[null,62,41.32,35.159999999999997,39.49,34.36,{"$f":"T10*$G$13","v":37.56},33.49,36.605000000000004,34.57,35.65,35.65,33.78,33.78,31.759999999999998,31.759999999999998,null,0.99566265060240966,0.951566265060241,0.90506024096385551,0.88204819277108448,0.85903614457831323,0.81397590361445782,0.7653012048192771,0.85091965150048399,0.87009369460622932,0.89164004259850904,0.94440650184401032,1,1,1,0.83499999999999996,0.83499999999999996,0.83499999999999996,0.83499999999999996,0.83499999999999996,0.83499999999999996,0.83499999999999996,35.159999999999997,{"$f":"Z10*E10+($A$4-80)*AG10*$A$8/1000","v":34.36},{"$f":"AA10*G10+($A$4-80)*AH10*$A$8/1000","v":33.49},34.57,35.65,33.78,31.759999999999998]
[null,57,40.450000000000003,40.450000000000003,38.96,38.96,{"$f":"T11*$G$13","v":37.340000000000003},37.340000000000003,36.47,36.47,35.6,35.6,33.729999999999997,33.729999999999997,31.72,31.72,null,0.974698795180723,0.93879518072289159,0.89975903614457842,0.87879518072289153,0.85783132530120487,0.81277108433734935,0.76433734939759035,1,1,1,1,1,1,1,0.83499999999999996,0.83499999999999996,0.83499999999999996,0.83499999999999996,0.83499999999999996,0.83499999999999996,0.83499999999999996,40.450000000000003,{"$f":"Z11*E11+($A$4-80)*AG11*$A$8/1000","v":38.96},{"$f":"AA11*G11+($A$4-80)*AH11*$A$8/1000","v":37.340000000000003},{"$f":"AB11*I11+($A$4-80)*AI11*$A$8/1000","v":36.47},35.6,33.729999999999997,31.72]
[1400,72,50.4,25.29,48.02,24.500000000000004,{"$f":"T12*$G$13","v":45.480000000000004},23.660000000000004,44.149999999999991,23.224999999999998,42.819999999999993,22.789999999999992,39.99,21.88,37.020000000000003,20.94,null,1.2144578313253012,1.1571084337349398,1.0959036144578314,1.0638554216867468,1.0318072289156626,0.96361445783132538,0.89204819277108438,0.50178571428571428,0.51020408163265307,0.52022867194371158,0.52604756511891282,0.53222793087342357,0.54713678419604894,0.56564019448946512,0.83499999999999996,0.83499999999999996,0.83499999999999996,0.83499999999999996,0.83499999999999996,0.83499999999999996,0.83499999999999996,{"$f":"Y12*C12+($A$4-80)*AF12*$A$12/1000","v":25.29},{"$f":"Z12*E12+($A$4-80)*AG12*$A$12/1000","v":24.500000000000004},{"$f":"AA12*G12+($A$4-80)*AH12*$A$12/1000","v":23.660000000000004},{"$f":"AB12*I12+($A$4-80)*AI12*$A$12/1000","v":23.224999999999998},{"$f":"AC12*K12+($A$4-80)*AJ12*$A$12/1000","v":22.789999999999992},{"$f":"AD12*M12+($A$4-80)*AK12*$A$12/1000","v":21.88},{"$f":"AE12*O12+($A$4-80)*AL12*$A$12/1000","v":20.94}]
[null,67,45.95,31.63,43.8,30.839999999999996,41.5,30,40.284999999999997,29.560000000000002,39.07,29.12,36.51,28.2,33.83,27.23,null,1.1072289156626507,1.0554216867469879,1,0.97072289156626501,0.94144578313253013,0.87975903614457829,0.81518072289156618,0.68835690968443952,0.70410958904109588,0.72289156626506024,0.73377187538786159,0.74532889685180448,0.77239112571898116,0.80490688737806682,0.83499999999999996,0.83499999999999996,0.83499999999999996,0.83499999999999996,0.83499999999999996,0.83499999999999996,0.83499999999999996,{"$f":"Y13*C13+($A$4-80)*AF13*$A$12/1000","v":31.63},{"$f":"Z13*E13+($A$4-80)*AG13*$A$12/1000","v":30.839999999999996},{"$f":"AA13*G13+($A$4-80)*AH13*$A$12/1000","v":30},{"$f":"AB13*I13+($A$4-80)*AI13*$A$12/1000","v":29.560000000000002},{"$f":"AC13*K13+($A$4-80)*AJ13*$A$12/1000","v":29.12},{"$f":"AD13*M13+($A$4-80)*AK13*$A$12/1000","v":28.2},{"$f":"AE13*O13+($A$4-80)*AL13*$A$12/1000","v":27.23}]
[null,62,42.309999999999995,37.79999999999999,40.549999999999997,40.549999999999997,{"$f":"T14*$G$13","v":38.82},38.82,37.879999999999995,37.879999999999995,36.94,36.94,34.93,34.93,32.78,32.78,null,1.0195180722891566,0.97710843373493972,0.935421686746988,0.91277108433734933,0.89012048192771076,0.84168674698795176,0.78987951807228918,0.89340581422831467,1,1,1,1,1,1,0.83499999999999996,0.83499999999999996,0.83499999999999996,0.83499999999999996,0.83499999999999996,0.83499999999999996,0.83499999999999996,37.79999999999999,{"$f":"Z14*E14+($A$4-80)*AG14*$A$12/1000","v":40.549999999999997},{"$f":"AA14*G14+($A$4-80)*AH14*$A$12/1000","v":38.82},37.879999999999995,36.94,34.93,32.78]
[null,57,42.1,42.1,40.5,40.5,38.76,38.76,37.825000000000003,37.825000000000003,36.89,36.89,34.89,34.89,32.74,32.74,null,1.0144578313253012,0.97590361445783136,0.93397590361445781,0.91144578313253022,0.8889156626506024,0.84072289156626512,0.78891566265060242,1,1,1,1,1,1,1,0.83499999999999996,0.83499999999999996,0.83499999999999996,0.83499999999999996,0.83499999999999996,0.83499999999999996,0.83499999999999996,42.1,{"$f":"Z15*E15+($A$4-80)*AG15*$A$12/1000","v":40.5},{"$f":"AA15*G15+($A$4-80)*AH15*$A$12/1000","v":38.76},37.825000000000003,36.89,34.89,32.74]
[1575,72,50.98,26.459999999999997,48.52,25.66,45.91,24.82,44.534999999999997,24.375,43.159999999999989,23.929999999999993,40.25,23.01,37.22,22.06,null,1.2284337349397589,1.1691566265060243,1.1062650602409638,1.0731325301204819,1.0399999999999998,0.96987951807228912,0.89686746987951804,0.51902706943899568,0.52885408079142615,0.5406229579612285,0.54732233075109471,0.55444856348470806,0.57167701863354037,0.59269210102095649,0.83499999999999996,0.83499999999999996,0.83499999999999996,0.83499999999999996,0.83499999999999996,0.83499999999999996,0.83499999999999996,{"$f":"Y16*C16+($A$4-80)*AF16*$A$16/1000","v":26.459999999999997},{"$f":"Z16*E16+($A$4-80)*AG16*$A$16/1000","v":25.66},{"$f":"AA16*G16+($A$4-80)*AH16*$A$16/1000","v":24.82},{"$f":"AB16*I16+($A$4-80)*AI16*$A$16/1000","v":24.375},{"$f":"AC16*K16+($A$4-80)*AJ16*$A$16/1000","v":23.929999999999993},{"$f":"AD16*M16+($A$4-80)*AK16*$A$16/1000","v":23.01},{"$f":"AE16*O16+($A$4-80)*AL16*$A$16/1000","v":22.06}]
[null,67,46.53,33.54,44.31,32.729999999999997,41.95,31.88,40.700000000000003,31.43,39.450000000000003,30.98,36.83,30.02,34.11,29.02,null,1.1212048192771085,1.0677108433734941,1.0108433734939759,0.98072289156626513,0.95060240963855425,0.88746987951807221,0.82192771084337346,0.72082527401676333,0.7386594448205821,0.75995232419547076,0.7722358722358722,0.78529784537389091,0.81509638881346735,0.85077689827030201,0.83499999999999996,0.83499999999999996,0.83499999999999996,0.83499999999999996,0.83499999999999996,0.83499999999999996,0.83499999999999996,{"$f":"Y17*C17+($A$4-80)*AF17*$A$16/1000","v":33.54},{"$f":"Z17*E17+($A$4-80)*AG17*$A$16/1000","v":32.729999999999997},{"$f":"AA17*G17+($A$4-80)*AH17*$A$16/1000","v":31.88},{"$f":"AB17*I17+($A$4-80)*AI17*$A$16/1000","v":31.43},{"$f":"AC17*K17+($A$4-80)*AJ17*$A$16/1000","v":30.98},{"$f":"AD17*M17+($A$4-80)*AK17*$A$16/1000","v":30.02},{"$f":"AE17*O17+($A$4-80)*AL17*$A$16/1000","v":29.02}]
[null,62,43.52,43.52,41.82,41.82,39.96,39.96,38.97,38.97,37.979999999999997,37.979999999999997,35.86,35.86,33.58,33.58,null,1.0486746987951807,1.007710843373494,0.96289156626506023,0.93903614457831319,0.91518072289156616,0.86409638554216861,0.80915662650602405,1,1,1,1,1,1,1,0.83499999999999996,0.83499999999999996,0.83499999999999996,0.83499999999999996,0.83499999999999996,0.83499999999999996,0.83499999999999996,43.52,{"$f":"Z18*E18+($A$4-80)*AG18*$A$16/1000","v":41.82},{"$f":"AA18*G18+($A$4-80)*AH18*$A$16/1000","v":39.96},38.97,37.979999999999997,35.86,33.58]
[null,57,43.46,43.46,41.76,41.76,39.909999999999997,39.909999999999997,38.92,38.92,37.93,37.93,35.81,35.81,33.549999999999997,33.549999999999997,null,1.0472289156626506,1.0062650602409637,0.96168674698795176,0.93783132530120483,0.9139759036144578,0.86289156626506025,0.80843373493975901,1,1,1,1,1,1,1,0.83499999999999996,0.83499999999999996,0.83499999999999996,0.83499999999999996,0.83499999999999996,0.83499999999999996,0.83499999999999996,43.46,{"$f":"Z19*E19+($A$4-80)*AG19*$A$16/1000","v":41.76},{"$f":"AA19*G19+($A$4-80)*AH19*$A$16/1000","v":39.909999999999997},38.92,37.93,35.81,33.549999999999997]

{"sheet":"24ABC6_48","index":71,"n_rows":19,"n_cols":45,"rows_kept":19,"cut":false,"hidden":true,"merged":[[130,0,133,0],[120,12,121,12],[120,13,121,13],[120,14,121,14],[120,15,121,15],[122,0,125,0],[126,0,129,0],[119,12,119,13],[119,14,119,15],[120,4,121,4],[120,5,121,5],[120,6,121,6],[120,7,121,7],[120,8,121,8],[120,9,121,9],[120,10,121,10],[120,11,121,11],[119,0,121,0],[119,1,121,1],[119,4,119,5],[119,6,119,7],[119,8,119,9],[119,10,119,11],[111,0,114,0],[117,0,118,1],[117,4,117,15],[118,4,118,5],[118,6,118,7],[118,8,118,9],[118,10,118,11],[118,12,118,13],[118,14,118,15],[101,12,102,12],[101,13,102,13],[101,14,102,14],[101,15,102,15],[103,0,106,0],[107,0,110,0],[100,12,100,13],[100,14,100,15],[101,4,102,4],[101,5,102,5],[101,6,102,6],[101,7,102,7],[101,8,102,8],[101,9,102,9],[101,10,102,10],[101,11,102,11],[100,0,102,0],[100,1,102,1],[100,4,100,5],[100,6,100,7],[100,8,100,9],[100,10,100,11],[92,0,95,0],[98,0,99,1],[98,4,98,15],[99,4,99,5],[99,6,99,7],[99,8,99,9],[99,10,99,11],[99,12,99,13],[99,14,99,15],[82,12,83,12],[82,13,83,13],[82,14,83,14],[82,15,83,15],[84,0,87,0],[88,0,91,0],[81,12,81,13],[81,14,81,15],[82,4,83,4],[82,5,83,5],[82,6,83,6],[82,7,83,7],[82,8,83,8],[82,9,83,9],[82,10,83,10],[82,11,83,11],[81,0,83,0],[81,1,83,1],[81,4,81,5],[81,6,81,7],[81,8,81,9],[81,10,81,11],[73,0,76,0],[79,0,80,1],[79,4,79,15],[80,4,80,5],[80,6,80,7],[80,8,80,9],[80,10,80,11],[80,12,80,13],[80,14,80,15],[63,12,64,12],[63,13,64,13],[63,14,64,14],[63,15,64,15],[65,0,68,0],[69,0,72,0],[62,12,62,13],[62,14,62,15],[63,4,64,4],[63,5,64,5],[63,6,64,6],[63,7,64,7],[63,8,64,8],[63,9,64,9],[63,10,64,10],[63,11,64,11],[62,0,64,0],[62,1,64,1],[62,4,62,5],[62,6,62,7],[62,8,62,9],[62,10,62,11],[54,0,57,0],[60,0,61,1],[60,4,60,15],[61,4,61,5],[61,6,61,7],[61,8,61,9],[61,10,61,11],[61,12,61,13],[61,14,61,15],[44,12,45,12],[44,13,45,13],[44,14,45,14],[44,15,45,15],[46,0,49,0],[50,0,53,0],[43,12,43,13],[43,14,43,15],[44,4,45,4],[44,5,45,5],[44,6,45,6],[44,7,45,7],[44,8,45,8],[44,9,45,9],[44,10,45,10],[44,11,45,11],[43,0,45,0],[43,1,45,1],[43,4,43,5],[43,6,43,7],[43,8,43,9],[43,10,43,11],[35,0,38,0],[41,0,42,1],[41,4,41,15],[42,4,42,5],[42,6,42,7],[42,8,42,9],[42,10,42,11],[42,12,42,13],[42,14,42,15],[25,12,26,12],[25,13,26,13],[25,14,26,14],[25,15,26,15],[27,0,30,0],[31,0,34,0],[24,12,24,13],[24,14,24,15],[25,4,26,4],[25,5,26,5],[25,6,26,6],[25,7,26,7],[25,8,26,8],[25,9,26,9],[25,10,26,10],[25,11,26,11],[24,0,26,0],[24,1,26,1],[24,4,24,5],[24,6,24,7],[24,8,24,9],[24,10,24,11],[7,0,10,0],[11,0,14,0],[15,0,18,0],[22,4,22,15],[23,4,23,5],[23,6,23,7],[23,8,23,9],[23,10,23,11],[23,12,23,13],[23,14,23,15],[5,10,6,10],[5,11,6,11],[5,12,6,12],[5,13,6,13],[5,14,6,14],[5,15,6,15],[4,10,4,11],[4,12,4,13],[4,14,4,15],[5,2,6,2],[5,3,6,3],[5,4,6,4],[5,5,6,5],[5,6,6,6],[5,7,6,7],[5,8,6,8],[4,0,6,0],[4,1,6,1],[4,2,4,3],[4,4,4,5],[4,6,4,7],[4,8,4,9],[5,9,6,9],[2,0,2,1],[2,2,2,15],[3,2,3,3],[3,4,3,5],[3,6,3,7],[3,8,3,9],[3,10,3,11],[3,12,3,13],[3,14,3,15]]}
[]
["24ABC6_48"]
["Evaporator Air \n",null,"Condenser  Entering Air Temperature ˚F"]
[80,"°F DB",75,null,85,null,95,null,100,null,105,null,115,null,125]
["CFM","EWB†\n˚F","Capacity Mbtuh",null,"Capacity Mbtuh",null,"Capacity Mbtuh",null,"Capacity Mbtuh",null,"Capacity Mbtuh",null,"Capacity Mbtuh",null,"Capacity Mbtuh"]
[null,null,"Total","Sens.","Total","Sens.","Total","Sens.","Total","Sens.","Total","Sens.","Total","Sens.","Total","Sens."]
[null,null,null,null,null,null,null,null,null,null,null,null,null,null,null,null,null,"Total Factors",null,null,null,null,null,null,"Sens. %",null,null,null,null,null,null,"IDB Adj",null,null,null,null,null,null,"Sens Calc"]
[1400,72,{"$f":"R8*$G$13","v":55.710000000000008},{"$f":"IF(AM8>C8,C8,AM8)","v":27.9},{"$f":"S8*$G$13","v":52.910000000000004},{"$f":"IF(AN8>E8,E8,AN8)","v":26.910000000000004},{"$f":"T8*$G$13","v":50.010000000000005},{"$f":"IF(AO8>G8,G8,AO8)","v":25.900000000000002},{"$f":"U8*$G$13","v":48.504999999999995},{"$f":"IF(AP8>I8,I8,AP8)","v":25.384999999999998},{"$f":"V8*$G$13","v":47.000000000000007},{"$f":"IF(AQ8>K8,K8,AQ8)","v":24.870000000000005},{"$f":"W8*$G$13","v":43.85},{"$f":"IF(AR8>M8,M8,AR8)","v":23.809999999999995},{"$f":"X8*$G$13","v":40.51},{"$f":"IF(AS8>O8,O8,AS8)","v":22.69},null,1.2110869565217393,1.1502173913043479,1.0871739130434783,1.0544565217391304,1.0217391304347827,0.95326086956521738,0.8806521739130434,0.50080775444264936,0.50859950859950864,0.51789642071585684,0.52334810844242863,0.52914893617021275,0.54298745724059283,0.56010861515675148,0.83499999999999996,0.83499999999999996,0.83499999999999996,0.83499999999999996,0.83499999999999996,0.83499999999999996,0.83499999999999996,{"$f":"Y8*C8+($A$4-80)*AF8*$A$8/1000","v":27.9},{"$f":"Z8*E8+($A$4-80)*AG8*$A$8/1000","v":26.910000000000004},{"$f":"AA8*G8+($A$4-80)*AH8*$A$8/1000","v":25.900000000000002},{"$f":"AB8*I8+($A$4-80)*AI8*$A$8/1000","v":25.384999999999998},{"$f":"AC8*K8+($A$4-80)*AJ8*$A$8/1000","v":24.870000000000005},{"$f":"AD8*M8+($A$4-80)*AK8*$A$8/1000","v":23.809999999999995},{"$f":"AE8*O8+($A$4-80)*AL8*$A$8/1000","v":22.69}]
[null,67,50.48,34.32,47.959999999999994,{"$f":"IF(AN9>E9,E9,AN9)","v":33.340000000000003},{"$f":"T9*$G$13","v":45.37},{"$f":"IF(AO9>G9,G9,AO9)","v":32.35},44.019999999999996,{"$f":"IF(AP9>I9,I9,AP9)","v":31.84},42.67,{"$f":"IF(AQ9>K9,K9,AQ9)","v":31.329999999999995},39.85,{"$f":"IF(AR9>M9,M9,AR9)","v":30.280000000000005},36.840000000000003,{"$f":"IF(AS9>O9,O9,AS9)","v":29.16},null,1.0973913043478261,1.0426086956521738,0.98630434782608689,0.95695652173913037,0.92760869565217396,0.86630434782608701,0.80086956521739139,0.67987321711568938,0.69516263552960811,0.71302622878554123,0.72330758746024537,0.73423951253808284,0.75984943538268512,0.79153094462540707,0.83499999999999996,0.83499999999999996,0.83499999999999996,0.83499999999999996,0.83499999999999996,0.83499999999999996,0.83499999999999996,{"$f":"Y9*C9+($A$4-80)*AF9*$A$8/1000","v":34.32},{"$f":"Z9*E9+($A$4-80)*AG9*$A$8/1000","v":33.340000000000003},{"$f":"AA9*G9+($A$4-80)*AH9*$A$8/1000","v":32.35},{"$f":"AB9*I9+($A$4-80)*AI9*$A$8/1000","v":31.84},{"$f":"AC9*K9+($A$4-80)*AJ9*$A$8/1000","v":31.329999999999995},{"$f":"AD9*M9+($A$4-80)*AK9*$A$8/1000","v":30.280000000000005},{"$f":"AE9*O9+($A$4-80)*AL9*$A$8/1000","v":29.16}]
[null,62,45.93,40.65,43.75,39.65,{"$f":"T10*$G$13","v":41.55},41.29,40.53,40.4,39.51,39.51,37.39,37.39,35.08,35.08,null,0.99847826086956526,0.95108695652173914,0.90326086956521734,0.88108695652173918,0.85891304347826081,0.8128260869565217,0.76260869565217393,0.88504245591116915,0.90628571428571425,0.99374247894103496,0.99679249938317294,1,1,1,0.83499999999999996,0.83499999999999996,0.83499999999999996,0.83499999999999996,0.83499999999999996,0.83499999999999996,0.83499999999999996,40.65,{"$f":"Z10*E10+($A$4-80)*AG10*$A$8/1000","v":39.65},{"$f":"AA10*G10+($A$4-80)*AH10*$A$8/1000","v":41.29},40.4,39.51,37.39,35.08]
[null,57,45.05,45.05,43.28,43.28,{"$f":"T11*$G$13","v":41.43},41.43,40.44,40.44,39.450000000000003,39.450000000000003,37.340000000000003,37.340000000000003,35.03,35.03,null,0.97934782608695647,0.94086956521739129,0.90065217391304342,0.87913043478260866,0.85760869565217401,0.81173913043478263,0.76152173913043486,1,1,1,1,1,1,1,0.83499999999999996,0.83499999999999996,0.83499999999999996,0.83499999999999996,0.83499999999999996,0.83499999999999996,0.83499999999999996,45.05,{"$f":"Z11*E11+($A$4-80)*AG11*$A$8/1000","v":43.28},{"$f":"AA11*G11+($A$4-80)*AH11*$A$8/1000","v":41.43},{"$f":"AB11*I11+($A$4-80)*AI11*$A$8/1000","v":40.44},39.450000000000003,37.340000000000003,35.03]
[1600,72,56.659999999999989,29.329999999999991,53.7,28.32,{"$f":"T12*$G$13","v":50.67},27.29,49.105000000000004,26.764999999999997,47.54,26.24,44.26,25.149999999999995,40.81,24.02,null,1.2317391304347824,1.1673913043478261,1.1015217391304348,1.0675000000000001,1.0334782608695652,0.96217391304347821,0.88717391304347826,0.51764913519237554,0.52737430167597765,0.53858298796131832,0.54505651155686785,0.5519562473706352,0.56823316764572973,0.58858123009066399,0.83499999999999996,0.83499999999999996,0.83499999999999996,0.83499999999999996,0.83499999999999996,0.83499999999999996,0.83499999999999996,{"$f":"Y12*C12+($A$4-80)*AF12*$A$12/1000","v":29.329999999999991},{"$f":"Z12*E12+($A$4-80)*AG12*$A$12/1000","v":28.32},{"$f":"AA12*G12+($A$4-80)*AH12*$A$12/1000","v":27.29},{"$f":"AB12*I12+($A$4-80)*AI12*$A$12/1000","v":26.764999999999997},{"$f":"AC12*K12+($A$4-80)*AJ12*$A$12/1000","v":26.24},{"$f":"AD12*M12+($A$4-80)*AK12*$A$12/1000","v":25.149999999999995},{"$f":"AE12*O12+($A$4-80)*AL12*$A$12/1000","v":24.02}]
[null,67,51.35,36.61,48.710000000000008,35.620000000000005,46,34.6,44.6,34.08,43.2,33.56,40.270000000000003,32.47,37.17,31.320000000000004,null,1.116304347826087,1.058913043478261,1,0.96956521739130441,0.93913043478260871,0.87543478260869567,0.80804347826086964,0.71295034079844199,0.73126668035311015,0.75217391304347825,0.76412556053811653,0.7768518518518519,0.8063074248820461,0.84261501210653755,0.83499999999999996,0.83499999999999996,0.83499999999999996,0.83499999999999996,0.83499999999999996,0.83499999999999996,0.83499999999999996,{"$f":"Y13*C13+($A$4-80)*AF13*$A$12/1000","v":36.61},{"$f":"Z13*E13+($A$4-80)*AG13*$A$12/1000","v":35.620000000000005},{"$f":"AA13*G13+($A$4-80)*AH13*$A$12/1000","v":34.6},{"$f":"AB13*I13+($A$4-80)*AI13*$A$12/1000","v":34.08},{"$f":"AC13*K13+($A$4-80)*AJ13*$A$12/1000","v":33.56},{"$f":"AD13*M13+($A$4-80)*AK13*$A$12/1000","v":32.47},{"$f":"AE13*O13+($A$4-80)*AL13*$A$12/1000","v":31.320000000000004}]
[null,62,47.060000000000009,46.710000000000008,45.06,45.06,{"$f":"T14*$G$13","v":43.04},43.04,41.974999999999994,41.974999999999994,40.909999999999997,40.909999999999997,38.619999999999997,38.619999999999997,36.15,36.15,null,1.0230434782608697,0.97956521739130442,0.93565217391304345,0.91249999999999987,0.88934782608695639,0.8395652173913043,0.78586956521739126,0.99256268593285168,1,1,1,1,1,1,0.83499999999999996,0.83499999999999996,0.83499999999999996,0.83499999999999996,0.83499999999999996,0.83499999999999996,0.83499999999999996,46.710000000000008,{"$f":"Z14*E14+($A$4-80)*AG14*$A$12/1000","v":45.06},{"$f":"AA14*G14+($A$4-80)*AH14*$A$12/1000","v":43.04},41.974999999999994,40.909999999999997,38.619999999999997,36.15]
[null,57,46.92,46.92,44.99,44.99,42.98,42.98,41.914999999999999,41.914999999999999,40.85,40.85,38.57,38.57,36.11,36.11,null,1.02,0.97804347826086957,0.93434782608695643,0.91119565217391307,0.8880434782608696,0.83847826086956523,0.78500000000000003,1,1,1,1,1,1,1,0.83499999999999996,0.83499999999999996,0.83499999999999996,0.83499999999999996,0.83499999999999996,0.83499999999999996,0.83499999999999996,46.92,{"$f":"Z15*E15+($A$4-80)*AG15*$A$12/1000","v":44.99},{"$f":"AA15*G15+($A$4-80)*AH15*$A$12/1000","v":42.98},41.914999999999999,40.85,38.57,36.11]
[1800,72,57.33,30.68,54.27,29.65,51.13,28.6,49.505000000000003,28.065000000000001,47.88,27.530000000000005,44.52,26.43,40.96,25.28,null,1.2463043478260869,1.1797826086956522,1.1115217391304348,1.0761956521739131,1.0408695652173914,0.96782608695652184,0.89043478260869569,0.53514739229024944,0.54634236226276023,0.55935849794641113,0.56691243308756689,0.5749791144527987,0.59366576819407002,0.6171875,0.83499999999999996,0.83499999999999996,0.83499999999999996,0.83499999999999996,0.83499999999999996,0.83499999999999996,0.83499999999999996,{"$f":"Y16*C16+($A$4-80)*AF16*$A$16/1000","v":30.68},{"$f":"Z16*E16+($A$4-80)*AG16*$A$16/1000","v":29.65},{"$f":"AA16*G16+($A$4-80)*AH16*$A$16/1000","v":28.6},{"$f":"AB16*I16+($A$4-80)*AI16*$A$16/1000","v":28.065000000000001},{"$f":"AC16*K16+($A$4-80)*AJ16*$A$16/1000","v":27.530000000000005},{"$f":"AD16*M16+($A$4-80)*AK16*$A$16/1000","v":26.43},{"$f":"AE16*O16+($A$4-80)*AL16*$A$16/1000","v":25.28}]
[null,67,51.99,38.81,49.25,37.79,46.46,36.75,45.015000000000001,36.21,43.57,35.67,40.57,34.549999999999997,37.43,33.33,null,1.1302173913043478,1.0706521739130435,1.01,0.9785869565217391,0.94717391304347831,0.88195652173913042,0.81369565217391304,0.74648970955953065,0.76730964467005069,0.79100301334481271,0.80439853382205928,0.81868257975671332,0.85161449346807983,0.89046219609938548,0.83499999999999996,0.83499999999999996,0.83499999999999996,0.83499999999999996,0.83499999999999996,0.83499999999999996,0.83499999999999996,{"$f":"Y17*C17+($A$4-80)*AF17*$A$16/1000","v":38.81},{"$f":"Z17*E17+($A$4-80)*AG17*$A$16/1000","v":37.79},{"$f":"AA17*G17+($A$4-80)*AH17*$A$16/1000","v":36.75},{"$f":"AB17*I17+($A$4-80)*AI17*$A$16/1000","v":36.21},{"$f":"AC17*K17+($A$4-80)*AJ17*$A$16/1000","v":35.67},{"$f":"AD17*M17+($A$4-80)*AK17*$A$16/1000","v":34.549999999999997},{"$f":"AE17*O17+($A$4-80)*AL17*$A$16/1000","v":33.33}]
[null,62,48.51,48.51,46.44,46.44,44.29,44.29,43.155000000000001,43.155000000000001,42.02,42.02,39.6,39.6,36.979999999999997,36.979999999999997,null,1.0545652173913043,1.0095652173913043,0.96282608695652172,0.93815217391304351,0.9134782608695653,0.86086956521739133,0.80391304347826076,1,1,1,1,1,1,1,0.83499999999999996,0.83499999999999996,0.83499999999999996,0.83499999999999996,0.83499999999999996,0.83499999999999996,0.83499999999999996,48.51,{"$f":"Z18*E18+($A$4-80)*AG18*$A$16/1000","v":46.44},{"$f":"AA18*G18+($A$4-80)*AH18*$A$16/1000","v":44.29},43.155000000000001,42.02,39.6,36.979999999999997]
[null,57,48.45,48.45,46.38000000000001,46.38000000000001,44.24,44.24,43.105000000000004,43.105000000000004,41.97,41.97,39.549999999999997,39.549999999999997,36.94,36.94,null,1.0532608695652175,1.0082608695652175,0.96173913043478265,0.93706521739130444,0.91239130434782612,0.85978260869565215,0.80304347826086953,1,1,1,1,1,1,1,0.83499999999999996,0.83499999999999996,0.83499999999999996,0.83499999999999996,0.83499999999999996,0.83499999999999996,0.83499999999999996,48.45,{"$f":"Z19*E19+($A$4-80)*AG19*$A$16/1000","v":46.38000000000001},{"$f":"AA19*G19+($A$4-80)*AH19*$A$16/1000","v":44.24},43.105000000000004,41.97,39.549999999999997,36.94]

{"sheet":"24ABC6_49","index":72,"n_rows":19,"n_cols":45,"rows_kept":19,"cut":false,"hidden":true,"merged":[[130,0,133,0],[120,12,121,12],[120,13,121,13],[120,14,121,14],[120,15,121,15],[122,0,125,0],[126,0,129,0],[119,12,119,13],[119,14,119,15],[120,4,121,4],[120,5,121,5],[120,6,121,6],[120,7,121,7],[120,8,121,8],[120,9,121,9],[120,10,121,10],[120,11,121,11],[119,0,121,0],[119,1,121,1],[119,4,119,5],[119,6,119,7],[119,8,119,9],[119,10,119,11],[111,0,114,0],[117,0,118,1],[117,4,117,15],[118,4,118,5],[118,6,118,7],[118,8,118,9],[118,10,118,11],[118,12,118,13],[118,14,118,15],[101,12,102,12],[101,13,102,13],[101,14,102,14],[101,15,102,15],[103,0,106,0],[107,0,110,0],[100,12,100,13],[100,14,100,15],[101,4,102,4],[101,5,102,5],[101,6,102,6],[101,7,102,7],[101,8,102,8],[101,9,102,9],[101,10,102,10],[101,11,102,11],[100,0,102,0],[100,1,102,1],[100,4,100,5],[100,6,100,7],[100,8,100,9],[100,10,100,11],[92,0,95,0],[98,0,99,1],[98,4,98,15],[99,4,99,5],[99,6,99,7],[99,8,99,9],[99,10,99,11],[99,12,99,13],[99,14,99,15],[82,12,83,12],[82,13,83,13],[82,14,83,14],[82,15,83,15],[84,0,87,0],[88,0,91,0],[81,12,81,13],[81,14,81,15],[82,4,83,4],[82,5,83,5],[82,6,83,6],[82,7,83,7],[82,8,83,8],[82,9,83,9],[82,10,83,10],[82,11,83,11],[81,0,83,0],[81,1,83,1],[81,4,81,5],[81,6,81,7],[81,8,81,9],[81,10,81,11],[73,0,76,0],[79,0,80,1],[79,4,79,15],[80,4,80,5],[80,6,80,7],[80,8,80,9],[80,10,80,11],[80,12,80,13],[80,14,80,15],[63,12,64,12],[63,13,64,13],[63,14,64,14],[63,15,64,15],[65,0,68,0],[69,0,72,0],[62,12,62,13],[62,14,62,15],[63,4,64,4],[63,5,64,5],[63,6,64,6],[63,7,64,7],[63,8,64,8],[63,9,64,9],[63,10,64,10],[63,11,64,11],[62,0,64,0],[62,1,64,1],[62,4,62,5],[62,6,62,7],[62,8,62,9],[62,10,62,11],[54,0,57,0],[60,0,61,1],[60,4,60,15],[61,4,61,5],[61,6,61,7],[61,8,61,9],[61,10,61,11],[61,12,61,13],[61,14,61,15],[44,12,45,12],[44,13,45,13],[44,14,45,14],[44,15,45,15],[46,0,49,0],[50,0,53,0],[43,12,43,13],[43,14,43,15],[44,4,45,4],[44,5,45,5],[44,6,45,6],[44,7,45,7],[44,8,45,8],[44,9,45,9],[44,10,45,10],[44,11,45,11],[43,0,45,0],[43,1,45,1],[43,4,43,5],[43,6,43,7],[43,8,43,9],[43,10,43,11],[35,0,38,0],[41,0,42,1],[41,4,41,15],[42,4,42,5],[42,6,42,7],[42,8,42,9],[42,10,42,11],[42,12,42,13],[42,14,42,15],[25,12,26,12],[25,13,26,13],[25,14,26,14],[25,15,26,15],[27,0,30,0],[31,0,34,0],[24,12,24,13],[24,14,24,15],[25,4,26,4],[25,5,26,5],[25,6,26,6],[25,7,26,7],[25,8,26,8],[25,9,26,9],[25,10,26,10],[25,11,26,11],[24,0,26,0],[24,1,26,1],[24,4,24,5],[24,6,24,7],[24,8,24,9],[24,10,24,11],[7,0,10,0],[11,0,14,0],[15,0,18,0],[22,4,22,15],[23,4,23,5],[23,6,23,7],[23,8,23,9],[23,10,23,11],[23,12,23,13],[23,14,23,15],[5,10,6,10],[5,11,6,11],[5,12,6,12],[5,13,6,13],[5,14,6,14],[5,15,6,15],[4,10,4,11],[4,12,4,13],[4,14,4,15],[5,2,6,2],[5,3,6,3],[5,4,6,4],[5,5,6,5],[5,6,6,6],[5,7,6,7],[5,8,6,8],[4,0,6,0],[4,1,6,1],[4,2,4,3],[4,4,4,5],[4,6,4,7],[4,8,4,9],[5,9,6,9],[2,0,2,1],[2,2,2,15],[3,2,3,3],[3,4,3,5],[3,6,3,7],[3,8,3,9],[3,10,3,11],[3,12,3,13],[3,14,3,15]]}
[]
["24ABC6_49"]
["Evaporator Air \n",null,"Condenser  Entering Air Temperature ˚F"]
[80,"°F DB",75,null,85,null,95,null,100,null,105,null,115,null,125]
["CFM","EWB†\n˚F","Capacity Mbtuh",null,"Capacity Mbtuh",null,"Capacity Mbtuh",null,"Capacity Mbtuh",null,"Capacity Mbtuh",null,"Capacity Mbtuh",null,"Capacity Mbtuh"]
[null,null,"Total","Sens.","Total","Sens.","Total","Sens.","Total","Sens.","Total","Sens.","Total","Sens.","Total","Sens."]
[null,null,null,null,null,null,null,null,null,null,null,null,null,null,null,null,null,"Total Factors",null,null,null,null,null,null,"Sens. %",null,null,null,null,null,null,"IDB Adj",null,null,null,null,null,null,"Sens Calc"]
[1400,72,{"$f":"R8*$G$13","v":57.54},{"$f":"IF(AM8>C8,C8,AM8)","v":29.079999999999995},{"$f":"S8*$G$13","v":54.910000000000004},{"$f":"IF(AN8>E8,E8,AN8)","v":28.100000000000005},{"$f":"T8*$G$13","v":52.22},{"$f":"IF(AO8>G8,G8,AO8)","v":27.110000000000003},{"$f":"U8*$G$13","v":50.825000000000003},{"$f":"IF(AP8>I8,I8,AP8)","v":26.605},{"$f":"V8*$G$13","v":49.43},{"$f":"IF(AQ8>K8,K8,AQ8)","v":26.1},{"$f":"W8*$G$13","v":46.46},{"$f":"IF(AR8>M8,M8,AR8)","v":25.03},{"$f":"X8*$G$13","v":43.18},{"$f":"IF(AS8>O8,O8,AS8)","v":23.88},null,1.1863917525773195,1.1321649484536083,1.0767010309278351,1.047938144329897,1.0191752577319588,0.95793814432989688,0.89030927835051543,0.50538755648244693,0.51174649426334007,0.51914975105323635,0.52346286276438758,0.52801942140400571,0.53874300473525616,0.55303381194997681,0.83499999999999996,0.83499999999999996,0.83499999999999996,0.83499999999999996,0.83499999999999996,0.83499999999999996,0.83499999999999996,{"$f":"Y8*C8+($A$4-80)*AF8*$A$8/1000","v":29.079999999999995},{"$f":"Z8*E8+($A$4-80)*AG8*$A$8/1000","v":28.100000000000005},{"$f":"AA8*G8+($A$4-80)*AH8*$A$8/1000","v":27.110000000000003},{"$f":"AB8*I8+($A$4-80)*AI8*$A$8/1000","v":26.605},{"$f":"AC8*K8+($A$4-80)*AJ8*$A$8/1000","v":26.1},{"$f":"AD8*M8+($A$4-80)*AK8*$A$8/1000","v":25.03},{"$f":"AE8*O8+($A$4-80)*AL8*$A$8/1000","v":23.88}]
[null,67,52.599999999999994,35.599999999999994,50.190000000000005,{"$f":"IF(AN9>E9,E9,AN9)","v":34.610000000000007},{"$f":"T9*$G$13","v":47.73},{"$f":"IF(AO9>G9,G9,AO9)","v":33.619999999999997},46.444999999999993,{"$f":"IF(AP9>I9,I9,AP9)","v":33.105000000000004},45.16,{"$f":"IF(AQ9>K9,K9,AQ9)","v":32.590000000000003},42.41,{"$f":"IF(AR9>M9,M9,AR9)","v":31.5},39.4,{"$f":"IF(AS9>O9,O9,AS9)","v":30.33},null,1.0845360824742267,1.0348453608247423,0.98412371134020615,0.95762886597938135,0.93113402061855666,0.87443298969072158,0.81237113402061856,0.67680608365019013,0.68957959752938836,0.70437879740205322,0.71277855528043943,0.72165633303808696,0.74274935156802646,0.76979695431472084,0.83499999999999996,0.83499999999999996,0.83499999999999996,0.83499999999999996,0.83499999999999996,0.83499999999999996,0.83499999999999996,{"$f":"Y9*C9+($A$4-80)*AF9*$A$8/1000","v":35.599999999999994},{"$f":"Z9*E9+($A$4-80)*AG9*$A$8/1000","v":34.610000000000007},{"$f":"AA9*G9+($A$4-80)*AH9*$A$8/1000","v":33.619999999999997},{"$f":"AB9*I9+($A$4-80)*AI9*$A$8/1000","v":33.105000000000004},{"$f":"AC9*K9+($A$4-80)*AJ9*$A$8/1000","v":32.590000000000003},{"$f":"AD9*M9+($A$4-80)*AK9*$A$8/1000","v":31.5},{"$f":"AE9*O9+($A$4-80)*AL9*$A$8/1000","v":30.33}]
[null,62,48.14,42.09,45.97,41.09,{"$f":"T10*$G$13","v":43.75},40.07,42.6,39.53,41.45,38.99,39.06,39.06,36.78,36.78,null,0.99257731958762885,0.94783505154639169,0.90206185567010311,0.87835051546391751,0.85463917525773203,0.80536082474226811,0.75835051546391752,0.8743248857498962,0.89384381118120526,0.9158857142857143,0.92793427230046943,0.94065138721351027,1,1,0.83499999999999996,0.83499999999999996,0.83499999999999996,0.83499999999999996,0.83499999999999996,0.83499999999999996,0.83499999999999996,42.09,{"$f":"Z10*E10+($A$4-80)*AG10*$A$8/1000","v":41.09},{"$f":"AA10*G10+($A$4-80)*AH10*$A$8/1000","v":40.07},39.53,38.99,39.06,36.78]
[null,57,46.53,46.53,44.81,44.81,{"$f":"T11*$G$13","v":43.02},43.02,42.075000000000003,42.075000000000003,41.13,41.13,39.07,39.07,36.78,36.78,null,0.95938144329896913,0.92391752577319597,0.88701030927835056,0.86752577319587632,0.84804123711340207,0.80556701030927835,0.75835051546391752,1,1,1,1,1,1,1,0.83499999999999996,0.83499999999999996,0.83499999999999996,0.83499999999999996,0.83499999999999996,0.83499999999999996,0.83499999999999996,46.53,{"$f":"Z11*E11+($A$4-80)*AG11*$A$8/1000","v":44.81},{"$f":"AA11*G11+($A$4-80)*AH11*$A$8/1000","v":43.02},{"$f":"AB11*I11+($A$4-80)*AI11*$A$8/1000","v":42.075000000000003},41.13,39.07,36.78]
[1600,72,58.62,30.51,55.850000000000009,29.510000000000005,{"$f":"T12*$G$13","v":53.040000000000006},28.500000000000004,51.590000000000011,27.985000000000003,50.14,27.47,47.06,26.39,43.67,25.22,null,1.208659793814433,1.1515463917525774,1.0936082474226805,1.0637113402061857,1.0338144329896908,0.9703092783505155,0.90041237113402062,0.52047082906857733,0.52837958818263209,0.53733031674208143,0.54245008722620658,0.54786597526924607,0.56077348066298338,0.57751316693382182,0.83499999999999996,0.83499999999999996,0.83499999999999996,0.83499999999999996,0.83499999999999996,0.83499999999999996,0.83499999999999996,{"$f":"Y12*C12+($A$4-80)*AF12*$A$12/1000","v":30.51},{"$f":"Z12*E12+($A$4-80)*AG12*$A$12/1000","v":29.510000000000005},{"$f":"AA12*G12+($A$4-80)*AH12*$A$12/1000","v":28.500000000000004},{"$f":"AB12*I12+($A$4-80)*AI12*$A$12/1000","v":27.985000000000003},{"$f":"AC12*K12+($A$4-80)*AJ12*$A$12/1000","v":27.47},{"$f":"AD12*M12+($A$4-80)*AK12*$A$12/1000","v":26.39},{"$f":"AE12*O12+($A$4-80)*AL12*$A$12/1000","v":25.22}]
[null,67,53.6,37.89,51.08,36.880000000000003,48.5,35.86,47.164999999999999,35.340000000000003,45.83,34.82,42.99,33.72,39.880000000000003,32.520000000000003,null,1.1051546391752578,1.0531958762886597,1,0.97247422680412365,0.94494845360824742,0.88639175257731961,0.8222680412371135,0.7069029850746269,0.72200469851213789,0.73938144329896904,0.74928442701155529,0.75976434649792712,0.78436845778087916,0.81544633901705121,0.83499999999999996,0.83499999999999996,0.83499999999999996,0.83499999999999996,0.83499999999999996,0.83499999999999996,0.83499999999999996,{"$f":"Y13*C13+($A$4-80)*AF13*$A$12/1000","v":37.89},{"$f":"Z13*E13+($A$4-80)*AG13*$A$12/1000","v":36.880000000000003},{"$f":"AA13*G13+($A$4-80)*AH13*$A$12/1000","v":35.86},{"$f":"AB13*I13+($A$4-80)*AI13*$A$12/1000","v":35.340000000000003},{"$f":"AC13*K13+($A$4-80)*AJ13*$A$12/1000","v":34.82},{"$f":"AD13*M13+($A$4-80)*AK13*$A$12/1000","v":33.72},{"$f":"AE13*O13+($A$4-80)*AL13*$A$12/1000","v":32.520000000000003}]
[null,62,49.22999999999999,45.219999999999992,46.99,44.16,{"$f":"T14*$G$13","v":44.76},44.49,43.724999999999994,43.59,42.69,42.69,40.49,40.49,38.049999999999997,38.049999999999997,null,1.0150515463917524,0.96886597938144337,0.92288659793814432,0.90154639175257723,0.88020618556701025,0.83484536082474226,0.78453608247422679,0.91854560227503557,0.93977442008938061,0.99396782841823061,0.99691252144082354,1,1,1,0.83499999999999996,0.83499999999999996,0.83499999999999996,0.83499999999999996,0.83499999999999996,0.83499999999999996,0.83499999999999996,45.219999999999992,{"$f":"Z14*E14+($A$4-80)*AG14*$A$12/1000","v":44.16},{"$f":"AA14*G14+($A$4-80)*AH14*$A$12/1000","v":44.49},43.59,42.69,40.49,38.049999999999997]
[null,57,48.5,48.5,46.64,46.64,44.72,44.72,43.704999999999998,43.704999999999998,42.69,42.69,40.5,40.5,38.049999999999997,38.049999999999997,null,1,0.96164948453608246,0.92206185567010301,0.90113402061855663,0.88020618556701025,0.83505154639175261,0.78453608247422679,1,1,1,1,1,1,1,0.83499999999999996,0.83499999999999996,0.83499999999999996,0.83499999999999996,0.83499999999999996,0.83499999999999996,0.83499999999999996,48.5,{"$f":"Z15*E15+($A$4-80)*AG15*$A$12/1000","v":46.64},{"$f":"AA15*G15+($A$4-80)*AH15*$A$12/1000","v":44.72},43.704999999999998,42.69,40.5,38.049999999999997]
[1800,72,59.399999999999991,31.859999999999996,56.54,30.839999999999996,53.64,29.819999999999997,52.144999999999989,29.299999999999997,50.650000000000006,28.780000000000008,47.47,27.68,43.99,26.5,null,1.224742268041237,1.1657731958762887,1.105979381443299,1.0751546391752576,1.0443298969072166,0.97876288659793809,0.90701030927835058,0.53636363636363638,0.54545454545454541,0.55592841163310958,0.56189471665547996,0.56821322803553809,0.58310511902254059,0.60240963855421681,0.83499999999999996,0.83499999999999996,0.83499999999999996,0.83499999999999996,0.83499999999999996,0.83499999999999996,0.83499999999999996,{"$f":"Y16*C16+($A$4-80)*AF16*$A$16/1000","v":31.859999999999996},{"$f":"Z16*E16+($A$4-80)*AG16*$A$16/1000","v":30.839999999999996},{"$f":"AA16*G16+($A$4-80)*AH16*$A$16/1000","v":29.819999999999997},{"$f":"AB16*I16+($A$4-80)*AI16*$A$16/1000","v":29.299999999999997},{"$f":"AC16*K16+($A$4-80)*AJ16*$A$16/1000","v":28.780000000000008},{"$f":"AD16*M16+($A$4-80)*AK16*$A$16/1000","v":27.68},{"$f":"AE16*O16+($A$4-80)*AL16*$A$16/1000","v":26.5}]
[null,67,54.339999999999996,40.069999999999993,51.73,39.04,49.07,38.01,47.7,37.484999999999999,46.33,36.96,43.41,35.840000000000003,40.229999999999997,34.61,null,1.1204123711340206,1.0665979381443298,1.0117525773195877,0.98350515463917532,0.95525773195876285,0.89505154639175255,0.82948453608247419,0.73739418476260576,0.75468780204910113,0.77460770328102702,0.78584905660377358,0.79775523418951011,0.82561621746141456,0.86030325627641069,0.83499999999999996,0.83499999999999996,0.83499999999999996,0.83499999999999996,0.83499999999999996,0.83499999999999996,0.83499999999999996,{"$f":"Y17*C17+($A$4-80)*AF17*$A$16/1000","v":40.069999999999993},{"$f":"Z17*E17+($A$4-80)*AG17*$A$16/1000","v":39.04},{"$f":"AA17*G17+($A$4-80)*AH17*$A$16/1000","v":38.01},{"$f":"AB17*I17+($A$4-80)*AI17*$A$16/1000","v":37.484999999999999},{"$f":"AC17*K17+($A$4-80)*AJ17*$A$16/1000","v":36.96},{"$f":"AD17*M17+($A$4-80)*AK17*$A$16/1000","v":35.840000000000003},{"$f":"AE17*O17+($A$4-80)*AL17*$A$16/1000","v":34.61}]
[null,62,50.22,49.72,48.15,48.15,46.11,46.11,45.034999999999997,45.034999999999997,43.96,43.96,41.64,41.64,39.07,39.07,null,1.0354639175257732,0.9927835051546392,0.95072164948453608,0.9285567010309278,0.90639175257731963,0.85855670103092785,0.80556701030927835,0.99004380724810837,1,1,1,1,1,1,0.83499999999999996,0.83499999999999996,0.83499999999999996,0.83499999999999996,0.83499999999999996,0.83499999999999996,0.83499999999999996,49.72,{"$f":"Z18*E18+($A$4-80)*AG18*$A$16/1000","v":48.15},{"$f":"AA18*G18+($A$4-80)*AH18*$A$16/1000","v":46.11},45.034999999999997,43.96,41.64,39.07]
[null,57,50.13,50.13,48.15,48.15,46.11,46.11,45.034999999999997,45.034999999999997,43.96,43.96,41.64,41.64,39.07,39.07,null,1.0336082474226804,0.9927835051546392,0.95072164948453608,0.9285567010309278,0.90639175257731963,0.85855670103092785,0.80556701030927835,1,1,1,1,1,1,1,0.83499999999999996,0.83499999999999996,0.83499999999999996,0.83499999999999996,0.83499999999999996,0.83499999999999996,0.83499999999999996,50.13,{"$f":"Z19*E19+($A$4-80)*AG19*$A$16/1000","v":48.15},{"$f":"AA19*G19+($A$4-80)*AH19*$A$16/1000","v":46.11},45.034999999999997,43.96,41.64,39.07]

{"sheet":"24ABC6_60","index":73,"n_rows":19,"n_cols":45,"rows_kept":19,"cut":false,"hidden":true,"merged":[[130,0,133,0],[120,12,121,12],[120,13,121,13],[120,14,121,14],[120,15,121,15],[122,0,125,0],[126,0,129,0],[119,12,119,13],[119,14,119,15],[120,4,121,4],[120,5,121,5],[120,6,121,6],[120,7,121,7],[120,8,121,8],[120,9,121,9],[120,10,121,10],[120,11,121,11],[119,0,121,0],[119,1,121,1],[119,4,119,5],[119,6,119,7],[119,8,119,9],[119,10,119,11],[111,0,114,0],[117,0,118,1],[117,4,117,15],[118,4,118,5],[118,6,118,7],[118,8,118,9],[118,10,118,11],[118,12,118,13],[118,14,118,15],[101,12,102,12],[101,13,102,13],[101,14,102,14],[101,15,102,15],[103,0,106,0],[107,0,110,0],[100,12,100,13],[100,14,100,15],[101,4,102,4],[101,5,102,5],[101,6,102,6],[101,7,102,7],[101,8,102,8],[101,9,102,9],[101,10,102,10],[101,11,102,11],[100,0,102,0],[100,1,102,1],[100,4,100,5],[100,6,100,7],[100,8,100,9],[100,10,100,11],[92,0,95,0],[98,0,99,1],[98,4,98,15],[99,4,99,5],[99,6,99,7],[99,8,99,9],[99,10,99,11],[99,12,99,13],[99,14,99,15],[82,12,83,12],[82,13,83,13],[82,14,83,14],[82,15,83,15],[84,0,87,0],[88,0,91,0],[81,12,81,13],[81,14,81,15],[82,4,83,4],[82,5,83,5],[82,6,83,6],[82,7,83,7],[82,8,83,8],[82,9,83,9],[82,10,83,10],[82,11,83,11],[81,0,83,0],[81,1,83,1],[81,4,81,5],[81,6,81,7],[81,8,81,9],[81,10,81,11],[73,0,76,0],[79,0,80,1],[79,4,79,15],[80,4,80,5],[80,6,80,7],[80,8,80,9],[80,10,80,11],[80,12,80,13],[80,14,80,15],[63,12,64,12],[63,13,64,13],[63,14,64,14],[63,15,64,15],[65,0,68,0],[69,0,72,0],[62,12,62,13],[62,14,62,15],[63,4,64,4],[63,5,64,5],[63,6,64,6],[63,7,64,7],[63,8,64,8],[63,9,64,9],[63,10,64,10],[63,11,64,11],[62,0,64,0],[62,1,64,1],[62,4,62,5],[62,6,62,7],[62,8,62,9],[62,10,62,11],[54,0,57,0],[60,0,61,1],[60,4,60,15],[61,4,61,5],[61,6,61,7],[61,8,61,9],[61,10,61,11],[61,12,61,13],[61,14,61,15],[44,12,45,12],[44,13,45,13],[44,14,45,14],[44,15,45,15],[46,0,49,0],[50,0,53,0],[43,12,43,13],[43,14,43,15],[44,4,45,4],[44,5,45,5],[44,6,45,6],[44,7,45,7],[44,8,45,8],[44,9,45,9],[44,10,45,10],[44,11,45,11],[43,0,45,0],[43,1,45,1],[43,4,43,5],[43,6,43,7],[43,8,43,9],[43,10,43,11],[35,0,38,0],[41,0,42,1],[41,4,41,15],[42,4,42,5],[42,6,42,7],[42,8,42,9],[42,10,42,11],[42,12,42,13],[42,14,42,15],[25,12,26,12],[25,13,26,13],[25,14,26,14],[25,15,26,15],[27,0,30,0],[31,0,34,0],[24,12,24,13],[24,14,24,15],[25,4,26,4],[25,5,26,5],[25,6,26,6],[25,7,26,7],[25,8,26,8],[25,9,26,9],[25,10,26,10],[25,11,26,11],[24,0,26,0],[24,1,26,1],[24,4,24,5],[24,6,24,7],[24,8,24,9],[24,10,24,11],[7,0,10,0],[11,0,14,0],[15,0,18,0],[22,4,22,15],[23,4,23,5],[23,6,23,7],[23,8,23,9],[23,10,23,11],[23,12,23,13],[23,14,23,15],[5,10,6,10],[5,11,6,11],[5,12,6,12],[5,13,6,13],[5,14,6,14],[5,15,6,15],[4,10,4,11],[4,12,4,13],[4,14,4,15],[5,2,6,2],[5,3,6,3],[5,4,6,4],[5,5,6,5],[5,6,6,6],[5,7,6,7],[5,8,6,8],[4,0,6,0],[4,1,6,1],[4,2,4,3],[4,4,4,5],[4,6,4,7],[4,8,4,9],[5,9,6,9],[2,0,2,1],[2,2,2,15],[3,2,3,3],[3,4,3,5],[3,6,3,7],[3,8,3,9],[3,10,3,11],[3,12,3,13],[3,14,3,15]]}
[]
["24ABC6_60"]
["Evaporator Air \n",null,"Condenser  Entering Air Temperature ˚F"]
[80,"°F DB",75,null,85,null,95,null,100,null,105,null,115,null,125]
["CFM","EWB†\n˚F","Capacity Mbtuh",null,"Capacity Mbtuh",null,"Capacity Mbtuh",null,"Capacity Mbtuh",null,"Capacity Mbtuh",null,"Capacity Mbtuh",null,"Capacity Mbtuh"]
[null,null,"Total","Sens.","Total","Sens.","Total","Sens.","Total","Sens.","Total","Sens.","Total","Sens.","Total","Sens."]
[null,null,null,null,null,null,null,null,null,null,null,null,null,null,null,null,null,"Total Factors",null,null,null,null,null,null,"Sens. %",null,null,null,null,null,null,"IDB Adj",null,null,null,null,null,null,"Sens Calc"]
[1750,72,{"$f":"R8*$G$13","v":67.62},{"$f":"IF(AM8>C8,C8,AM8)","v":33.619999999999997},{"$f":"S8*$G$13","v":64.17},{"$f":"IF(AN8>E8,E8,AN8)","v":32.46},{"$f":"T8*$G$13","v":60.580000000000005},{"$f":"IF(AO8>G8,G8,AO8)","v":31.270000000000007},{"$f":"U8*$G$13","v":58.685000000000002},{"$f":"IF(AP8>I8,I8,AP8)","v":30.650000000000002},{"$f":"V8*$G$13","v":56.79},{"$f":"IF(AQ8>K8,K8,AQ8)","v":30.029999999999998},{"$f":"W8*$G$13","v":52.77},{"$f":"IF(AR8>M8,M8,AR8)","v":28.73},{"$f":"X8*$G$13","v":48.49},{"$f":"IF(AS8>O8,O8,AS8)","v":27.36},null,1.2075,1.1458928571428573,1.0817857142857144,1.0479464285714286,1.0141071428571429,0.94232142857142864,0.86589285714285713,0.49719018041999402,0.50584385226741468,0.51617695609111924,0.52227996932776688,0.52879027997886952,0.54443812772408562,0.56424004949474116,0.83499999999999996,0.83499999999999996,0.83499999999999996,0.83499999999999996,0.83499999999999996,0.83499999999999996,0.83499999999999996,{"$f":"Y8*C8+($A$4-80)*AF8*$A$8/1000","v":33.619999999999997},{"$f":"Z8*E8+($A$4-80)*AG8*$A$8/1000","v":32.46},{"$f":"AA8*G8+($A$4-80)*AH8*$A$8/1000","v":31.270000000000007},{"$f":"AB8*I8+($A$4-80)*AI8*$A$8/1000","v":30.650000000000002},{"$f":"AC8*K8+($A$4-80)*AJ8*$A$8/1000","v":30.029999999999998},{"$f":"AD8*M8+($A$4-80)*AK8*$A$8/1000","v":28.73},{"$f":"AE8*O8+($A$4-80)*AL8*$A$8/1000","v":27.36}]
[null,67,61.61,41.91,58.55,{"$f":"IF(AN9>E9,E9,AN9)","v":40.770000000000003},{"$f":"T9*$G$13","v":55.32},{"$f":"IF(AO9>G9,G9,AO9)","v":39.590000000000003},53.61,{"$f":"IF(AP9>I9,I9,AP9)","v":38.965000000000003},51.9,{"$f":"IF(AQ9>K9,K9,AQ9)","v":38.340000000000003},48.28,{"$f":"IF(AR9>M9,M9,AR9)","v":37.03},44.39,{"$f":"IF(AS9>O9,O9,AS9)","v":35.619999999999997},null,1.1001785714285715,1.0455357142857142,0.98785714285714288,0.95732142857142855,0.92678571428571421,0.86214285714285721,0.79267857142857145,0.68024671319590968,0.69632792485055517,0.71565437454808389,0.72682335385189334,0.7387283236994221,0.76698425849212926,0.80243298040099109,0.83499999999999996,0.83499999999999996,0.83499999999999996,0.83499999999999996,0.83499999999999996,0.83499999999999996,0.83499999999999996,{"$f":"Y9*C9+($A$4-80)*AF9*$A$8/1000","v":41.91},{"$f":"Z9*E9+($A$4-80)*AG9*$A$8/1000","v":40.770000000000003},{"$f":"AA9*G9+($A$4-80)*AH9*$A$8/1000","v":39.590000000000003},{"$f":"AB9*I9+($A$4-80)*AI9*$A$8/1000","v":38.965000000000003},{"$f":"AC9*K9+($A$4-80)*AJ9*$A$8/1000","v":38.340000000000003},{"$f":"AD9*M9+($A$4-80)*AK9*$A$8/1000","v":37.03},{"$f":"AE9*O9+($A$4-80)*AL9*$A$8/1000","v":35.619999999999997}]
[null,62,56.639999999999993,50.019999999999996,54.07,53.77,{"$f":"T10*$G$13","v":51.61},51.61,50.3,50.3,48.99,48.99,46.15,46.15,43.04,43.04,null,1.0114285714285713,0.96553571428571427,0.92160714285714285,0.89821428571428563,0.87482142857142864,0.82410714285714282,0.76857142857142857,0.88312146892655374,0.99445163676715376,1,1,1,1,1,0.83499999999999996,0.83499999999999996,0.83499999999999996,0.83499999999999996,0.83499999999999996,0.83499999999999996,0.83499999999999996,50.019999999999996,{"$f":"Z10*E10+($A$4-80)*AG10*$A$8/1000","v":53.77},{"$f":"AA10*G10+($A$4-80)*AH10*$A$8/1000","v":51.61},50.3,48.99,46.15,43.04]
[null,57,56.190000000000005,56.190000000000005,53.95,53.95,{"$f":"T11*$G$13","v":51.53},51.53,50.230000000000004,50.230000000000004,48.93,48.93,46.09,46.09,42.99,42.99,null,1.0033928571428572,0.96339285714285716,0.9201785714285714,0.89696428571428577,0.87375000000000003,0.82303571428571431,0.76767857142857143,1,1,1,1,1,1,1,0.83499999999999996,0.83499999999999996,0.83499999999999996,0.83499999999999996,0.83499999999999996,0.83499999999999996,0.83499999999999996,56.190000000000005,{"$f":"Z11*E11+($A$4-80)*AG11*$A$8/1000","v":53.95},{"$f":"AA11*G11+($A$4-80)*AH11*$A$8/1000","v":51.53},{"$f":"AB11*I11+($A$4-80)*AI11*$A$8/1000","v":50.230000000000004},48.93,46.09,42.99]
[2000,72,68.55,35.380000000000003,64.97,34.21,{"$f":"T12*$G$13","v":61.24},32.99,59.275000000000006,32.36,57.31,31.73,53.16,30.4,48.76,29.010000000000005,null,1.2241071428571428,1.1601785714285715,1.0935714285714286,1.0584821428571429,1.0233928571428572,0.94928571428571418,0.87071428571428566,0.51611962071480677,0.52655071571494538,0.53870019595035923,0.54592998734711085,0.55365555749432904,0.57185854025583149,0.59495488105004113,0.83499999999999996,0.83499999999999996,0.83499999999999996,0.83499999999999996,0.83499999999999996,0.83499999999999996,0.83499999999999996,{"$f":"Y12*C12+($A$4-80)*AF12*$A$12/1000","v":35.380000000000003},{"$f":"Z12*E12+($A$4-80)*AG12*$A$12/1000","v":34.21},{"$f":"AA12*G12+($A$4-80)*AH12*$A$12/1000","v":32.99},{"$f":"AB12*I12+($A$4-80)*AI12*$A$12/1000","v":32.36},{"$f":"AC12*K12+($A$4-80)*AJ12*$A$12/1000","v":31.73},{"$f":"AD12*M12+($A$4-80)*AK12*$A$12/1000","v":30.4},{"$f":"AE12*O12+($A$4-80)*AL12*$A$12/1000","v":29.010000000000005}]
[null,67,62.54,44.78,59.339999999999996,43.609999999999992,56,42.4,54.234999999999999,41.76,52.47,41.12,48.74,39.76,44.8,38.28,null,1.1167857142857143,1.0596428571428571,1,0.96848214285714285,0.93696428571428569,0.87035714285714294,0.79999999999999993,0.71602174608250724,0.73491742500842594,0.75714285714285712,0.76998248363602839,0.78368591576138746,0.81575707837505118,0.85446428571428579,0.83499999999999996,0.83499999999999996,0.83499999999999996,0.83499999999999996,0.83499999999999996,0.83499999999999996,0.83499999999999996,{"$f":"Y13*C13+($A$4-80)*AF13*$A$12/1000","v":44.78},{"$f":"Z13*E13+($A$4-80)*AG13*$A$12/1000","v":43.609999999999992},{"$f":"AA13*G13+($A$4-80)*AH13*$A$12/1000","v":42.4},{"$f":"AB13*I13+($A$4-80)*AI13*$A$12/1000","v":41.76},{"$f":"AC13*K13+($A$4-80)*AJ13*$A$12/1000","v":41.12},{"$f":"AD13*M13+($A$4-80)*AK13*$A$12/1000","v":39.76},{"$f":"AE13*O13+($A$4-80)*AL13*$A$12/1000","v":38.28}]
[null,62,58.379999999999995,58.379999999999995,55.95,55.95,{"$f":"T14*$G$13","v":53.34},53.34,51.94,51.94,50.54,50.54,47.51,47.51,44.19,44.19,null,1.0425,0.99910714285714286,0.95250000000000001,0.92749999999999999,0.90249999999999997,0.84839285714285706,0.78910714285714278,1,1,1,1,1,1,1,0.83499999999999996,0.83499999999999996,0.83499999999999996,0.83499999999999996,0.83499999999999996,0.83499999999999996,0.83499999999999996,58.379999999999995,{"$f":"Z14*E14+($A$4-80)*AG14*$A$12/1000","v":55.95},{"$f":"AA14*G14+($A$4-80)*AH14*$A$12/1000","v":53.34},51.94,50.54,47.51,44.19]
[null,57,58.29999999999999,58.29999999999999,55.88,55.88,53.28,53.28,51.879999999999995,51.879999999999995,50.48,50.48,47.45,47.45,44.14,44.14,null,1.0410714285714284,0.99785714285714289,0.9514285714285714,0.92642857142857138,0.90142857142857136,0.84732142857142867,0.78821428571428576,1,1,1,1,1,1,1,0.83499999999999996,0.83499999999999996,0.83499999999999996,0.83499999999999996,0.83499999999999996,0.83499999999999996,0.83499999999999996,58.29999999999999,{"$f":"Z15*E15+($A$4-80)*AG15*$A$12/1000","v":55.88},{"$f":"AA15*G15+($A$4-80)*AH15*$A$12/1000","v":53.28},51.879999999999995,50.48,47.45,44.14]
[2250,72,69.2,37.049999999999997,65.5,35.85,61.65,34.619999999999997,59.634999999999991,33.979999999999997,57.62,33.340000000000003,53.39,31.999999999999996,48.89,30.59,null,1.2357142857142858,1.1696428571428572,1.1008928571428571,1.0649107142857142,1.0289285714285714,0.95339285714285715,0.87303571428571425,0.53540462427745661,0.54732824427480919,0.56155717761557178,0.56979961432044945,0.57861853523082274,0.59936317662483607,0.62569032521988133,0.83499999999999996,0.83499999999999996,0.83499999999999996,0.83499999999999996,0.83499999999999996,0.83499999999999996,0.83499999999999996,{"$f":"Y16*C16+($A$4-80)*AF16*$A$16/1000","v":37.049999999999997},{"$f":"Z16*E16+($A$4-80)*AG16*$A$16/1000","v":35.85},{"$f":"AA16*G16+($A$4-80)*AH16*$A$16/1000","v":34.619999999999997},{"$f":"AB16*I16+($A$4-80)*AI16*$A$16/1000","v":33.979999999999997},{"$f":"AC16*K16+($A$4-80)*AJ16*$A$16/1000","v":33.340000000000003},{"$f":"AD16*M16+($A$4-80)*AK16*$A$16/1000","v":31.999999999999996},{"$f":"AE16*O16+($A$4-80)*AL16*$A$16/1000","v":30.59}]
[null,67,63.209999999999994,47.519999999999996,59.93,46.32,56.49,45.07,54.69,44.4,52.89,43.73,49.12,42.29,45.19,44.77,null,1.1287499999999999,1.0701785714285714,1.00875,0.97660714285714278,0.94446428571428576,0.87714285714285711,0.80696428571428569,0.75177978168011395,0.77290171867178381,0.79784032572136654,0.81184860120680202,0.82681036112686701,0.86095276872964177,0.99070590838681138,0.83499999999999996,0.83499999999999996,0.83499999999999996,0.83499999999999996,0.83499999999999996,0.83499999999999996,0.83499999999999996,{"$f":"Y17*C17+($A$4-80)*AF17*$A$16/1000","v":47.519999999999996},{"$f":"Z17*E17+($A$4-80)*AG17*$A$16/1000","v":46.32},{"$f":"AA17*G17+($A$4-80)*AH17*$A$16/1000","v":45.07},{"$f":"AB17*I17+($A$4-80)*AI17*$A$16/1000","v":44.4},{"$f":"AC17*K17+($A$4-80)*AJ17*$A$16/1000","v":43.73},{"$f":"AD17*M17+($A$4-80)*AK17*$A$16/1000","v":42.29},{"$f":"AE17*O17+($A$4-80)*AL17*$A$16/1000","v":44.77}]
[null,62,60.099999999999994,60.099999999999994,57.510000000000005,57.510000000000005,54.74,54.74,53.255000000000003,53.255000000000003,51.77,51.77,48.57,48.57,45.09,45.09,null,1.0732142857142857,1.0269642857142858,0.97750000000000004,0.95098214285714289,0.92446428571428574,0.86732142857142858,0.80517857142857152,1,1,1,1,1,1,1,0.83499999999999996,0.83499999999999996,0.83499999999999996,0.83499999999999996,0.83499999999999996,0.83499999999999996,0.83499999999999996,60.099999999999994,{"$f":"Z18*E18+($A$4-80)*AG18*$A$16/1000","v":57.510000000000005},{"$f":"AA18*G18+($A$4-80)*AH18*$A$16/1000","v":54.74},53.255000000000003,51.77,48.57,45.09]
[null,57,60.03,60.03,57.439999999999991,57.439999999999991,54.68,54.68,53.195,53.195,51.71,51.71,48.52,48.52,45.04,45.04,null,1.0719642857142857,1.0257142857142856,0.97642857142857142,0.94991071428571427,0.92339285714285713,0.86642857142857144,0.80428571428571427,1,1,1,1,1,1,1,0.83499999999999996,0.83499999999999996,0.83499999999999996,0.83499999999999996,0.83499999999999996,0.83499999999999996,0.83499999999999996,60.03,{"$f":"Z19*E19+($A$4-80)*AG19*$A$16/1000","v":57.439999999999991},{"$f":"AA19*G19+($A$4-80)*AH19*$A$16/1000","v":54.68},53.195,51.71,48.52,45.04]

{"sheet":"24ABC6_61","index":74,"n_rows":19,"n_cols":45,"rows_kept":19,"cut":false,"hidden":true,"merged":[[130,0,133,0],[120,12,121,12],[120,13,121,13],[120,14,121,14],[120,15,121,15],[122,0,125,0],[126,0,129,0],[119,12,119,13],[119,14,119,15],[120,4,121,4],[120,5,121,5],[120,6,121,6],[120,7,121,7],[120,8,121,8],[120,9,121,9],[120,10,121,10],[120,11,121,11],[119,0,121,0],[119,1,121,1],[119,4,119,5],[119,6,119,7],[119,8,119,9],[119,10,119,11],[111,0,114,0],[117,0,118,1],[117,4,117,15],[118,4,118,5],[118,6,118,7],[118,8,118,9],[118,10,118,11],[118,12,118,13],[118,14,118,15],[101,12,102,12],[101,13,102,13],[101,14,102,14],[101,15,102,15],[103,0,106,0],[107,0,110,0],[100,12,100,13],[100,14,100,15],[101,4,102,4],[101,5,102,5],[101,6,102,6],[101,7,102,7],[101,8,102,8],[101,9,102,9],[101,10,102,10],[101,11,102,11],[100,0,102,0],[100,1,102,1],[100,4,100,5],[100,6,100,7],[100,8,100,9],[100,10,100,11],[92,0,95,0],[98,0,99,1],[98,4,98,15],[99,4,99,5],[99,6,99,7],[99,8,99,9],[99,10,99,11],[99,12,99,13],[99,14,99,15],[82,12,83,12],[82,13,83,13],[82,14,83,14],[82,15,83,15],[84,0,87,0],[88,0,91,0],[81,12,81,13],[81,14,81,15],[82,4,83,4],[82,5,83,5],[82,6,83,6],[82,7,83,7],[82,8,83,8],[82,9,83,9],[82,10,83,10],[82,11,83,11],[81,0,83,0],[81,1,83,1],[81,4,81,5],[81,6,81,7],[81,8,81,9],[81,10,81,11],[73,0,76,0],[79,0,80,1],[79,4,79,15],[80,4,80,5],[80,6,80,7],[80,8,80,9],[80,10,80,11],[80,12,80,13],[80,14,80,15],[63,12,64,12],[63,13,64,13],[63,14,64,14],[63,15,64,15],[65,0,68,0],[69,0,72,0],[62,12,62,13],[62,14,62,15],[63,4,64,4],[63,5,64,5],[63,6,64,6],[63,7,64,7],[63,8,64,8],[63,9,64,9],[63,10,64,10],[63,11,64,11],[62,0,64,0],[62,1,64,1],[62,4,62,5],[62,6,62,7],[62,8,62,9],[62,10,62,11],[54,0,57,0],[60,0,61,1],[60,4,60,15],[61,4,61,5],[61,6,61,7],[61,8,61,9],[61,10,61,11],[61,12,61,13],[61,14,61,15],[44,12,45,12],[44,13,45,13],[44,14,45,14],[44,15,45,15],[46,0,49,0],[50,0,53,0],[43,12,43,13],[43,14,43,15],[44,4,45,4],[44,5,45,5],[44,6,45,6],[44,7,45,7],[44,8,45,8],[44,9,45,9],[44,10,45,10],[44,11,45,11],[43,0,45,0],[43,1,45,1],[43,4,43,5],[43,6,43,7],[43,8,43,9],[43,10,43,11],[35,0,38,0],[41,0,42,1],[41,4,41,15],[42,4,42,5],[42,6,42,7],[42,8,42,9],[42,10,42,11],[42,12,42,13],[42,14,42,15],[25,12,26,12],[25,13,26,13],[25,14,26,14],[25,15,26,15],[27,0,30,0],[31,0,34,0],[24,12,24,13],[24,14,24,15],[25,4,26,4],[25,5,26,5],[25,6,26,6],[25,7,26,7],[25,8,26,8],[25,9,26,9],[25,10,26,10],[25,11,26,11],[24,0,26,0],[24,1,26,1],[24,4,24,5],[24,6,24,7],[24,8,24,9],[24,10,24,11],[7,0,10,0],[11,0,14,0],[15,0,18,0],[22,4,22,15],[23,4,23,5],[23,6,23,7],[23,8,23,9],[23,10,23,11],[23,12,23,13],[23,14,23,15],[5,10,6,10],[5,11,6,11],[5,12,6,12],[5,13,6,13],[5,14,6,14],[5,15,6,15],[4,10,4,11],[4,12,4,13],[4,14,4,15],[5,2,6,2],[5,3,6,3],[5,4,6,4],[5,5,6,5],[5,6,6,6],[5,7,6,7],[5,8,6,8],[4,0,6,0],[4,1,6,1],[4,2,4,3],[4,4,4,5],[4,6,4,7],[4,8,4,9],[5,9,6,9],[2,0,2,1],[2,2,2,15],[3,2,3,3],[3,4,3,5],[3,6,3,7],[3,8,3,9],[3,10,3,11],[3,12,3,13],[3,14,3,15]]}
[]
["24ABC6_61"]
["Evaporator Air \n",null,"Condenser  Entering Air Temperature ˚F"]
[80,"°F DB",75,null,85,null,95,null,100,null,105,null,115,null,125]
["CFM","EWB†\n˚F","Capacity Mbtuh",null,"Capacity Mbtuh",null,"Capacity Mbtuh",null,"Capacity Mbtuh",null,"Capacity Mbtuh",null,"Capacity Mbtuh",null,"Capacity Mbtuh"]
[null,null,"Total","Sens.","Total","Sens.","Total","Sens.","Total","Sens.","Total","Sens.","Total","Sens.","Total","Sens."]
[null,null,null,null,null,null,null,null,null,null,null,null,null,null,null,null,null,"Total Factors",null,null,null,null,null,null,"Sens. %",null,null,null,null,null,null,"IDB Adj",null,null,null,null,null,null,"Sens Calc"]
[1750,72,{"$f":"R8*$G$13","v":70.02534482758621},{"$f":"IF(AM8>C8,C8,AM8)","v":36.315517241379311},{"$f":"S8*$G$13","v":67.317068965517251},{"$f":"IF(AN8>E8,E8,AN8)","v":35.125517241379313},{"$f":"T8*$G$13","v":64.321551724137933},{"$f":"IF(AO8>G8,G8,AO8)","v":33.87396551724138},{"$f":"U8*$G$13","v":62.649396551724145},{"$f":"IF(AP8>I8,I8,AP8)","v":33.207155172413799},{"$f":"V8*$G$13","v":60.977241379310342},{"$f":"IF(AQ8>K8,K8,AQ8)","v":32.540344827586203},{"$f":"W8*$G$13","v":57.284137931034486},{"$f":"IF(AR8>M8,M8,AR8)","v":31.134913793103451},{"$f":"X8*$G$13","v":53.180689655172415},{"$f":"IF(AS8>O8,O8,AS8)","v":29.637155172413792},null,1.1768965517241381,1.1313793103448277,1.0810344827586207,1.0529310344827587,1.0248275862068965,0.96275862068965523,0.89379310344827589,0.51860533255200703,0.52179213654373668,0.5266347687400319,0.53004748649091216,0.53364737550471064,0.54351719197707737,0.55729166666666663,0.83499999999999996,0.83499999999999996,0.83499999999999996,0.83499999999999996,0.83499999999999996,0.83499999999999996,0.83499999999999996,{"$f":"Y8*C8+($A$4-80)*AF8*$A$8/1000","v":36.315517241379311},{"$f":"Z8*E8+($A$4-80)*AG8*$A$8/1000","v":35.125517241379313},{"$f":"AA8*G8+($A$4-80)*AH8*$A$8/1000","v":33.87396551724138},{"$f":"AB8*I8+($A$4-80)*AI8*$A$8/1000","v":33.207155172413799},{"$f":"AC8*K8+($A$4-80)*AJ8*$A$8/1000","v":32.540344827586203},{"$f":"AD8*M8+($A$4-80)*AK8*$A$8/1000","v":31.134913793103451},{"$f":"AE8*O8+($A$4-80)*AL8*$A$8/1000","v":29.637155172413792}]
[null,67,63.767586206896553,44.778879310344834,61.346551724137925,{"$f":"IF(AN9>E9,E9,AN9)","v":43.619655172413793},{"$f":"T9*$G$13","v":58.658793103448275},{"$f":"IF(AO9>G9,G9,AO9)","v":42.38862068965517},57.166163793103451,{"$f":"IF(AP9>I9,I9,AP9)","v":41.73719827586207},55.673534482758626,{"$f":"IF(AQ9>K9,K9,AQ9)","v":41.085775862068964},52.349741379310345,{"$f":"IF(AR9>M9,M9,AR9)","v":39.690603448275859},48.656637931034489,{"$f":"IF(AS9>O9,O9,AS9)","v":38.192844827586207},null,1.0717241379310345,1.0310344827586206,0.9858620689655172,0.96077586206896559,0.93568965517241387,0.87982758620689661,0.81775862068965521,0.70222007722007729,0.7110367892976589,0.72263029031129766,0.73010318528488116,0.73797678275290202,0.75818146188516555,0.78494623655913975,0.83499999999999996,0.83499999999999996,0.83499999999999996,0.83499999999999996,0.83499999999999996,0.83499999999999996,0.83499999999999996,{"$f":"Y9*C9+($A$4-80)*AF9*$A$8/1000","v":44.778879310344834},{"$f":"Z9*E9+($A$4-80)*AG9*$A$8/1000","v":43.619655172413793},{"$f":"AA9*G9+($A$4-80)*AH9*$A$8/1000","v":42.38862068965517},{"$f":"AB9*I9+($A$4-80)*AI9*$A$8/1000","v":41.73719827586207},{"$f":"AC9*K9+($A$4-80)*AJ9*$A$8/1000","v":41.085775862068964},{"$f":"AD9*M9+($A$4-80)*AK9*$A$8/1000","v":39.690603448275859},{"$f":"AE9*O9+($A$4-80)*AL9*$A$8/1000","v":38.192844827586207}]
[null,62,58.39206896551724,53.129396551724135,56.309568965517244,51.970172413793101,{"$f":"T10*$G$13","v":54.032155172413795},50.677586206896549,52.893448275862077,51.216163793103448,51.754741379310346,51.754741379310346,49.323448275862063,49.323448275862063,46.522844827586212,46.522844827586212,null,0.98137931034482762,0.94637931034482758,0.90810344827586209,0.8889655172413794,0.8698275862068966,0.82896551724137924,0.78189655172413797,0.9098735066760365,0.92293678265622148,0.93791532181507498,0.9682893716058959,1,1,1,0.83499999999999996,0.83499999999999996,0.83499999999999996,0.83499999999999996,0.83499999999999996,0.83499999999999996,0.83499999999999996,53.129396551724135,{"$f":"Z10*E10+($A$4-80)*AG10*$A$8/1000","v":51.970172413793101},{"$f":"AA10*G10+($A$4-80)*AH10*$A$8/1000","v":50.677586206896549},51.216163793103448,51.754741379310346,49.323448275862063,46.522844827586212]
[null,57,57.232844827586206,57.232844827586206,55.632499999999993,55.632499999999993,{"$f":"T11*$G$13","v":53.785948275862069},53.785948275862069,52.729310344827589,52.729310344827589,51.672672413793101,51.672672413793101,49.25163793103448,49.25163793103448,46.461293103448277,46.461293103448277,null,0.9618965517241379,0.93499999999999994,0.9039655172413793,0.88620689655172413,0.86844827586206896,0.82775862068965511,0.78086206896551724,1,1,1,1,1,1,1,0.83499999999999996,0.83499999999999996,0.83499999999999996,0.83499999999999996,0.83499999999999996,0.83499999999999996,0.83499999999999996,57.232844827586206,{"$f":"Z11*E11+($A$4-80)*AG11*$A$8/1000","v":55.632499999999993},{"$f":"AA11*G11+($A$4-80)*AH11*$A$8/1000","v":53.785948275862069},{"$f":"AB11*I11+($A$4-80)*AI11*$A$8/1000","v":52.729310344827589},51.672672413793101,49.25163793103448,46.461293103448277]
[2000,72,71.164051724137934,38.182586206896552,68.301896551724141,36.96181034482759,{"$f":"T12*$G$13","v":65.142241379310349},35.679482758620694,63.408534482758618,35.00754310344827,61.674827586206895,34.335603448275862,57.817586206896557,32.909655172413792,53.570517241379314,31.391379310344835,null,1.1960344827586207,1.1479310344827587,1.0948275862068966,1.0656896551724138,1.036551724137931,0.97172413793103452,0.90034482758620693,0.53654317428283116,0.54115349954941427,0.54771653543307086,0.55209513023782553,0.55671989354624085,0.56919801277501769,0.5859823822290311,0.83499999999999996,0.83499999999999996,0.83499999999999996,0.83499999999999996,0.83499999999999996,0.83499999999999996,0.83499999999999996,{"$f":"Y12*C12+($A$4-80)*AF12*$A$12/1000","v":38.182586206896552},{"$f":"Z12*E12+($A$4-80)*AG12*$A$12/1000","v":36.96181034482759},{"$f":"AA12*G12+($A$4-80)*AH12*$A$12/1000","v":35.679482758620694},{"$f":"AB12*I12+($A$4-80)*AI12*$A$12/1000","v":35.00754310344827},{"$f":"AC12*K12+($A$4-80)*AJ12*$A$12/1000","v":34.335603448275862},{"$f":"AD12*M12+($A$4-80)*AK12*$A$12/1000","v":32.909655172413792},{"$f":"AE12*O12+($A$4-80)*AL12*$A$12/1000","v":31.391379310344835}]
[null,67,64.855000000000004,47.774396551724145,62.321120689655167,46.594655172413795,59.5,45.343103448275869,57.94068965517242,44.676293103448273,56.381379310344826,44.009482758620685,52.934482758620689,42.583534482758616,49.11827586206897,41.03448275862069,null,1.0900000000000001,1.0474137931034482,1,0.97379310344827597,0.94758620689655171,0.8896551724137931,0.82551724137931037,0.73663397658968688,0.74765432098765439,0.76206896551724146,0.77106940509915001,0.78056768558951961,0.80445736434108517,0.83542188805346695,0.83499999999999996,0.83499999999999996,0.83499999999999996,0.83499999999999996,0.83499999999999996,0.83499999999999996,0.83499999999999996,{"$f":"Y13*C13+($A$4-80)*AF13*$A$12/1000","v":47.774396551724145},{"$f":"Z13*E13+($A$4-80)*AG13*$A$12/1000","v":46.594655172413795},{"$f":"AA13*G13+($A$4-80)*AH13*$A$12/1000","v":45.343103448275869},{"$f":"AB13*I13+($A$4-80)*AI13*$A$12/1000","v":44.676293103448273},{"$f":"AC13*K13+($A$4-80)*AJ13*$A$12/1000","v":44.009482758620685},{"$f":"AD13*M13+($A$4-80)*AK13*$A$12/1000","v":42.583534482758616},{"$f":"AE13*O13+($A$4-80)*AL13*$A$12/1000","v":41.03448275862069}]
[null,62,59.807758620689647,57.078965517241379,57.858620689655169,57.858620689655169,{"$f":"T14*$G$13","v":55.837672413793101},55.837672413793101,54.683577586206894,54.683577586206894,53.529482758620688,53.529482758620688,50.903275862068959,50.903275862068959,47.897499999999994,47.897499999999994,null,1.0051724137931033,0.97241379310344822,0.93844827586206891,0.91905172413793101,0.89965517241379311,0.85551724137931029,0.80499999999999994,0.95437392795883369,1,1,1,1,1,1,0.83499999999999996,0.83499999999999996,0.83499999999999996,0.83499999999999996,0.83499999999999996,0.83499999999999996,0.83499999999999996,57.078965517241379,{"$f":"Z14*E14+($A$4-80)*AG14*$A$12/1000","v":57.858620689655169},{"$f":"AA14*G14+($A$4-80)*AH14*$A$12/1000","v":55.837672413793101},54.683577586206894,53.529482758620688,50.903275862068959,47.897499999999994]
[null,57,59.541034482758619,59.541034482758619,57.776551724137931,57.776551724137931,55.755603448275863,55.755603448275863,54.611767241379312,54.611767241379312,53.46793103448276,53.46793103448276,50.841724137931038,50.841724137931038,47.84620689655172,47.84620689655172,null,1.0006896551724138,0.9710344827586207,0.93706896551724139,0.91784482758620689,0.89862068965517239,0.85448275862068968,0.80413793103448272,1,1,1,1,1,1,1,0.83499999999999996,0.83499999999999996,0.83499999999999996,0.83499999999999996,0.83499999999999996,0.83499999999999996,0.83499999999999996,59.541034482758619,{"$f":"Z15*E15+($A$4-80)*AG15*$A$12/1000","v":57.776551724137931},{"$f":"AA15*G15+($A$4-80)*AH15*$A$12/1000","v":55.755603448275863},54.611767241379312,53.46793103448276,50.841724137931038,47.84620689655172]
[2250,72,71.974482758620681,39.936810344827585,68.989224137931032,38.705775862068961,65.716724137931038,37.413189655172417,63.916336206896553,36.730991379310346,62.115948275862067,36.048793103448276,58.145862068965521,34.602327586206897,53.785948275862069,33.073793103448281,null,1.2096551724137929,1.1594827586206897,1.1044827586206898,1.0742241379310344,1.0439655172413793,0.97724137931034483,0.9039655172413793,0.5548745724059293,0.56104089219330855,0.56931002185451141,0.57467297969665354,0.5803468208092486,0.59509527170077625,0.61491512492847611,0.83499999999999996,0.83499999999999996,0.83499999999999996,0.83499999999999996,0.83499999999999996,0.83499999999999996,0.83499999999999996,{"$f":"Y16*C16+($A$4-80)*AF16*$A$16/1000","v":39.936810344827585},{"$f":"Z16*E16+($A$4-80)*AG16*$A$16/1000","v":38.705775862068961},{"$f":"AA16*G16+($A$4-80)*AH16*$A$16/1000","v":37.413189655172417},{"$f":"AB16*I16+($A$4-80)*AI16*$A$16/1000","v":36.730991379310346},{"$f":"AC16*K16+($A$4-80)*AJ16*$A$16/1000","v":36.048793103448276},{"$f":"AD16*M16+($A$4-80)*AK16*$A$16/1000","v":34.602327586206897},{"$f":"AE16*O16+($A$4-80)*AL16*$A$16/1000","v":33.073793103448281}]
[null,67,65.675689655172405,50.636551724137924,63.018706896551727,49.436293103448278,60.094999999999999,48.153965517241375,58.494655172413793,47.471767241379311,56.894310344827588,46.78956896551724,53.355086206896551,45.312327586206898,49.497844827586206,43.691465517241383,null,1.1037931034482757,1.0591379310344828,1.01,0.98310344827586205,0.95620689655172419,0.89672413793103445,0.8318965517241379,0.77100905966885347,0.78447012860166043,0.80129737111642196,0.81155734829884252,0.82239451857194368,0.84925975773889639,0.8826943005181348,0.83499999999999996,0.83499999999999996,0.83499999999999996,0.83499999999999996,0.83499999999999996,0.83499999999999996,0.83499999999999996,{"$f":"Y17*C17+($A$4-80)*AF17*$A$16/1000","v":50.636551724137924},{"$f":"Z17*E17+($A$4-80)*AG17*$A$16/1000","v":49.436293103448278},{"$f":"AA17*G17+($A$4-80)*AH17*$A$16/1000","v":48.153965517241375},{"$f":"AB17*I17+($A$4-80)*AI17*$A$16/1000","v":47.471767241379311},{"$f":"AC17*K17+($A$4-80)*AJ17*$A$16/1000","v":46.78956896551724},{"$f":"AD17*M17+($A$4-80)*AK17*$A$16/1000","v":45.312327586206898},{"$f":"AE17*O17+($A$4-80)*AL17*$A$16/1000","v":43.691465517241383}]
[null,62,61.520948275862068,61.520948275862068,59.623103448275856,59.623103448275856,57.438017241379306,57.438017241379306,56.201853448275862,56.201853448275862,54.965689655172412,54.965689655172412,52.165086206896554,52.165086206896554,48.974655172413797,48.974655172413797,null,1.0339655172413793,1.0020689655172412,0.96534482758620688,0.94456896551724134,0.92379310344827581,0.87672413793103454,0.82310344827586213,1,1,1,1,1,1,1,0.83499999999999996,0.83499999999999996,0.83499999999999996,0.83499999999999996,0.83499999999999996,0.83499999999999996,0.83499999999999996,61.520948275862068,{"$f":"Z18*E18+($A$4-80)*AG18*$A$16/1000","v":59.623103448275856},{"$f":"AA18*G18+($A$4-80)*AH18*$A$16/1000","v":57.438017241379306},56.201853448275862,54.965689655172412,52.165086206896554,48.974655172413797]
[null,57,61.438879310344824,61.438879310344824,59.541034482758619,59.541034482758619,57.376465517241378,57.376465517241378,56.140301724137935,56.140301724137935,54.904137931034484,54.904137931034484,52.103534482758619,52.103534482758619,48.923362068965517,48.923362068965517,null,1.0325862068965517,1.0006896551724138,0.96431034482758615,0.94353448275862073,0.9227586206896552,0.87568965517241382,0.8222413793103448,1,1,1,1,1,1,1,0.83499999999999996,0.83499999999999996,0.83499999999999996,0.83499999999999996,0.83499999999999996,0.83499999999999996,0.83499999999999996,61.438879310344824,{"$f":"Z19*E19+($A$4-80)*AG19*$A$16/1000","v":59.541034482758619},{"$f":"AA19*G19+($A$4-80)*AH19*$A$16/1000","v":57.376465517241378},56.140301724137935,54.904137931034484,52.103534482758619,48.923362068965517]

{"sheet":"24ANB1_24","index":75,"n_rows":19,"n_cols":45,"rows_kept":19,"cut":false,"hidden":true,"merged":[[130,0,133,0],[120,12,121,12],[120,13,121,13],[120,14,121,14],[120,15,121,15],[122,0,125,0],[126,0,129,0],[119,12,119,13],[119,14,119,15],[120,4,121,4],[120,5,121,5],[120,6,121,6],[120,7,121,7],[120,8,121,8],[120,9,121,9],[120,10,121,10],[120,11,121,11],[119,0,121,0],[119,1,121,1],[119,4,119,5],[119,6,119,7],[119,8,119,9],[119,10,119,11],[111,0,114,0],[117,0,118,1],[117,4,117,15],[118,4,118,5],[118,6,118,7],[118,8,118,9],[118,10,118,11],[118,12,118,13],[118,14,118,15],[101,12,102,12],[101,13,102,13],[101,14,102,14],[101,15,102,15],[103,0,106,0],[107,0,110,0],[100,12,100,13],[100,14,100,15],[101,4,102,4],[101,5,102,5],[101,6,102,6],[101,7,102,7],[101,8,102,8],[101,9,102,9],[101,10,102,10],[101,11,102,11],[100,0,102,0],[100,1,102,1],[100,4,100,5],[100,6,100,7],[100,8,100,9],[100,10,100,11],[92,0,95,0],[98,0,99,1],[98,4,98,15],[99,4,99,5],[99,6,99,7],[99,8,99,9],[99,10,99,11],[99,12,99,13],[99,14,99,15],[82,12,83,12],[82,13,83,13],[82,14,83,14],[82,15,83,15],[84,0,87,0],[88,0,91,0],[81,12,81,13],[81,14,81,15],[82,4,83,4],[82,5,83,5],[82,6,83,6],[82,7,83,7],[82,8,83,8],[82,9,83,9],[82,10,83,10],[82,11,83,11],[81,0,83,0],[81,1,83,1],[81,4,81,5],[81,6,81,7],[81,8,81,9],[81,10,81,11],[73,0,76,0],[79,0,80,1],[79,4,79,15],[80,4,80,5],[80,6,80,7],[80,8,80,9],[80,10,80,11],[80,12,80,13],[80,14,80,15],[63,12,64,12],[63,13,64,13],[63,14,64,14],[63,15,64,15],[65,0,68,0],[69,0,72,0],[62,12,62,13],[62,14,62,15],[63,4,64,4],[63,5,64,5],[63,6,64,6],[63,7,64,7],[63,8,64,8],[63,9,64,9],[63,10,64,10],[63,11,64,11],[62,0,64,0],[62,1,64,1],[62,4,62,5],[62,6,62,7],[62,8,62,9],[62,10,62,11],[54,0,57,0],[60,0,61,1],[60,4,60,15],[61,4,61,5],[61,6,61,7],[61,8,61,9],[61,10,61,11],[61,12,61,13],[61,14,61,15],[44,12,45,12],[44,13,45,13],[44,14,45,14],[44,15,45,15],[46,0,49,0],[50,0,53,0],[43,12,43,13],[43,14,43,15],[44,4,45,4],[44,5,45,5],[44,6,45,6],[44,7,45,7],[44,8,45,8],[44,9,45,9],[44,10,45,10],[44,11,45,11],[43,0,45,0],[43,1,45,1],[43,4,43,5],[43,6,43,7],[43,8,43,9],[43,10,43,11],[35,0,38,0],[41,0,42,1],[41,4,41,15],[42,4,42,5],[42,6,42,7],[42,8,42,9],[42,10,42,11],[42,12,42,13],[42,14,42,15],[25,12,26,12],[25,13,26,13],[25,14,26,14],[25,15,26,15],[27,0,30,0],[31,0,34,0],[24,12,24,13],[24,14,24,15],[25,4,26,4],[25,5,26,5],[25,6,26,6],[25,7,26,7],[25,8,26,8],[25,9,26,9],[25,10,26,10],[25,11,26,11],[24,0,26,0],[24,1,26,1],[24,4,24,5],[24,6,24,7],[24,8,24,9],[24,10,24,11],[7,0,10,0],[11,0,14,0],[15,0,18,0],[22,4,22,15],[23,4,23,5],[23,6,23,7],[23,8,23,9],[23,10,23,11],[23,12,23,13],[23,14,23,15],[5,10,6,10],[5,11,6,11],[5,12,6,12],[5,13,6,13],[5,14,6,14],[5,15,6,15],[4,10,4,11],[4,12,4,13],[4,14,4,15],[5,2,6,2],[5,3,6,3],[5,4,6,4],[5,5,6,5],[5,6,6,6],[5,7,6,7],[5,8,6,8],[4,0,6,0],[4,1,6,1],[4,2,4,3],[4,4,4,5],[4,6,4,7],[4,8,4,9],[5,9,6,9],[2,0,2,1],[2,2,2,15],[3,2,3,3],[3,4,3,5],[3,6,3,7],[3,8,3,9],[3,10,3,11],[3,12,3,13],[3,14,3,15]]}
[]
["24ANB1_24"]
["Evaporator Air \n",null,"Condenser  Entering Air Temperature ˚F"]
[80,"°F DB",75,null,85,null,95,null,100,null,105,null,115,null,125]
["CFM","EWB†\n˚F","Capacity Mbtuh",null,"Capacity Mbtuh",null,"Capacity Mbtuh",null,"Capacity Mbtuh",null,"Capacity Mbtuh",null,"Capacity Mbtuh",null,"Capacity Mbtuh"]
[null,null,"Total","Sens.","Total","Sens.","Total","Sens.","Total","Sens.","Total","Sens.","Total","Sens.","Total","Sens."]
[null,null,null,null,null,null,null,null,null,null,null,null,null,null,null,null,null,"Total Factors",null,null,null,null,null,null,"Sens. %",null,null,null,null,null,null,"IDB Adj",null,null,null,null,null,null,"Sens Calc"]
[600,72,{"$f":"R8*$G$13","v":22.423913879277197},{"$f":"IF(AM8>C8,C8,AM8)","v":11.330680507497114},{"$f":"S8*$G$13","v":21.600269127258745},{"$f":"IF(AN8>E8,E8,AN8)","v":11.026451364859668},{"$f":"T8*$G$13","v":20.702422145328715},{"$f":"IF(AO8>G8,G8,AO8)","v":10.692541330257592},{"$f":"U8*$G$13","v":20.212687427912339},{"$f":"IF(AP8>I8,I8,AP8)","v":10.514455978469819},{"$f":"V8*$G$13","v":19.72295271049596},{"$f":"IF(AQ8>K8,K8,AQ8)","v":10.336370626682044},{"$f":"W8*$G$13","v":18.65444059976932},{"$f":"IF(AR8>M8,M8,AR8)","v":9.9579392541330254},{"$f":"X8*$G$13","v":17.482045367166471},{"$f":"IF(AS8>O8,O8,AS8)","v":9.5424067666282184},null,1.1618608227604765,1.1191849288735101,1.0726643598615915,1.0472895040369088,1.0219146482122259,0.96655132641291808,0.9058054594386773,0.50529450694904032,0.51047749914118856,0.51648745519713268,0.52019089574155652,0.5240782543265613,0.53381066030230706,0.54584040747028861,0.83499999999999996,0.83499999999999996,0.83499999999999996,0.83499999999999996,0.83499999999999996,0.83499999999999996,0.83499999999999996,{"$f":"Y8*C8+($A$4-80)*AF8*$A$8/1000","v":11.330680507497114},{"$f":"Z8*E8+($A$4-80)*AG8*$A$8/1000","v":11.026451364859668},{"$f":"AA8*G8+($A$4-80)*AH8*$A$8/1000","v":10.692541330257592},{"$f":"AB8*I8+($A$4-80)*AI8*$A$8/1000","v":10.514455978469819},{"$f":"AC8*K8+($A$4-80)*AJ8*$A$8/1000","v":10.336370626682044},{"$f":"AD8*M8+($A$4-80)*AK8*$A$8/1000","v":9.9579392541330254},{"$f":"AE8*O8+($A$4-80)*AL8*$A$8/1000","v":9.5424067666282184}]
[null,67,20.272049211841601,13.58642829680892,19.530026912725877,{"$f":"IF(AN9>E9,E9,AN9)","v":13.29703960015379},{"$f":"T9*$G$13","v":18.721222606689732},{"$f":"IF(AO9>G9,G9,AO9)","v":12.985390234525182},18.2760092272203,{"$f":"IF(AP9>I9,I9,AP9)","v":12.818435217224142},17.830795847750863,{"$f":"IF(AQ9>K9,K9,AQ9)","v":12.651480199923105},16.851326412918109,{"$f":"IF(AR9>M9,M9,AR9)","v":12.2878892733564},15.782814302191463,{"$f":"IF(AS9>O9,O9,AS9)","v":11.887197231833907},null,1.0503652441368705,1.011918492887351,0.97001153402537477,0.94694348327566324,0.9238754325259515,0.87312572087658591,0.81776239907727788,0.67020497803806733,0.68085106382978733,0.69361870788743563,0.70138043036946796,0.70952975447357469,0.72919418758256271,0.75317348377997173,0.83499999999999996,0.83499999999999996,0.83499999999999996,0.83499999999999996,0.83499999999999996,0.83499999999999996,0.83499999999999996,{"$f":"Y9*C9+($A$4-80)*AF9*$A$8/1000","v":13.58642829680892},{"$f":"Z9*E9+($A$4-80)*AG9*$A$8/1000","v":13.29703960015379},{"$f":"AA9*G9+($A$4-80)*AH9*$A$8/1000","v":12.985390234525182},{"$f":"AB9*I9+($A$4-80)*AI9*$A$8/1000","v":12.818435217224142},{"$f":"AC9*K9+($A$4-80)*AJ9*$A$8/1000","v":12.651480199923105},{"$f":"AD9*M9+($A$4-80)*AK9*$A$8/1000","v":12.2878892733564},{"$f":"AE9*O9+($A$4-80)*AL9*$A$8/1000","v":11.887197231833907}]
[null,62,18.335371011149558,15.782814302191463,17.66013071895425,15.515686274509806,{"$f":"T10*$G$13","v":16.925528642829679},15.226297577854671,16.521126489811611,15.066762783544789,16.116724336793542,14.90722798923491,15.241138023836985,14.558477508650521,14.283929257977702,14.165205690119187,null,0.95001922337562472,0.91503267973856206,0.87697039600153781,0.85601691657054979,0.83506343713956166,0.78969627066512871,0.74009996155324875,0.86078510724403068,0.87857142857142856,0.89960543621218769,0.91196945879182567,0.92495395948434622,0.95520934761441101,0.99168831168831173,0.83499999999999996,0.83499999999999996,0.83499999999999996,0.83499999999999996,0.83499999999999996,0.83499999999999996,0.83499999999999996,15.782814302191463,{"$f":"Z10*E10+($A$4-80)*AG10*$A$8/1000","v":15.515686274509806},{"$f":"AA10*G10+($A$4-80)*AH10*$A$8/1000","v":15.226297577854671},15.066762783544789,14.90722798923491,14.558477508650521,14.165205690119187]
[null,57,17.214917339484813,17.214917339484813,16.74002306805075,16.74002306805075,{"$f":"T11*$G$13","v":16.205767012687428},16.205767012687428,15.908958093041136,15.908958093041136,15.612149173394847,15.612149173394847,14.951749327181851,14.951749327181851,14.217147251057286,14.217147251057286,null,0.89196462898885032,0.86735870818915795,0.83967704728950399,0.82429834678969616,0.80891964628988844,0.77470203767781609,0.73663975394079195,1,1,1,1,1,1,1,0.83499999999999996,0.83499999999999996,0.83499999999999996,0.83499999999999996,0.83499999999999996,0.83499999999999996,0.83499999999999996,17.214917339484813,{"$f":"Z11*E11+($A$4-80)*AG11*$A$8/1000","v":16.74002306805075},{"$f":"AA11*G11+($A$4-80)*AH11*$A$8/1000","v":16.205767012687428},{"$f":"AB11*I11+($A$4-80)*AI11*$A$8/1000","v":15.908958093041136},15.612149173394847,14.951749327181851,14.217147251057286]
[700,72,23.180776624375238,12.050442137639367,22.290349865436369,11.731372549019607,{"$f":"T12*$G$13","v":21.318300653594768},11.390042291426372,20.795174932718183,11.211956939638601,20.272049211841601,11.033871587850825,19.136755094194541,10.640599769319493,17.890157631680122,10.225067281814686,null,1.2010765090349864,1.1549404075355632,1.1045751633986927,1.0774702037677815,1.0503652441368705,0.99154171472510566,0.92695117262591298,0.51984635083226627,0.52629826897470044,0.53428471980508174,0.53916146297948264,0.54428989751098089,0.55602946878635129,0.57154707590211529,0.83499999999999996,0.83499999999999996,0.83499999999999996,0.83499999999999996,0.83499999999999996,0.83499999999999996,0.83499999999999996,{"$f":"Y12*C12+($A$4-80)*AF12*$A$12/1000","v":12.050442137639367},{"$f":"Z12*E12+($A$4-80)*AG12*$A$12/1000","v":11.731372549019607},{"$f":"AA12*G12+($A$4-80)*AH12*$A$12/1000","v":11.390042291426372},{"$f":"AB12*I12+($A$4-80)*AI12*$A$12/1000","v":11.211956939638601},{"$f":"AC12*K12+($A$4-80)*AJ12*$A$12/1000","v":11.033871587850825},{"$f":"AD12*M12+($A$4-80)*AK12*$A$12/1000","v":10.640599769319493},{"$f":"AE12*O12+($A$4-80)*AL12*$A$12/1000","v":10.225067281814686}]
[null,67,20.984390618992695,14.684621299500192,20.175586312956554,14.387812379853901,19.3,14.076163014225298,18.825105728565937,13.905497885428682,18.350211457131874,13.734832756632066,17.311380238369857,13.363821607074204,16.1760861207228,12.955709342560555,null,1.0872741253364091,1.0453671664744328,1,0.97539407920030752,0.95078815840061515,0.89696270665128786,0.83813917723952325,0.69978783592644977,0.71312982714233175,0.72933487120338325,0.73866771777690188,0.74848362312980188,0.77196742391770268,0.80091743119266057,0.83499999999999996,0.83499999999999996,0.83499999999999996,0.83499999999999996,0.83499999999999996,0.83499999999999996,0.83499999999999996,{"$f":"Y13*C13+($A$4-80)*AF13*$A$12/1000","v":14.684621299500192},{"$f":"Z13*E13+($A$4-80)*AG13*$A$12/1000","v":14.387812379853901},{"$f":"AA13*G13+($A$4-80)*AH13*$A$12/1000","v":14.076163014225298},{"$f":"AB13*I13+($A$4-80)*AI13*$A$12/1000","v":13.905497885428682},{"$f":"AC13*K13+($A$4-80)*AJ13*$A$12/1000","v":13.734832756632066},{"$f":"AD13*M13+($A$4-80)*AK13*$A$12/1000","v":13.363821607074204},{"$f":"AE13*O13+($A$4-80)*AL13*$A$12/1000","v":12.955709342560555}]
[null,62,18.995770857362555,17.266858900422914,18.2760092272203,16.992310649750095,{"$f":"T14*$G$13","v":17.489465590157632},16.695501730103807,17.06280276816609,16.532256824298347,16.636139946174548,16.369011918492884,15.812495194156092,15.812495194156092,14.996270665128797,14.996270665128797,null,0.98423683198769707,0.94694348327566313,0.90618992695117262,0.88408304498269896,0.86197616301422531,0.81930026912725862,0.77700884275278737,0.90898437499999996,0.92976045473000402,0.95460330929147219,0.96890628397477718,0.98394290811775187,1,1,0.83499999999999996,0.83499999999999996,0.83499999999999996,0.83499999999999996,0.83499999999999996,0.83499999999999996,0.83499999999999996,17.266858900422914,{"$f":"Z14*E14+($A$4-80)*AG14*$A$12/1000","v":16.992310649750095},{"$f":"AA14*G14+($A$4-80)*AH14*$A$12/1000","v":16.695501730103807},16.532256824298347,16.369011918492884,15.812495194156092,14.996270665128797]
[null,57,18.283429450211457,18.283429450211457,17.749173394848135,17.749173394848135,17.162975778546709,17.162975778546709,16.83648596693579,16.83648596693579,16.509996155324874,16.509996155324874,15.782814302191463,15.782814302191463,14.974009996155324,14.974009996155324,null,0.94732795078815835,0.91964628988850439,0.88927335640138394,0.87235678585159537,0.85544021530180692,0.81776239907727788,0.77585544021530173,1,1,1,1,1,1,1,0.83499999999999996,0.83499999999999996,0.83499999999999996,0.83499999999999996,0.83499999999999996,0.83499999999999996,0.83499999999999996,18.283429450211457,{"$f":"Z15*E15+($A$4-80)*AG15*$A$12/1000","v":17.749173394848135},{"$f":"AA15*G15+($A$4-80)*AH15*$A$12/1000","v":17.162975778546709},16.83648596693579,16.509996155324874,15.782814302191463,14.974009996155324]
[800,72,23.752133794694345,12.725682429834677,22.809765474817375,12.406612841214915,21.785774702037678,12.065282583621686,21.236678200692037,11.88348712033833,20.687581699346406,11.70169165705498,19.492925797770091,11.308419838523648,18.201806997308726,10.885467128027681,null,1.2306805074971163,1.1818531334102267,1.12879661668589,1.1003460207612454,1.0718954248366013,1.0099961553248751,0.94309880815071123,0.5357700718525461,0.54391672088484055,0.55381471389645787,0.55957372466806432,0.56563845050215211,0.58012942519984778,0.59804321239298819,0.83499999999999996,0.83499999999999996,0.83499999999999996,0.83499999999999996,0.83499999999999996,0.83499999999999996,0.83499999999999996,{"$f":"Y16*C16+($A$4-80)*AF16*$A$16/1000","v":12.725682429834677},{"$f":"Z16*E16+($A$4-80)*AG16*$A$16/1000","v":12.406612841214915},{"$f":"AA16*G16+($A$4-80)*AH16*$A$16/1000","v":12.065282583621686},{"$f":"AB16*I16+($A$4-80)*AI16*$A$16/1000","v":11.88348712033833},{"$f":"AC16*K16+($A$4-80)*AJ16*$A$16/1000","v":11.70169165705498},{"$f":"AD16*M16+($A$4-80)*AK16*$A$16/1000","v":11.308419838523648},{"$f":"AE16*O16+($A$4-80)*AL16*$A$16/1000","v":10.885467128027681}]
[null,67,21.526066897347174,15.745713187235676,20.665321030372933,15.44148404459823,19.737793156478279,15.122414455978468,19.236928104575163,14.951749327181851,18.736063052672048,14.781084198385235,17.652710495963092,14.402652825836219,16.465474817377931,14.001960784313725,null,1.1153402537485582,1.0707420222991157,1.0226835832372165,0.99673202614379086,0.97078046905036519,0.91464821222606685,0.85313341022683586,0.73147190623922775,0.7472172351885098,0.76616541353383449,0.77724204435872701,0.78891089108910895,0.81588902900378313,0.85038305543037407,0.83499999999999996,0.83499999999999996,0.83499999999999996,0.83499999999999996,0.83499999999999996,0.83499999999999996,0.83499999999999996,{"$f":"Y17*C17+($A$4-80)*AF17*$A$16/1000","v":15.745713187235676},{"$f":"Z17*E17+($A$4-80)*AG17*$A$16/1000","v":15.44148404459823},{"$f":"AA17*G17+($A$4-80)*AH17*$A$16/1000","v":15.122414455978468},{"$f":"AB17*I17+($A$4-80)*AI17*$A$16/1000","v":14.951749327181851},{"$f":"AC17*K17+($A$4-80)*AJ17*$A$16/1000","v":14.781084198385235},{"$f":"AD17*M17+($A$4-80)*AK17*$A$16/1000","v":14.402652825836219},{"$f":"AE17*O17+($A$4-80)*AL17*$A$16/1000","v":14.001960784313725}]
[null,62,19.530026912725877,18.691541714725108,18.773164167627836,18.409573241061128,18.001460976547484,18.001460976547484,17.649000384467513,17.649000384467513,17.296539792387541,17.296539792387541,16.509996155324874,16.509996155324874,15.626989619377161,15.626989619377161,null,1.011918492887351,0.97270280661284114,0.93271818531334105,0.9144559784698193,0.89619377162629743,0.85544021530180692,0.80968858131487875,0.95706686930091189,0.98063241106719357,1,1,1,1,1,0.83499999999999996,0.83499999999999996,0.83499999999999996,0.83499999999999996,0.83499999999999996,0.83499999999999996,0.83499999999999996,18.691541714725108,{"$f":"Z18*E18+($A$4-80)*AG18*$A$16/1000","v":18.409573241061128},{"$f":"AA18*G18+($A$4-80)*AH18*$A$16/1000","v":18.001460976547484},17.649000384467513,17.296539792387541,16.509996155324874,15.626989619377161]
[null,57,19.188696655132642,19.188696655132642,18.609919261822373,18.609919261822373,17.97178008458285,17.97178008458285,17.619319492502882,17.619319492502882,17.266858900422914,17.266858900422914,16.480315263360247,16.480315263360247,15.604728950403691,15.604728950403691,null,0.99423298731257204,0.9642445213379468,0.93118031526336009,0.91291810841983834,0.89465590157631669,0.85390234525182618,0.80853517877739334,1,1,1,1,1,1,1,0.83499999999999996,0.83499999999999996,0.83499999999999996,0.83499999999999996,0.83499999999999996,0.83499999999999996,0.83499999999999996,19.188696655132642,{"$f":"Z19*E19+($A$4-80)*AG19*$A$16/1000","v":18.609919261822373},{"$f":"AA19*G19+($A$4-80)*AH19*$A$16/1000","v":17.97178008458285},17.619319492502882,17.266858900422914,16.480315263360247,15.604728950403691]

{"sheet":"24ANB1_36","index":76,"n_rows":19,"n_cols":45,"rows_kept":19,"cut":false,"hidden":true,"merged":[[130,0,133,0],[120,12,121,12],[120,13,121,13],[120,14,121,14],[120,15,121,15],[122,0,125,0],[126,0,129,0],[119,12,119,13],[119,14,119,15],[120,4,121,4],[120,5,121,5],[120,6,121,6],[120,7,121,7],[120,8,121,8],[120,9,121,9],[120,10,121,10],[120,11,121,11],[119,0,121,0],[119,1,121,1],[119,4,119,5],[119,6,119,7],[119,8,119,9],[119,10,119,11],[111,0,114,0],[117,0,118,1],[117,4,117,15],[118,4,118,5],[118,6,118,7],[118,8,118,9],[118,10,118,11],[118,12,118,13],[118,14,118,15],[101,12,102,12],[101,13,102,13],[101,14,102,14],[101,15,102,15],[103,0,106,0],[107,0,110,0],[100,12,100,13],[100,14,100,15],[101,4,102,4],[101,5,102,5],[101,6,102,6],[101,7,102,7],[101,8,102,8],[101,9,102,9],[101,10,102,10],[101,11,102,11],[100,0,102,0],[100,1,102,1],[100,4,100,5],[100,6,100,7],[100,8,100,9],[100,10,100,11],[92,0,95,0],[98,0,99,1],[98,4,98,15],[99,4,99,5],[99,6,99,7],[99,8,99,9],[99,10,99,11],[99,12,99,13],[99,14,99,15],[82,12,83,12],[82,13,83,13],[82,14,83,14],[82,15,83,15],[84,0,87,0],[88,0,91,0],[81,12,81,13],[81,14,81,15],[82,4,83,4],[82,5,83,5],[82,6,83,6],[82,7,83,7],[82,8,83,8],[82,9,83,9],[82,10,83,10],[82,11,83,11],[81,0,83,0],[81,1,83,1],[81,4,81,5],[81,6,81,7],[81,8,81,9],[81,10,81,11],[73,0,76,0],[79,0,80,1],[79,4,79,15],[80,4,80,5],[80,6,80,7],[80,8,80,9],[80,10,80,11],[80,12,80,13],[80,14,80,15],[63,12,64,12],[63,13,64,13],[63,14,64,14],[63,15,64,15],[65,0,68,0],[69,0,72,0],[62,12,62,13],[62,14,62,15],[63,4,64,4],[63,5,64,5],[63,6,64,6],[63,7,64,7],[63,8,64,8],[63,9,64,9],[63,10,64,10],[63,11,64,11],[62,0,64,0],[62,1,64,1],[62,4,62,5],[62,6,62,7],[62,8,62,9],[62,10,62,11],[54,0,57,0],[60,0,61,1],[60,4,60,15],[61,4,61,5],[61,6,61,7],[61,8,61,9],[61,10,61,11],[61,12,61,13],[61,14,61,15],[44,12,45,12],[44,13,45,13],[44,14,45,14],[44,15,45,15],[46,0,49,0],[50,0,53,0],[43,12,43,13],[43,14,43,15],[44,4,45,4],[44,5,45,5],[44,6,45,6],[44,7,45,7],[44,8,45,8],[44,9,45,9],[44,10,45,10],[44,11,45,11],[43,0,45,0],[43,1,45,1],[43,4,43,5],[43,6,43,7],[43,8,43,9],[43,10,43,11],[35,0,38,0],[41,0,42,1],[41,4,41,15],[42,4,42,5],[42,6,42,7],[42,8,42,9],[42,10,42,11],[42,12,42,13],[42,14,42,15],[25,12,26,12],[25,13,26,13],[25,14,26,14],[25,15,26,15],[27,0,30,0],[31,0,34,0],[24,12,24,13],[24,14,24,15],[25,4,26,4],[25,5,26,5],[25,6,26,6],[25,7,26,7],[25,8,26,8],[25,9,26,9],[25,10,26,10],[25,11,26,11],[24,0,26,0],[24,1,26,1],[24,4,24,5],[24,6,24,7],[24,8,24,9],[24,10,24,11],[7,0,10,0],[11,0,14,0],[15,0,18,0],[22,4,22,15],[23,4,23,5],[23,6,23,7],[23,8,23,9],[23,10,23,11],[23,12,23,13],[23,14,23,15],[5,10,6,10],[5,11,6,11],[5,12,6,12],[5,13,6,13],[5,14,6,14],[5,15,6,15],[4,10,4,11],[4,12,4,13],[4,14,4,15],[5,2,6,2],[5,3,6,3],[5,4,6,4],[5,5,6,5],[5,6,6,6],[5,7,6,7],[5,8,6,8],[4,0,6,0],[4,1,6,1],[4,2,4,3],[4,4,4,5],[4,6,4,7],[4,8,4,9],[5,9,6,9],[2,0,2,1],[2,2,2,15],[3,2,3,3],[3,4,3,5],[3,6,3,7],[3,8,3,9],[3,10,3,11],[3,12,3,13],[3,14,3,15]]}
[]
["24ANB1_36"]
["Evaporator Air \n",null,"Condenser  Entering Air Temperature ˚F"]
[80,"°F DB",75,null,85,null,95,null,100,null,105,null,115,null,125]
["CFM","EWB†\n˚F","Capacity Mbtuh",null,"Capacity Mbtuh",null,"Capacity Mbtuh",null,"Capacity Mbtuh",null,"Capacity Mbtuh",null,"Capacity Mbtuh",null,"Capacity Mbtuh"]
[null,null,"Total","Sens.","Total","Sens.","Total","Sens.","Total","Sens.","Total","Sens.","Total","Sens.","Total","Sens."]
[null,null,null,null,null,null,null,null,null,null,null,null,null,null,null,null,null,"Total Factors",null,null,null,null,null,null,"Sens. %",null,null,null,null,null,null,"IDB Adj",null,null,null,null,null,null,"Sens Calc"]
[900,72,{"$f":"R8*$G$13","v":22.274532967032965},{"$f":"IF(AM8>C8,C8,AM8)","v":11.378516483516483},{"$f":"S8*$G$13","v":21.553434065934066},{"$f":"IF(AN8>E8,E8,AN8)","v":11.108104395604396},{"$f":"T8*$G$13","v":20.736895604395606},{"$f":"IF(AO8>G8,G8,AO8)","v":10.816483516483515},{"$f":"U8*$G$13","v":20.283557692307689},{"$f":"IF(AP8>I8,I8,AP8)","v":10.657417582417583},{"$f":"V8*$G$13","v":19.830219780219778},{"$f":"IF(AQ8>K8,K8,AQ8)","v":10.498351648351647},{"$f":"W8*$G$13","v":18.822802197802201},{"$f":"IF(AR8>M8,M8,AR8)","v":10.148406593406595},{"$f":"X8*$G$13","v":17.677527472527476},{"$f":"IF(AS8>O8,O8,AS8)","v":9.7560439560439569},null,1.154120879120879,1.1167582417582418,1.0744505494505494,1.0509615384615383,1.0274725274725274,0.97527472527472536,0.91593406593406601,0.51083075458224236,0.51537515375153753,0.52160572743543843,0.52542151352764355,0.52941176470588236,0.5391549295774648,0.55188962207558478,0.83499999999999996,0.83499999999999996,0.83499999999999996,0.83499999999999996,0.83499999999999996,0.83499999999999996,0.83499999999999996,{"$f":"Y8*C8+($A$4-80)*AF8*$A$8/1000","v":11.378516483516483},{"$f":"Z8*E8+($A$4-80)*AG8*$A$8/1000","v":11.108104395604396},{"$f":"AA8*G8+($A$4-80)*AH8*$A$8/1000","v":10.816483516483515},{"$f":"AB8*I8+($A$4-80)*AI8*$A$8/1000","v":10.657417582417583},{"$f":"AC8*K8+($A$4-80)*AJ8*$A$8/1000","v":10.498351648351647},{"$f":"AD8*M8+($A$4-80)*AK8*$A$8/1000","v":10.148406593406595},{"$f":"AE8*O8+($A$4-80)*AL8*$A$8/1000","v":9.7560439560439569}]
[null,67,20.164258241758244,13.631950549450551,19.501483516483518,{"$f":"IF(AN9>E9,E9,AN9)","v":13.398653846153847},{"$f":"T9*$G$13","v":18.764478021978025},{"$f":"IF(AO9>G9,G9,AO9)","v":13.138846153846156},18.353557692307696,{"$f":"IF(AP9>I9,I9,AP9)","v":12.995686813186813},17.942637362637367,{"$f":"IF(AQ9>K9,K9,AQ9)","v":12.852527472527473},17.020054945054948,{"$f":"IF(AR9>M9,M9,AR9)","v":12.534395604395606},15.980824175824177,{"$f":"IF(AS9>O9,O9,AS9)","v":12.173846153846155},null,1.0447802197802198,1.0104395604395604,0.97225274725274735,0.95096153846153852,0.92967032967032981,0.88186813186813195,0.82802197802197808,0.67604522745201157,0.68705818379554107,0.70019779598756715,0.70807453416149058,0.71631205673758858,0.73644859813084107,0.76177836761778372,0.83499999999999996,0.83499999999999996,0.83499999999999996,0.83499999999999996,0.83499999999999996,0.83499999999999996,0.83499999999999996,{"$f":"Y9*C9+($A$4-80)*AF9*$A$8/1000","v":13.631950549450551},{"$f":"Z9*E9+($A$4-80)*AG9*$A$8/1000","v":13.398653846153847},{"$f":"AA9*G9+($A$4-80)*AH9*$A$8/1000","v":13.138846153846156},{"$f":"AB9*I9+($A$4-80)*AI9*$A$8/1000","v":12.995686813186813},{"$f":"AC9*K9+($A$4-80)*AJ9*$A$8/1000","v":12.852527472527473},{"$f":"AD9*M9+($A$4-80)*AK9*$A$8/1000","v":12.534395604395606},{"$f":"AE9*O9+($A$4-80)*AL9*$A$8/1000","v":12.173846153846155}]
[null,62,18.239560439560439,15.84826923076923,17.635109890109891,15.641483516483518,{"$f":"T10*$G$13","v":16.972335164835165},15.413489010989013,16.598530219780223,15.283585164835168,16.224725274725277,15.153681318681318,15.402884615384616,14.856758241758243,14.528021978021979,14.528021978021979,null,0.94505494505494503,0.91373626373626371,0.87939560439560438,0.86002747252747258,0.84065934065934078,0.79807692307692313,0.75274725274725274,0.86889534883720931,0.88695129284425744,0.90815370196813505,0.92077942820635683,0.93398692810457506,0.96454388984509465,1,0.83499999999999996,0.83499999999999996,0.83499999999999996,0.83499999999999996,0.83499999999999996,0.83499999999999996,0.83499999999999996,15.84826923076923,{"$f":"Z10*E10+($A$4-80)*AG10*$A$8/1000","v":15.641483516483518},{"$f":"AA10*G10+($A$4-80)*AH10*$A$8/1000","v":15.413489010989013},15.283585164835168,15.153681318681318,14.856758241758243,14.528021978021979]
[null,57,17.168516483516484,17.168516483516484,16.770851648351648,16.770851648351648,{"$f":"T11*$G$13","v":16.314862637362637},16.314862637362637,16.055054945054948,16.055054945054948,15.795247252747252,15.795247252747252,15.196098901098903,15.196098901098903,14.506813186813186,14.506813186813186,null,0.88956043956043962,0.86895604395604398,0.84532967032967032,0.83186813186813191,0.81840659340659339,0.78736263736263745,0.75164835164835164,1,1,1,1,1,1,1,0.83499999999999996,0.83499999999999996,0.83499999999999996,0.83499999999999996,0.83499999999999996,0.83499999999999996,0.83499999999999996,17.168516483516484,{"$f":"Z11*E11+($A$4-80)*AG11*$A$8/1000","v":16.770851648351648},{"$f":"AA11*G11+($A$4-80)*AH11*$A$8/1000","v":16.314862637362637},{"$f":"AB11*I11+($A$4-80)*AI11*$A$8/1000","v":16.055054945054948},15.795247252747252,15.196098901098903,14.506813186813186]
[1050,72,22.979725274725279,12.078406593406596,22.195000000000004,11.813296703296707,{"$f":"T12*$G$13","v":21.320137362637364},11.516373626373626,20.766057692307694,11.330796703296704,20.211978021978023,11.145219780219781,19.268186813186816,10.837692307692308,18.048681318681318,10.44532967032967,null,1.1906593406593409,1.1500000000000001,1.1046703296703297,1.0759615384615384,1.0472527472527473,0.99835164835164847,0.93516483516483517,0.52561144439317031,0.53225035833731493,0.54016413827406118,0.54564024001021316,0.55141657922350473,0.56246560264171708,0.57873090481786138,0.83499999999999996,0.83499999999999996,0.83499999999999996,0.83499999999999996,0.83499999999999996,0.83499999999999996,0.83499999999999996,{"$f":"Y12*C12+($A$4-80)*AF12*$A$12/1000","v":12.078406593406596},{"$f":"Z12*E12+($A$4-80)*AG12*$A$12/1000","v":11.813296703296707},{"$f":"AA12*G12+($A$4-80)*AH12*$A$12/1000","v":11.516373626373626},{"$f":"AB12*I12+($A$4-80)*AI12*$A$12/1000","v":11.330796703296704},{"$f":"AC12*K12+($A$4-80)*AJ12*$A$12/1000","v":11.145219780219781},{"$f":"AD12*M12+($A$4-80)*AK12*$A$12/1000","v":10.837692307692308},{"$f":"AE12*O12+($A$4-80)*AL12*$A$12/1000","v":10.44532967032967}]
[null,67,20.821730769230772,14.724203296703298,20.100631868131867,14.485604395604396,19.3,14.225796703296703,18.859917582417584,14.082637362637364,18.419835164835167,13.939478021978022,17.438928571428573,13.621346153846154,16.336071428571429,13.260796703296705,null,1.078846153846154,1.0414835164835163,1,0.97719780219780228,0.95439560439560445,0.90357142857142858,0.84642857142857142,0.70715558950853064,0.7206541809548932,0.73708791208791202,0.74669665448411582,0.7567645365572826,0.78108847674065063,0.81174943200259664,0.83499999999999996,0.83499999999999996,0.83499999999999996,0.83499999999999996,0.83499999999999996,0.83499999999999996,0.83499999999999996,{"$f":"Y13*C13+($A$4-80)*AF13*$A$12/1000","v":14.724203296703298},{"$f":"Z13*E13+($A$4-80)*AG13*$A$12/1000","v":14.485604395604396},{"$f":"AA13*G13+($A$4-80)*AH13*$A$12/1000","v":14.225796703296703},{"$f":"AB13*I13+($A$4-80)*AI13*$A$12/1000","v":14.082637362637364},{"$f":"AC13*K13+($A$4-80)*AJ13*$A$12/1000","v":13.939478021978022},{"$f":"AD13*M13+($A$4-80)*AK13*$A$12/1000","v":13.621346153846154},{"$f":"AE13*O13+($A$4-80)*AL13*$A$12/1000","v":13.260796703296705}]
[null,62,18.87052197802198,17.306373626373627,18.228956043956046,17.099587912087912,{"$f":"T14*$G$13","v":17.518461538461541},16.86629120879121,17.131401098901101,16.749642857142856,16.744340659340661,16.632994505494509,16.033846153846152,16.033846153846152,15.265027472527473,15.265027472527473,null,0.97774725274725283,0.94450549450549459,0.90769230769230769,0.8876373626373627,0.86758241758241761,0.8307692307692307,0.7909340659340659,0.91711154818769314,0.93804537521815001,0.96277239709443097,0.9777158774373258,0.99335022165927811,1,1,0.83499999999999996,0.83499999999999996,0.83499999999999996,0.83499999999999996,0.83499999999999996,0.83499999999999996,0.83499999999999996,17.306373626373627,{"$f":"Z14*E14+($A$4-80)*AG14*$A$12/1000","v":17.099587912087912},{"$f":"AA14*G14+($A$4-80)*AH14*$A$12/1000","v":16.86629120879121},16.749642857142856,16.632994505494509,16.033846153846152,15.265027472527473]
[null,57,18.207747252747254,18.207747252747254,17.762362637362639,17.762362637362639,17.25335164835165,17.25335164835165,16.961730769230773,16.961730769230773,16.670109890109892,16.670109890109892,16.007335164835165,16.007335164835165,15.243818681318684,15.243818681318684,null,0.9434065934065935,0.92032967032967039,0.893956043956044,0.87884615384615394,0.86373626373626378,0.82939560439560445,0.78983516483516492,1,1,1,1,1,1,1,0.83499999999999996,0.83499999999999996,0.83499999999999996,0.83499999999999996,0.83499999999999996,0.83499999999999996,0.83499999999999996,18.207747252747254,{"$f":"Z15*E15+($A$4-80)*AG15*$A$12/1000","v":17.762362637362639},{"$f":"AA15*G15+($A$4-80)*AH15*$A$12/1000","v":17.25335164835165},16.961730769230773,16.670109890109892,16.007335164835165,15.243818681318684]
[1200,72,23.509945054945057,12.746483516483517,22.672197802197804,12.47607142857143,21.744313186813187,12.179148351648351,21.232651098901101,12.01743131868132,20.720989010989012,11.855714285714287,19.58631868131868,11.500467032967034,18.319093406593407,11.108104395604396,null,1.2181318681318682,1.1747252747252748,1.1266483516483516,1.1001373626373627,1.0736263736263736,1.0148351648351648,0.94917582417582413,0.54217410915651776,0.55028063610851263,0.56010729090465738,0.56598826320389561,0.57215967246673494,0.58716838115863568,0.60636758321273521,0.83499999999999996,0.83499999999999996,0.83499999999999996,0.83499999999999996,0.83499999999999996,0.83499999999999996,0.83499999999999996,{"$f":"Y16*C16+($A$4-80)*AF16*$A$16/1000","v":12.746483516483517},{"$f":"Z16*E16+($A$4-80)*AG16*$A$16/1000","v":12.47607142857143},{"$f":"AA16*G16+($A$4-80)*AH16*$A$16/1000","v":12.179148351648351},{"$f":"AB16*I16+($A$4-80)*AI16*$A$16/1000","v":12.01743131868132},{"$f":"AC16*K16+($A$4-80)*AJ16*$A$16/1000","v":11.855714285714287},{"$f":"AD16*M16+($A$4-80)*AK16*$A$16/1000","v":11.500467032967034},{"$f":"AE16*O16+($A$4-80)*AL16*$A$16/1000","v":11.108104395604396}]
[null,67,21.314835164835166,15.758131868131867,20.551318681318683,15.530137362637364,19.618131868131869,15.233214285714288,19.199258241758244,15.111263736263737,18.780384615384619,14.989313186813188,17.746456043956044,14.665879120879122,16.595879120879122,14.30532967032967,null,1.1043956043956045,1.0648351648351648,1.0164835164835164,0.9947802197802198,0.97307692307692317,0.91950549450549446,0.85989010989010994,0.73930348258706458,0.75567595459236325,0.77648648648648655,0.78707539353769673,0.79813664596273282,0.82641171198087848,0.86198083067092646,0.83499999999999996,0.83499999999999996,0.83499999999999996,0.83499999999999996,0.83499999999999996,0.83499999999999996,0.83499999999999996,{"$f":"Y17*C17+($A$4-80)*AF17*$A$16/1000","v":15.758131868131867},{"$f":"Z17*E17+($A$4-80)*AG17*$A$16/1000","v":15.530137362637364},{"$f":"AA17*G17+($A$4-80)*AH17*$A$16/1000","v":15.233214285714288},{"$f":"AB17*I17+($A$4-80)*AI17*$A$16/1000","v":15.111263736263737},{"$f":"AC17*K17+($A$4-80)*AJ17*$A$16/1000","v":14.989313186813188},{"$f":"AD17*M17+($A$4-80)*AK17*$A$16/1000","v":14.665879120879122},{"$f":"AE17*O17+($A$4-80)*AL17*$A$16/1000","v":14.30532967032967}]
[null,62,19.379532967032969,18.679642857142859,18.711456043956044,18.451648351648348,18.059285714285718,18.059285714285718,17.743804945054951,17.743804945054951,17.428324175824176,17.428324175824176,16.701923076923077,16.701923076923077,15.869478021978024,15.869478021978024,null,1.0041208791208791,0.9695054945054945,0.93571428571428583,0.91936813186813204,0.90302197802197803,0.86538461538461542,0.82225274725274733,0.96388508891928859,0.98611504675545469,1,1,1,1,1,0.83499999999999996,0.83499999999999996,0.83499999999999996,0.83499999999999996,0.83499999999999996,0.83499999999999996,0.83499999999999996,18.679642857142859,{"$f":"Z18*E18+($A$4-80)*AG18*$A$16/1000","v":18.451648351648348},{"$f":"AA18*G18+($A$4-80)*AH18*$A$16/1000","v":18.059285714285718},17.743804945054951,17.428324175824176,16.701923076923077,15.869478021978024]
[null,57,19.082609890109893,19.082609890109893,18.594807692307693,18.594807692307693,18.032774725274727,18.032774725274727,17.717293956043957,17.717293956043957,17.401813186813186,17.401813186813186,16.67541208791209,16.67541208791209,15.842967032967033,15.842967032967033,null,0.98873626373626378,0.96346153846153848,0.93434065934065935,0.91799450549450545,0.90164835164835166,0.86401098901098905,0.82087912087912085,1,1,1,1,1,1,1,0.83499999999999996,0.83499999999999996,0.83499999999999996,0.83499999999999996,0.83499999999999996,0.83499999999999996,0.83499999999999996,19.082609890109893,{"$f":"Z19*E19+($A$4-80)*AG19*$A$16/1000","v":18.594807692307693},{"$f":"AA19*G19+($A$4-80)*AH19*$A$16/1000","v":18.032774725274727},17.717293956043957,17.401813186813186,16.67541208791209,15.842967032967033]

{"sheet":"24ANB1_48","index":77,"n_rows":19,"n_cols":45,"rows_kept":19,"cut":false,"hidden":true,"merged":[[130,0,133,0],[120,12,121,12],[120,13,121,13],[120,14,121,14],[120,15,121,15],[122,0,125,0],[126,0,129,0],[119,12,119,13],[119,14,119,15],[120,4,121,4],[120,5,121,5],[120,6,121,6],[120,7,121,7],[120,8,121,8],[120,9,121,9],[120,10,121,10],[120,11,121,11],[119,0,121,0],[119,1,121,1],[119,4,119,5],[119,6,119,7],[119,8,119,9],[119,10,119,11],[111,0,114,0],[117,0,118,1],[117,4,117,15],[118,4,118,5],[118,6,118,7],[118,8,118,9],[118,10,118,11],[118,12,118,13],[118,14,118,15],[101,12,102,12],[101,13,102,13],[101,14,102,14],[101,15,102,15],[103,0,106,0],[107,0,110,0],[100,12,100,13],[100,14,100,15],[101,4,102,4],[101,5,102,5],[101,6,102,6],[101,7,102,7],[101,8,102,8],[101,9,102,9],[101,10,102,10],[101,11,102,11],[100,0,102,0],[100,1,102,1],[100,4,100,5],[100,6,100,7],[100,8,100,9],[100,10,100,11],[92,0,95,0],[98,0,99,1],[98,4,98,15],[99,4,99,5],[99,6,99,7],[99,8,99,9],[99,10,99,11],[99,12,99,13],[99,14,99,15],[82,12,83,12],[82,13,83,13],[82,14,83,14],[82,15,83,15],[84,0,87,0],[88,0,91,0],[81,12,81,13],[81,14,81,15],[82,4,83,4],[82,5,83,5],[82,6,83,6],[82,7,83,7],[82,8,83,8],[82,9,83,9],[82,10,83,10],[82,11,83,11],[81,0,83,0],[81,1,83,1],[81,4,81,5],[81,6,81,7],[81,8,81,9],[81,10,81,11],[73,0,76,0],[79,0,80,1],[79,4,79,15],[80,4,80,5],[80,6,80,7],[80,8,80,9],[80,10,80,11],[80,12,80,13],[80,14,80,15],[63,12,64,12],[63,13,64,13],[63,14,64,14],[63,15,64,15],[65,0,68,0],[69,0,72,0],[62,12,62,13],[62,14,62,15],[63,4,64,4],[63,5,64,5],[63,6,64,6],[63,7,64,7],[63,8,64,8],[63,9,64,9],[63,10,64,10],[63,11,64,11],[62,0,64,0],[62,1,64,1],[62,4,62,5],[62,6,62,7],[62,8,62,9],[62,10,62,11],[54,0,57,0],[60,0,61,1],[60,4,60,15],[61,4,61,5],[61,6,61,7],[61,8,61,9],[61,10,61,11],[61,12,61,13],[61,14,61,15],[44,12,45,12],[44,13,45,13],[44,14,45,14],[44,15,45,15],[46,0,49,0],[50,0,53,0],[43,12,43,13],[43,14,43,15],[44,4,45,4],[44,5,45,5],[44,6,45,6],[44,7,45,7],[44,8,45,8],[44,9,45,9],[44,10,45,10],[44,11,45,11],[43,0,45,0],[43,1,45,1],[43,4,43,5],[43,6,43,7],[43,8,43,9],[43,10,43,11],[35,0,38,0],[41,0,42,1],[41,4,41,15],[42,4,42,5],[42,6,42,7],[42,8,42,9],[42,10,42,11],[42,12,42,13],[42,14,42,15],[25,12,26,12],[25,13,26,13],[25,14,26,14],[25,15,26,15],[27,0,30,0],[31,0,34,0],[24,12,24,13],[24,14,24,15],[25,4,26,4],[25,5,26,5],[25,6,26,6],[25,7,26,7],[25,8,26,8],[25,9,26,9],[25,10,26,10],[25,11,26,11],[24,0,26,0],[24,1,26,1],[24,4,24,5],[24,6,24,7],[24,8,24,9],[24,10,24,11],[7,0,10,0],[11,0,14,0],[15,0,18,0],[22,4,22,15],[23,4,23,5],[23,6,23,7],[23,8,23,9],[23,10,23,11],[23,12,23,13],[23,14,23,15],[5,10,6,10],[5,11,6,11],[5,12,6,12],[5,13,6,13],[5,14,6,14],[5,15,6,15],[4,10,4,11],[4,12,4,13],[4,14,4,15],[5,2,6,2],[5,3,6,3],[5,4,6,4],[5,5,6,5],[5,6,6,6],[5,7,6,7],[5,8,6,8],[4,0,6,0],[4,1,6,1],[4,2,4,3],[4,4,4,5],[4,6,4,7],[4,8,4,9],[5,9,6,9],[2,0,2,1],[2,2,2,15],[3,2,3,3],[3,4,3,5],[3,6,3,7],[3,8,3,9],[3,10,3,11],[3,12,3,13],[3,14,3,15]]}
[]
["24ANB1_48"]
["Evaporator Air \n",null,"Condenser  Entering Air Temperature ˚F"]
[80,"°F DB",75,null,85,null,95,null,100,null,105,null,115,null,125]
["CFM","EWB†\n˚F","Capacity Mbtuh",null,"Capacity Mbtuh",null,"Capacity Mbtuh",null,"Capacity Mbtuh",null,"Capacity Mbtuh",null,"Capacity Mbtuh",null,"Capacity Mbtuh"]
[null,null,"Total","Sens.","Total","Sens.","Total","Sens.","Total","Sens.","Total","Sens.","Total","Sens.","Total","Sens."]
[null,null,null,null,null,null,null,null,null,null,null,null,null,null,null,null,null,"Total Factors",null,null,null,null,null,null,"Sens. %",null,null,null,null,null,null,"IDB Adj",null,null,null,null,null,null,"Sens Calc"]
[1200,72,{"$f":"R8*$G$13","v":22.275416666666665},{"$f":"IF(AM8>C8,C8,AM8)","v":11.24225},{"$f":"S8*$G$13","v":21.563729166666668},{"$f":"IF(AN8>E8,E8,AN8)","v":10.992958333333334},{"$f":"T8*$G$13","v":20.74347916666667},{"$f":"IF(AO8>G8,G8,AO8)","v":10.711500000000001},{"$f":"U8*$G$13","v":20.275052083333335},{"$f":"IF(AP8>I8,I8,AP8)","v":10.550666666666668},{"$f":"V8*$G$13","v":19.806624999999997},{"$f":"IF(AQ8>K8,K8,AQ8)","v":10.389833333333332},{"$f":"W8*$G$13","v":18.745124999999998},{"$f":"IF(AR8>M8,M8,AR8)","v":10.027958333333332},{"$f":"X8*$G$13","v":17.510729166666668},{"$f":"IF(AS8>O8,O8,AS8)","v":9.6057708333333345},null,1.1541666666666666,1.1172916666666668,1.0747916666666668,1.0505208333333333,1.0262499999999999,0.97124999999999995,0.90729166666666661,0.50469314079422389,0.50978929703524145,0.51637914324481482,0.52037679722359942,0.52456354039788877,0.53496353496353499,0.54856486796785309,0.83499999999999996,0.83499999999999996,0.83499999999999996,0.83499999999999996,0.83499999999999996,0.83499999999999996,0.83499999999999996,{"$f":"Y8*C8+($A$4-80)*AF8*$A$8/1000","v":11.24225},{"$f":"Z8*E8+($A$4-80)*AG8*$A$8/1000","v":10.992958333333334},{"$f":"AA8*G8+($A$4-80)*AH8*$A$8/1000","v":10.711500000000001},{"$f":"AB8*I8+($A$4-80)*AI8*$A$8/1000","v":10.550666666666668},{"$f":"AC8*K8+($A$4-80)*AJ8*$A$8/1000","v":10.389833333333332},{"$f":"AD8*M8+($A$4-80)*AK8*$A$8/1000","v":10.027958333333332},{"$f":"AE8*O8+($A$4-80)*AL8*$A$8/1000","v":9.6057708333333345}]
[null,67,20.184583333333336,13.558249999999999,19.541250000000002,{"$f":"IF(AN9>E9,E9,AN9)","v":13.341125},{"$f":"T9*$G$13","v":18.809458333333335},{"$f":"IF(AO9>G9,G9,AO9)","v":13.095854166666667},18.38928125,{"$f":"IF(AP9>I9,I9,AP9)","v":12.951104166666665},17.969104166666668,{"$f":"IF(AQ9>K9,K9,AQ9)","v":12.806354166666669},17.004104166666668,{"$f":"IF(AR9>M9,M9,AR9)","v":12.472625000000003},15.894354166666668,{"$f":"IF(AS9>O9,O9,AS9)","v":12.086625000000002},null,1.0458333333333334,1.0125,0.97458333333333336,0.95281249999999995,0.93104166666666666,0.88104166666666661,0.82354166666666673,0.67171314741035848,0.68271604938271602,0.69623770842240273,0.70427462556029297,0.71268740210337889,0.73350673918183973,0.76043511257272955,0.83499999999999996,0.83499999999999996,0.83499999999999996,0.83499999999999996,0.83499999999999996,0.83499999999999996,0.83499999999999996,{"$f":"Y9*C9+($A$4-80)*AF9*$A$8/1000","v":13.558249999999999},{"$f":"Z9*E9+($A$4-80)*AG9*$A$8/1000","v":13.341125},{"$f":"AA9*G9+($A$4-80)*AH9*$A$8/1000","v":13.095854166666667},{"$f":"AB9*I9+($A$4-80)*AI9*$A$8/1000","v":12.951104166666665},{"$f":"AC9*K9+($A$4-80)*AJ9*$A$8/1000","v":12.806354166666669},{"$f":"AD9*M9+($A$4-80)*AK9*$A$8/1000","v":12.472625000000003},{"$f":"AE9*O9+($A$4-80)*AL9*$A$8/1000","v":12.086625000000002}]
[null,62,18.282729166666666,15.821979166666667,17.703729166666669,15.637020833333334,{"$f":"T10*$G$13","v":17.052354166666664},15.419895833333333,16.678416666666667,15.289218750000003,16.304479166666667,15.158541666666668,15.448041666666667,14.844916666666666,14.495104166666666,14.414687500000001,null,0.94729166666666664,0.91729166666666673,0.88354166666666656,0.86416666666666664,0.84479166666666661,0.80041666666666667,0.75104166666666661,0.86540576204090613,0.88326141267317737,0.90426786135345449,0.91670684667309565,0.92971639950678187,0.96095783446121807,0.99445214979195573,0.83499999999999996,0.83499999999999996,0.83499999999999996,0.83499999999999996,0.83499999999999996,0.83499999999999996,0.83499999999999996,15.821979166666667,{"$f":"Z10*E10+($A$4-80)*AG10*$A$8/1000","v":15.637020833333334},{"$f":"AA10*G10+($A$4-80)*AH10*$A$8/1000","v":15.419895833333333},15.289218750000003,15.158541666666668,14.844916666666666,14.414687500000001]
[null,57,17.217208333333335,17.217208333333335,16.827187500000001,16.827187500000001,{"$f":"T11*$G$13","v":16.368812500000001},16.368812500000001,16.099416666666666,16.099416666666666,15.830020833333334,15.830020833333334,15.194729166666667,15.194729166666667,14.454895833333335,14.454895833333335,null,0.89208333333333334,0.87187500000000007,0.84812500000000002,0.83416666666666661,0.82020833333333332,0.78729166666666661,0.74895833333333339,1,1,1,1,1,1,1,0.83499999999999996,0.83499999999999996,0.83499999999999996,0.83499999999999996,0.83499999999999996,0.83499999999999996,0.83499999999999996,17.217208333333335,{"$f":"Z11*E11+($A$4-80)*AG11*$A$8/1000","v":16.827187500000001},{"$f":"AA11*G11+($A$4-80)*AH11*$A$8/1000","v":16.368812500000001},{"$f":"AB11*I11+($A$4-80)*AI11*$A$8/1000","v":16.099416666666666},15.830020833333334,15.194729166666667,14.454895833333335]
[1400,72,22.922770833333335,11.897645833333335,22.142729166666665,11.644333333333334,{"$f":"T12*$G$13","v":21.270208333333333},11.358854166666665,20.771625,11.196010416666667,20.273041666666671,11.03316666666667,19.139166666666668,10.667270833333335,17.844458333333336,10.245083333333334,null,1.1877083333333334,1.1472916666666666,1.1020833333333333,1.0762499999999999,1.0504166666666668,0.9916666666666667,0.92458333333333342,0.51903174881599723,0.52587615761757767,0.53402646502835538,0.53900503290747193,0.54422848076160257,0.55735294117647061,0.57413249211356465,0.83499999999999996,0.83499999999999996,0.83499999999999996,0.83499999999999996,0.83499999999999996,0.83499999999999996,0.83499999999999996,{"$f":"Y12*C12+($A$4-80)*AF12*$A$12/1000","v":11.897645833333335},{"$f":"Z12*E12+($A$4-80)*AG12*$A$12/1000","v":11.644333333333334},{"$f":"AA12*G12+($A$4-80)*AH12*$A$12/1000","v":11.358854166666665},{"$f":"AB12*I12+($A$4-80)*AI12*$A$12/1000","v":11.196010416666667},{"$f":"AC12*K12+($A$4-80)*AJ12*$A$12/1000","v":11.03316666666667},{"$f":"AD12*M12+($A$4-80)*AK12*$A$12/1000","v":10.667270833333335},{"$f":"AE12*O12+($A$4-80)*AL12*$A$12/1000","v":10.245083333333334}]
[null,67,20.79172916666667,14.591604166666668,20.092104166666665,14.378499999999999,19.3,14.129208333333333,18.793374999999997,13.960333333333333,18.286749999999998,13.791458333333333,17.378041666666668,13.50597916666667,16.203958333333333,13.115958333333333,null,1.0772916666666668,1.0410416666666666,1,0.97374999999999989,0.9474999999999999,0.90041666666666664,0.83958333333333324,0.70179849158770058,0.71562937762657597,0.73208333333333331,0.74283269148480968,0.75417766051011437,0.77718648773715882,0.80942928039702233,0.83499999999999996,0.83499999999999996,0.83499999999999996,0.83499999999999996,0.83499999999999996,0.83499999999999996,0.83499999999999996,{"$f":"Y13*C13+($A$4-80)*AF13*$A$12/1000","v":14.591604166666668},{"$f":"Z13*E13+($A$4-80)*AG13*$A$12/1000","v":14.378499999999999},{"$f":"AA13*G13+($A$4-80)*AH13*$A$12/1000","v":14.129208333333333},{"$f":"AB13*I13+($A$4-80)*AI13*$A$12/1000","v":13.960333333333333},{"$f":"AC13*K13+($A$4-80)*AJ13*$A$12/1000","v":13.791458333333333},{"$f":"AD13*M13+($A$4-80)*AK13*$A$12/1000","v":13.50597916666667},{"$f":"AE13*O13+($A$4-80)*AL13*$A$12/1000","v":13.115958333333333}]
[null,62,18.869770833333334,17.221229166666667,18.254583333333333,17.032250000000001,{"$f":"T14*$G$13","v":17.5509375},16.799041666666668,17.164937500000001,16.656302083333333,16.778937499999998,16.513562499999999,15.966729166666667,15.966729166666667,15.138437499999998,15.138437499999998,null,0.97770833333333329,0.9458333333333333,0.90937499999999993,0.88937499999999992,0.8693749999999999,0.82729166666666665,0.78437499999999993,0.91263584061367997,0.93303964757709257,0.95715922107674689,0.97036776762707888,0.98418404025880668,1,1,0.83499999999999996,0.83499999999999996,0.83499999999999996,0.83499999999999996,0.83499999999999996,0.83499999999999996,0.83499999999999996,17.221229166666667,{"$f":"Z14*E14+($A$4-80)*AG14*$A$12/1000","v":17.032250000000001},{"$f":"AA14*G14+($A$4-80)*AH14*$A$12/1000","v":16.799041666666668},16.656302083333333,16.513562499999999,15.966729166666667,15.138437499999998]
[null,57,18.198291666666666,18.198291666666666,17.723833333333335,17.723833333333335,17.249375000000001,17.249375000000001,16.949822916666669,16.949822916666669,16.650270833333334,16.650270833333334,15.942604166666667,15.942604166666667,15.114312500000002,15.114312500000002,null,0.94291666666666663,0.91833333333333333,0.89374999999999993,0.87822916666666673,0.8627083333333333,0.82604166666666667,0.78312500000000007,1,1,1,1,1,1,1,0.83499999999999996,0.83499999999999996,0.83499999999999996,0.83499999999999996,0.83499999999999996,0.83499999999999996,0.83499999999999996,18.198291666666666,{"$f":"Z15*E15+($A$4-80)*AG15*$A$12/1000","v":17.723833333333335},{"$f":"AA15*G15+($A$4-80)*AH15*$A$12/1000","v":17.249375000000001},16.949822916666669,16.650270833333334,15.942604166666667,15.114312500000002]
[1600,72,23.401250000000005,12.512833333333335,22.585020833333335,12.259520833333333,21.6521875,11.970020833333335,21.129479166666666,11.807177083333334,20.606770833333332,11.644333333333334,19.420624999999998,11.274416666666665,18.073645833333334,10.8441875,null,1.2125000000000001,1.1702083333333333,1.121875,1.0947916666666666,1.0677083333333333,1.0062499999999999,0.93645833333333339,0.53470790378006872,0.54281645006231083,0.5528319405756732,0.55880114176974316,0.56507317073170737,0.58053830227743275,0.6,0.83499999999999996,0.83499999999999996,0.83499999999999996,0.83499999999999996,0.83499999999999996,0.83499999999999996,0.83499999999999996,{"$f":"Y16*C16+($A$4-80)*AF16*$A$16/1000","v":12.512833333333335},{"$f":"Z16*E16+($A$4-80)*AG16*$A$16/1000","v":12.259520833333333},{"$f":"AA16*G16+($A$4-80)*AH16*$A$16/1000","v":11.970020833333335},{"$f":"AB16*I16+($A$4-80)*AI16*$A$16/1000","v":11.807177083333334},{"$f":"AC16*K16+($A$4-80)*AJ16*$A$16/1000","v":11.644333333333334},{"$f":"AD16*M16+($A$4-80)*AK16*$A$16/1000","v":11.274416666666665},{"$f":"AE16*O16+($A$4-80)*AL16*$A$16/1000","v":10.8441875}]
[null,67,21.242062499999999,15.576708333333334,20.502229166666666,15.363604166666667,19.661875000000002,15.114312500000004,19.187416666666667,14.969562500000002,18.712958333333333,14.824812499999998,17.651458333333334,14.491083333333334,16.429124999999999,14.093020833333332,null,1.100625,1.0622916666666666,1.01875,0.99416666666666664,0.96958333333333335,0.9145833333333333,0.85124999999999995,0.73329547605527168,0.74936262012159249,0.76871165644171791,0.78017602682313503,0.79222174473571116,0.82095671981776763,0.85780714635340183,0.83499999999999996,0.83499999999999996,0.83499999999999996,0.83499999999999996,0.83499999999999996,0.83499999999999996,0.83499999999999996,{"$f":"Y17*C17+($A$4-80)*AF17*$A$16/1000","v":15.576708333333334},{"$f":"Z17*E17+($A$4-80)*AG17*$A$16/1000","v":15.363604166666667},{"$f":"AA17*G17+($A$4-80)*AH17*$A$16/1000","v":15.114312500000004},{"$f":"AB17*I17+($A$4-80)*AI17*$A$16/1000","v":14.969562500000002},{"$f":"AC17*K17+($A$4-80)*AJ17*$A$16/1000","v":14.824812499999998},{"$f":"AD17*M17+($A$4-80)*AK17*$A$16/1000","v":14.491083333333334},{"$f":"AE17*O17+($A$4-80)*AL17*$A$16/1000","v":14.093020833333332}]
[null,62,19.344229166666665,18.523979166666667,18.704916666666669,18.310874999999999,18.005291666666668,18.005291666666668,17.673572916666664,17.673572916666664,17.341854166666668,17.341854166666668,16.573875000000001,16.573875000000001,15.677229166666669,15.677229166666669,null,1.0022916666666666,0.96916666666666673,0.93291666666666673,0.91572916666666659,0.89854166666666668,0.85875000000000001,0.81229166666666675,0.95759717314487636,0.97893379191745478,1,1,1,1,1,0.83499999999999996,0.83499999999999996,0.83499999999999996,0.83499999999999996,0.83499999999999996,0.83499999999999996,0.83499999999999996,18.523979166666667,{"$f":"Z18*E18+($A$4-80)*AG18*$A$16/1000","v":18.310874999999999},{"$f":"AA18*G18+($A$4-80)*AH18*$A$16/1000","v":18.005291666666668},17.673572916666664,17.341854166666668,16.573875000000001,15.677229166666669]
[null,57,19.018541666666668,19.018541666666668,18.532020833333338,18.532020833333338,17.936937499999999,17.936937499999999,17.595166666666668,17.595166666666668,17.253395833333332,17.253395833333332,16.553770833333335,16.553770833333335,15.641041666666668,15.641041666666668,null,0.98541666666666661,0.96020833333333344,0.92937499999999995,0.91166666666666663,0.8939583333333333,0.85770833333333341,0.81041666666666667,1,1,1,1,1,1,1,0.83499999999999996,0.83499999999999996,0.83499999999999996,0.83499999999999996,0.83499999999999996,0.83499999999999996,0.83499999999999996,19.018541666666668,{"$f":"Z19*E19+($A$4-80)*AG19*$A$16/1000","v":18.532020833333338},{"$f":"AA19*G19+($A$4-80)*AH19*$A$16/1000","v":17.936937499999999},17.595166666666668,17.253395833333332,16.553770833333335,15.641041666666668]

{"sheet":"24ANB1_60","index":78,"n_rows":19,"n_cols":45,"rows_kept":19,"cut":false,"hidden":true,"merged":[[130,0,133,0],[120,12,121,12],[120,13,121,13],[120,14,121,14],[120,15,121,15],[122,0,125,0],[126,0,129,0],[119,12,119,13],[119,14,119,15],[120,4,121,4],[120,5,121,5],[120,6,121,6],[120,7,121,7],[120,8,121,8],[120,9,121,9],[120,10,121,10],[120,11,121,11],[119,0,121,0],[119,1,121,1],[119,4,119,5],[119,6,119,7],[119,8,119,9],[119,10,119,11],[111,0,114,0],[117,0,118,1],[117,4,117,15],[118,4,118,5],[118,6,118,7],[118,8,118,9],[118,10,118,11],[118,12,118,13],[118,14,118,15],[101,12,102,12],[101,13,102,13],[101,14,102,14],[101,15,102,15],[103,0,106,0],[107,0,110,0],[100,12,100,13],[100,14,100,15],[101,4,102,4],[101,5,102,5],[101,6,102,6],[101,7,102,7],[101,8,102,8],[101,9,102,9],[101,10,102,10],[101,11,102,11],[100,0,102,0],[100,1,102,1],[100,4,100,5],[100,6,100,7],[100,8,100,9],[100,10,100,11],[92,0,95,0],[98,0,99,1],[98,4,98,15],[99,4,99,5],[99,6,99,7],[99,8,99,9],[99,10,99,11],[99,12,99,13],[99,14,99,15],[82,12,83,12],[82,13,83,13],[82,14,83,14],[82,15,83,15],[84,0,87,0],[88,0,91,0],[81,12,81,13],[81,14,81,15],[82,4,83,4],[82,5,83,5],[82,6,83,6],[82,7,83,7],[82,8,83,8],[82,9,83,9],[82,10,83,10],[82,11,83,11],[81,0,83,0],[81,1,83,1],[81,4,81,5],[81,6,81,7],[81,8,81,9],[81,10,81,11],[73,0,76,0],[79,0,80,1],[79,4,79,15],[80,4,80,5],[80,6,80,7],[80,8,80,9],[80,10,80,11],[80,12,80,13],[80,14,80,15],[63,12,64,12],[63,13,64,13],[63,14,64,14],[63,15,64,15],[65,0,68,0],[69,0,72,0],[62,12,62,13],[62,14,62,15],[63,4,64,4],[63,5,64,5],[63,6,64,6],[63,7,64,7],[63,8,64,8],[63,9,64,9],[63,10,64,10],[63,11,64,11],[62,0,64,0],[62,1,64,1],[62,4,62,5],[62,6,62,7],[62,8,62,9],[62,10,62,11],[54,0,57,0],[60,0,61,1],[60,4,60,15],[61,4,61,5],[61,6,61,7],[61,8,61,9],[61,10,61,11],[61,12,61,13],[61,14,61,15],[44,12,45,12],[44,13,45,13],[44,14,45,14],[44,15,45,15],[46,0,49,0],[50,0,53,0],[43,12,43,13],[43,14,43,15],[44,4,45,4],[44,5,45,5],[44,6,45,6],[44,7,45,7],[44,8,45,8],[44,9,45,9],[44,10,45,10],[44,11,45,11],[43,0,45,0],[43,1,45,1],[43,4,43,5],[43,6,43,7],[43,8,43,9],[43,10,43,11],[35,0,38,0],[41,0,42,1],[41,4,41,15],[42,4,42,5],[42,6,42,7],[42,8,42,9],[42,10,42,11],[42,12,42,13],[42,14,42,15],[25,12,26,12],[25,13,26,13],[25,14,26,14],[25,15,26,15],[27,0,30,0],[31,0,34,0],[24,12,24,13],[24,14,24,15],[25,4,26,4],[25,5,26,5],[25,6,26,6],[25,7,26,7],[25,8,26,8],[25,9,26,9],[25,10,26,10],[25,11,26,11],[24,0,26,0],[24,1,26,1],[24,4,24,5],[24,6,24,7],[24,8,24,9],[24,10,24,11],[7,0,10,0],[11,0,14,0],[15,0,18,0],[22,4,22,15],[23,4,23,5],[23,6,23,7],[23,8,23,9],[23,10,23,11],[23,12,23,13],[23,14,23,15],[5,10,6,10],[5,11,6,11],[5,12,6,12],[5,13,6,13],[5,14,6,14],[5,15,6,15],[4,10,4,11],[4,12,4,13],[4,14,4,15],[5,2,6,2],[5,3,6,3],[5,4,6,4],[5,5,6,5],[5,6,6,6],[5,7,6,7],[5,8,6,8],[4,0,6,0],[4,1,6,1],[4,2,4,3],[4,4,4,5],[4,6,4,7],[4,8,4,9],[5,9,6,9],[2,0,2,1],[2,2,2,15],[3,2,3,3],[3,4,3,5],[3,6,3,7],[3,8,3,9],[3,10,3,11],[3,12,3,13],[3,14,3,15]]}
[]
["24ANB1_60"]
["Evaporator Air \n",null,"Condenser  Entering Air Temperature ˚F"]
[80,"°F DB",75,null,85,null,95,null,100,null,105,null,115,null,125]
["CFM","EWB†\n˚F","Capacity Mbtuh",null,"Capacity Mbtuh",null,"Capacity Mbtuh",null,"Capacity Mbtuh",null,"Capacity Mbtuh",null,"Capacity Mbtuh",null,"Capacity Mbtuh"]
[null,null,"Total","Sens.","Total","Sens.","Total","Sens.","Total","Sens.","Total","Sens.","Total","Sens.","Total","Sens."]
[null,null,null,null,null,null,null,null,null,null,null,null,null,null,null,null,null,"Total Factors",null,null,null,null,null,null,"Sens. %",null,null,null,null,null,null,"IDB Adj",null,null,null,null,null,null,"Sens Calc"]
[1500,72,{"$f":"R8*$G$13","v":22.482864406779665},{"$f":"IF(AM8>C8,C8,AM8)","v":11.377186440677969},{"$f":"S8*$G$13","v":21.671610169491522},{"$f":"IF(AN8>E8,E8,AN8)","v":11.08277966101695},{"$f":"T8*$G$13","v":20.765491525423727},{"$f":"IF(AO8>G8,G8,AO8)","v":10.758932203389831},{"$f":"U8*$G$13","v":20.251915254237286},{"$f":"IF(AP8>I8,I8,AP8)","v":10.577381355932202},{"$f":"V8*$G$13","v":19.738338983050848},{"$f":"IF(AQ8>K8,K8,AQ8)","v":10.395830508474576},{"$f":"W8*$G$13","v":18.593423728813562},{"$f":"IF(AR8>M8,M8,AR8)","v":9.9934745762711881},{"$f":"X8*$G$13","v":17.301305084745763},{"$f":"IF(AS8>O8,O8,AS8)","v":9.5453220338983051},null,1.1649152542372883,1.1228813559322033,1.0759322033898304,1.0493220338983049,1.0227118644067796,0.9633898305084746,0.89644067796610172,0.50603812018041616,0.51139622641509441,0.51811594202898559,0.5222904215797125,0.52668213457076563,0.53747361013370865,0.55171109850633393,0.83499999999999996,0.83499999999999996,0.83499999999999996,0.83499999999999996,0.83499999999999996,0.83499999999999996,0.83499999999999996,{"$f":"Y8*C8+($A$4-80)*AF8*$A$8/1000","v":11.377186440677969},{"$f":"Z8*E8+($A$4-80)*AG8*$A$8/1000","v":11.08277966101695},{"$f":"AA8*G8+($A$4-80)*AH8*$A$8/1000","v":10.758932203389831},{"$f":"AB8*I8+($A$4-80)*AI8*$A$8/1000","v":10.577381355932202},{"$f":"AC8*K8+($A$4-80)*AJ8*$A$8/1000","v":10.395830508474576},{"$f":"AD8*M8+($A$4-80)*AK8*$A$8/1000","v":9.9934745762711881},{"$f":"AE8*O8+($A$4-80)*AL8*$A$8/1000","v":9.5453220338983051}]
[null,67,20.412203389830509,13.820762711864408,19.682728813559322,{"$f":"IF(AN9>E9,E9,AN9)","v":13.552525423728813},{"$f":"T9*$G$13","v":18.868203389830509},{"$f":"IF(AO9>G9,G9,AO9)","v":13.254847457627118},18.406966101694913,{"$f":"IF(AP9>I9,I9,AP9)","v":13.084745762711863},17.945728813559324,{"$f":"IF(AQ9>K9,K9,AQ9)","v":12.914644067796612},16.912033898305086,{"$f":"IF(AR9>M9,M9,AR9)","v":12.538457627118644},15.740949152542372,{"$f":"IF(AS9>O9,O9,AS9)","v":12.113203389830508},null,1.0576271186440678,1.0198305084745762,0.97762711864406782,0.95372881355932193,0.92983050847457627,0.87627118644067803,0.81559322033898296,0.67708333333333337,0.6885491108525843,0.70249653259361999,0.71085836147147685,0.71965001822821728,0.74139264990328813,0.76953449709060684,0.83499999999999996,0.83499999999999996,0.83499999999999996,0.83499999999999996,0.83499999999999996,0.83499999999999996,0.83499999999999996,{"$f":"Y9*C9+($A$4-80)*AF9*$A$8/1000","v":13.820762711864408},{"$f":"Z9*E9+($A$4-80)*AG9*$A$8/1000","v":13.552525423728813},{"$f":"AA9*G9+($A$4-80)*AH9*$A$8/1000","v":13.254847457627118},{"$f":"AB9*I9+($A$4-80)*AI9*$A$8/1000","v":13.084745762711863},{"$f":"AC9*K9+($A$4-80)*AJ9*$A$8/1000","v":12.914644067796612},{"$f":"AD9*M9+($A$4-80)*AK9*$A$8/1000","v":12.538457627118644},{"$f":"AE9*O9+($A$4-80)*AL9*$A$8/1000","v":12.113203389830508}]
[null,62,18.521457627118643,16.205457627118644,17.873762711864408,15.960118644067798,{"$f":"T10*$G$13","v":17.147559322033899},15.682067796610168,16.74193220338983,15.521779661016948,16.336305084745764,15.36149152542373,15.420372881355934,14.975491525423731,14.448830508474577,14.448830508474577,null,0.95966101694915251,0.92610169491525429,0.88847457627118642,0.86745762711864405,0.84644067796610167,0.79898305084745769,0.74864406779661019,0.87495584599081599,0.8929355783308931,0.9145364364746279,0.92711996873778824,0.94032839407288749,0.97114976665252439,1,0.83499999999999996,0.83499999999999996,0.83499999999999996,0.83499999999999996,0.83499999999999996,0.83499999999999996,0.83499999999999996,16.205457627118644,{"$f":"Z10*E10+($A$4-80)*AG10*$A$8/1000","v":15.960118644067798},{"$f":"AA10*G10+($A$4-80)*AH10*$A$8/1000","v":15.682067796610168},15.521779661016948,15.36149152542373,14.975491525423731,14.448830508474577]
[null,57,17.540101694915254,17.540101694915254,17.08213559322034,17.08213559322034,{"$f":"T11*$G$13","v":16.539118644067798},16.539118644067798,16.244711864406778,16.244711864406778,15.950305084745763,15.950305084745763,15.243728813559322,15.243728813559322,14.422661016949155,14.422661016949155,null,0.90881355932203389,0.8850847457627119,0.85694915254237292,0.84169491525423723,0.82644067796610166,0.78983050847457625,0.74728813559322038,1,1,1,1,1,1,1,0.83499999999999996,0.83499999999999996,0.83499999999999996,0.83499999999999996,0.83499999999999996,0.83499999999999996,0.83499999999999996,17.540101694915254,{"$f":"Z11*E11+($A$4-80)*AG11*$A$8/1000","v":17.08213559322034},{"$f":"AA11*G11+($A$4-80)*AH11*$A$8/1000","v":16.539118644067798},{"$f":"AB11*I11+($A$4-80)*AI11*$A$8/1000","v":16.244711864406778},15.950305084745763,15.243728813559322,14.422661016949155]
[1750,72,23.068406779661018,12.01506779661017,22.191728813559326,11.714118644067797,{"$f":"T12*$G$13","v":21.223457627118645},11.383728813559323,20.6804406779661,11.198906779661016,20.137423728813559,11.014084745762712,18.904186440677964,10.595372881355932,17.572813559322032,10.157033898305086,null,1.1952542372881356,1.1498305084745764,1.0996610169491525,1.0715254237288134,1.0433898305084746,0.97949152542372875,0.91050847457627115,0.52084515031196821,0.52785966981132071,0.53637484586929718,0.54152167035748178,0.54694606887589348,0.56047759127876795,0.57799702159344757,0.83499999999999996,0.83499999999999996,0.83499999999999996,0.83499999999999996,0.83499999999999996,0.83499999999999996,0.83499999999999996,{"$f":"Y12*C12+($A$4-80)*AF12*$A$12/1000","v":12.01506779661017},{"$f":"Z12*E12+($A$4-80)*AG12*$A$12/1000","v":11.714118644067797},{"$f":"AA12*G12+($A$4-80)*AH12*$A$12/1000","v":11.383728813559323},{"$f":"AB12*I12+($A$4-80)*AI12*$A$12/1000","v":11.198906779661016},{"$f":"AC12*K12+($A$4-80)*AJ12*$A$12/1000","v":11.014084745762712},{"$f":"AD12*M12+($A$4-80)*AK12*$A$12/1000","v":10.595372881355932},{"$f":"AE12*O12+($A$4-80)*AL12*$A$12/1000","v":10.157033898305086}]
[null,67,20.958491525423728,14.844644067796612,20.176677966101696,14.573135593220339,19.3,14.272186440677968,18.812593220338986,14.102084745762713,18.325186440677967,13.931983050847458,17.222796610169492,13.545983050847457,15.996101694915254,13.114186440677967,null,1.0859322033898304,1.0454237288135593,1,0.97474576271186453,0.94949152542372883,0.89237288135593218,0.82881355932203382,0.70828781020758558,0.72227626459143968,0.73949152542372887,0.74960876369327067,0.76026419136022849,0.7865147198480531,0.81983640081799602,0.83499999999999996,0.83499999999999996,0.83499999999999996,0.83499999999999996,0.83499999999999996,0.83499999999999996,0.83499999999999996,{"$f":"Y13*C13+($A$4-80)*AF13*$A$12/1000","v":14.844644067796612},{"$f":"Z13*E13+($A$4-80)*AG13*$A$12/1000","v":14.573135593220339},{"$f":"AA13*G13+($A$4-80)*AH13*$A$12/1000","v":14.272186440677968},{"$f":"AB13*I13+($A$4-80)*AI13*$A$12/1000","v":14.102084745762713},{"$f":"AC13*K13+($A$4-80)*AJ13*$A$12/1000","v":13.931983050847458},{"$f":"AD13*M13+($A$4-80)*AK13*$A$12/1000","v":13.545983050847457},{"$f":"AE13*O13+($A$4-80)*AL13*$A$12/1000","v":13.114186440677967}]
[null,62,19.064474576271188,17.589169491525425,18.374254237288138,17.330745762711864,{"$f":"T14*$G$13","v":17.615338983050847},17.029796610169491,17.198262711864409,16.833525423728815,16.781186440677967,16.637254237288136,15.947033898305087,15.947033898305087,15.044186440677967,15.044186440677967,null,0.9877966101694915,0.95203389830508478,0.91271186440677965,0.89110169491525426,0.86949152542372876,0.82627118644067798,0.77949152542372879,0.9226149622512011,0.94320811821256889,0.96675951717734454,0.97879220161673797,0.99142300194931776,1,1,0.83499999999999996,0.83499999999999996,0.83499999999999996,0.83499999999999996,0.83499999999999996,0.83499999999999996,0.83499999999999996,17.589169491525425,{"$f":"Z14*E14+($A$4-80)*AG14*$A$12/1000","v":17.330745762711864},{"$f":"AA14*G14+($A$4-80)*AH14*$A$12/1000","v":17.029796610169491},16.833525423728815,16.637254237288136,15.947033898305087,15.044186440677967]
[null,57,18.472389830508476,18.472389830508476,17.958813559322035,17.958813559322035,17.376542372881353,17.376542372881353,17.039610169491528,17.039610169491528,16.702677966101696,16.702677966101696,15.927406779661016,15.927406779661016,15.027830508474576,15.027830508474576,null,0.95711864406779656,0.93050847457627117,0.90033898305084736,0.8828813559322034,0.86542372881355933,0.82525423728813552,0.77864406779661011,1,1,1,1,1,1,1,0.83499999999999996,0.83499999999999996,0.83499999999999996,0.83499999999999996,0.83499999999999996,0.83499999999999996,0.83499999999999996,18.472389830508476,{"$f":"Z15*E15+($A$4-80)*AG15*$A$12/1000","v":17.958813559322035},{"$f":"AA15*G15+($A$4-80)*AH15*$A$12/1000","v":17.376542372881353},17.039610169491528,16.702677966101696,15.927406779661016,15.027830508474576]
[2000,72,23.493661016949151,12.610423728813558,22.581,12.309474576271187,21.55057627118644,11.972542372881357,20.983025423728815,11.786084745762713,20.415474576271187,11.599627118644069,19.149525423728814,11.184186440677966,17.749457627118645,10.732762711864408,null,1.2172881355932201,1.17,1.1166101694915254,1.0872033898305085,1.0577966101694916,0.99220338983050849,0.91966101694915248,0.53675856307435255,0.54512530783717228,0.55555555555555558,0.5616961571439707,0.56817817657426695,0.58404509736932009,0.60468116476225586,0.83499999999999996,0.83499999999999996,0.83499999999999996,0.83499999999999996,0.83499999999999996,0.83499999999999996,0.83499999999999996,{"$f":"Y16*C16+($A$4-80)*AF16*$A$16/1000","v":12.610423728813558},{"$f":"Z16*E16+($A$4-80)*AG16*$A$16/1000","v":12.309474576271187},{"$f":"AA16*G16+($A$4-80)*AH16*$A$16/1000","v":11.972542372881357},{"$f":"AB16*I16+($A$4-80)*AI16*$A$16/1000","v":11.786084745762713},{"$f":"AC16*K16+($A$4-80)*AJ16*$A$16/1000","v":11.599627118644069},{"$f":"AD16*M16+($A$4-80)*AK16*$A$16/1000","v":11.184186440677966},{"$f":"AE16*O16+($A$4-80)*AL16*$A$16/1000","v":10.732762711864408}]
[null,67,21.357576271186446,15.816186440677969,20.533237288135599,15.5446779661017,19.614033898305085,15.240457627118644,19.100457627118644,15.067084745762712,18.586881355932206,14.893711864406782,17.445237288135594,14.504440677966103,16.176016949152544,14.059559322033898,null,1.1066101694915256,1.0638983050847459,1.0162711864406779,0.98966101694915254,0.96305084745762715,0.90389830508474578,0.83813559322033904,0.74054219635472507,0.75704954596144658,0.77701801200800535,0.78883370440143863,0.80130235832453367,0.83142696418526163,0.86916076845298273,0.83499999999999996,0.83499999999999996,0.83499999999999996,0.83499999999999996,0.83499999999999996,0.83499999999999996,0.83499999999999996,{"$f":"Y17*C17+($A$4-80)*AF17*$A$16/1000","v":15.816186440677969},{"$f":"Z17*E17+($A$4-80)*AG17*$A$16/1000","v":15.5446779661017},{"$f":"AA17*G17+($A$4-80)*AH17*$A$16/1000","v":15.240457627118644},{"$f":"AB17*I17+($A$4-80)*AI17*$A$16/1000","v":15.067084745762712},{"$f":"AC17*K17+($A$4-80)*AJ17*$A$16/1000","v":14.893711864406782},{"$f":"AD17*M17+($A$4-80)*AK17*$A$16/1000","v":14.504440677966103},{"$f":"AE17*O17+($A$4-80)*AL17*$A$16/1000","v":14.059559322033898}]
[null,62,19.502813559322032,18.855118644067794,18.796237288135593,18.544355932203388,18.066762711864406,18.066762711864406,17.700389830508477,17.700389830508477,17.334016949152542,17.334016949152542,16.42135593220339,16.42135593220339,15.52177966101695,15.52177966101695,null,1.0105084745762711,0.97389830508474573,0.93610169491525419,0.91711864406779664,0.89813559322033898,0.85084745762711866,0.80423728813559325,0.96678966789667897,0.9865993734772015,1,1,1,1,1,0.83499999999999996,0.83499999999999996,0.83499999999999996,0.83499999999999996,0.83499999999999996,0.83499999999999996,0.83499999999999996,18.855118644067794,{"$f":"Z18*E18+($A$4-80)*AG18*$A$16/1000","v":18.544355932203388},{"$f":"AA18*G18+($A$4-80)*AH18*$A$16/1000","v":18.066762711864406},17.700389830508477,17.334016949152542,16.42135593220339,15.52177966101695]
[null,57,19.241118644067797,19.241118644067797,18.675203389830511,18.675203389830511,18.043864406779662,18.043864406779662,17.677491525423729,17.677491525423729,17.311118644067797,17.311118644067797,16.467152542372883,16.467152542372883,15.502152542372883,15.502152542372883,null,0.99694915254237293,0.96762711864406781,0.93491525423728805,0.9159322033898305,0.89694915254237295,0.85322033898305094,0.8032203389830509,1,1,1,1,1,1,1,0.83499999999999996,0.83499999999999996,0.83499999999999996,0.83499999999999996,0.83499999999999996,0.83499999999999996,0.83499999999999996,19.241118644067797,{"$f":"Z19*E19+($A$4-80)*AG19*$A$16/1000","v":18.675203389830511},{"$f":"AA19*G19+($A$4-80)*AH19*$A$16/1000","v":18.043864406779662},17.677491525423729,17.311118644067797,16.467152542372883,15.502152542372883]

{"sheet":"24ANB6_18","index":79,"n_rows":19,"n_cols":45,"rows_kept":19,"cut":false,"hidden":true,"merged":[[130,0,133,0],[120,12,121,12],[120,13,121,13],[120,14,121,14],[120,15,121,15],[122,0,125,0],[126,0,129,0],[119,12,119,13],[119,14,119,15],[120,4,121,4],[120,5,121,5],[120,6,121,6],[120,7,121,7],[120,8,121,8],[120,9,121,9],[120,10,121,10],[120,11,121,11],[119,0,121,0],[119,1,121,1],[119,4,119,5],[119,6,119,7],[119,8,119,9],[119,10,119,11],[111,0,114,0],[117,0,118,1],[117,4,117,15],[118,4,118,5],[118,6,118,7],[118,8,118,9],[118,10,118,11],[118,12,118,13],[118,14,118,15],[101,12,102,12],[101,13,102,13],[101,14,102,14],[101,15,102,15],[103,0,106,0],[107,0,110,0],[100,12,100,13],[100,14,100,15],[101,4,102,4],[101,5,102,5],[101,6,102,6],[101,7,102,7],[101,8,102,8],[101,9,102,9],[101,10,102,10],[101,11,102,11],[100,0,102,0],[100,1,102,1],[100,4,100,5],[100,6,100,7],[100,8,100,9],[100,10,100,11],[92,0,95,0],[98,0,99,1],[98,4,98,15],[99,4,99,5],[99,6,99,7],[99,8,99,9],[99,10,99,11],[99,12,99,13],[99,14,99,15],[82,12,83,12],[82,13,83,13],[82,14,83,14],[82,15,83,15],[84,0,87,0],[88,0,91,0],[81,12,81,13],[81,14,81,15],[82,4,83,4],[82,5,83,5],[82,6,83,6],[82,7,83,7],[82,8,83,8],[82,9,83,9],[82,10,83,10],[82,11,83,11],[81,0,83,0],[81,1,83,1],[81,4,81,5],[81,6,81,7],[81,8,81,9],[81,10,81,11],[73,0,76,0],[79,0,80,1],[79,4,79,15],[80,4,80,5],[80,6,80,7],[80,8,80,9],[80,10,80,11],[80,12,80,13],[80,14,80,15],[63,12,64,12],[63,13,64,13],[63,14,64,14],[63,15,64,15],[65,0,68,0],[69,0,72,0],[62,12,62,13],[62,14,62,15],[63,4,64,4],[63,5,64,5],[63,6,64,6],[63,7,64,7],[63,8,64,8],[63,9,64,9],[63,10,64,10],[63,11,64,11],[62,0,64,0],[62,1,64,1],[62,4,62,5],[62,6,62,7],[62,8,62,9],[62,10,62,11],[54,0,57,0],[60,0,61,1],[60,4,60,15],[61,4,61,5],[61,6,61,7],[61,8,61,9],[61,10,61,11],[61,12,61,13],[61,14,61,15],[44,12,45,12],[44,13,45,13],[44,14,45,14],[44,15,45,15],[46,0,49,0],[50,0,53,0],[43,12,43,13],[43,14,43,15],[44,4,45,4],[44,5,45,5],[44,6,45,6],[44,7,45,7],[44,8,45,8],[44,9,45,9],[44,10,45,10],[44,11,45,11],[43,0,45,0],[43,1,45,1],[43,4,43,5],[43,6,43,7],[43,8,43,9],[43,10,43,11],[35,0,38,0],[41,0,42,1],[41,4,41,15],[42,4,42,5],[42,6,42,7],[42,8,42,9],[42,10,42,11],[42,12,42,13],[42,14,42,15],[25,12,26,12],[25,13,26,13],[25,14,26,14],[25,15,26,15],[27,0,30,0],[31,0,34,0],[24,12,24,13],[24,14,24,15],[25,4,26,4],[25,5,26,5],[25,6,26,6],[25,7,26,7],[25,8,26,8],[25,9,26,9],[25,10,26,10],[25,11,26,11],[24,0,26,0],[24,1,26,1],[24,4,24,5],[24,6,24,7],[24,8,24,9],[24,10,24,11],[7,0,10,0],[11,0,14,0],[15,0,18,0],[22,4,22,15],[23,4,23,5],[23,6,23,7],[23,8,23,9],[23,10,23,11],[23,12,23,13],[23,14,23,15],[5,10,6,10],[5,11,6,11],[5,12,6,12],[5,13,6,13],[5,14,6,14],[5,15,6,15],[4,10,4,11],[4,12,4,13],[4,14,4,15],[5,2,6,2],[5,3,6,3],[5,4,6,4],[5,5,6,5],[5,6,6,6],[5,7,6,7],[5,8,6,8],[4,0,6,0],[4,1,6,1],[4,2,4,3],[4,4,4,5],[4,6,4,7],[4,8,4,9],[5,9,6,9],[2,0,2,1],[2,2,2,15],[3,2,3,3],[3,4,3,5],[3,6,3,7],[3,8,3,9],[3,10,3,11],[3,12,3,13],[3,14,3,15]]}
[]
["24ANB6_18"]
["Evaporator Air \n",null,"Condenser  Entering Air Temperature ˚F"]
[80,"°F DB",75,null,85,null,95,null,100,null,105,null,115,null,125]
["CFM","EWB†\n˚F","Capacity Mbtuh",null,"Capacity Mbtuh",null,"Capacity Mbtuh",null,"Capacity Mbtuh",null,"Capacity Mbtuh",null,"Capacity Mbtuh",null,"Capacity Mbtuh"]
[null,null,"Total","Sens.","Total","Sens.","Total","Sens.","Total","Sens.","Total","Sens.","Total","Sens.","Total","Sens."]
[null,null,null,null,null,null,null,null,null,null,null,null,null,null,null,null,null,"Total Factors",null,null,null,null,null,null,"Sens. %",null,null,null,null,null,null,"IDB Adj",null,null,null,null,null,null,"Sens Calc"]
[525,72,{"$f":"R8*$G$13","v":21.149333333333335},{"$f":"IF(AM8>C8,C8,AM8)","v":10.706666666666667},{"$f":"S8*$G$13","v":20.152000000000001},{"$f":"IF(AN8>E8,E8,AN8)","v":10.335111111111111},{"$f":"T8*$G$13","v":19.105777777777782},{"$f":"IF(AO8>G8,G8,AO8)","v":9.9537777777777805},{"$f":"U8*$G$13","v":18.553333333333335},{"$f":"IF(AP8>I8,I8,AP8)","v":9.7484444444444431},{"$f":"V8*$G$13","v":18.000888888888891},{"$f":"IF(AQ8>K8,K8,AQ8)","v":9.5431111111111111},{"$f":"W8*$G$13","v":16.827555555555556},{"$f":"IF(AR8>M8,M8,AR8)","v":9.1324444444444435},{"$f":"X8*$G$13","v":15.585777777777778},{"$f":"IF(AS8>O8,O8,AS8)","v":8.6924444444444458},null,1.2016666666666667,1.145,1.0855555555555556,1.0541666666666667,1.0227777777777778,0.95611111111111113,0.88555555555555554,0.50624133148404993,0.51285783600194079,0.52098259979529171,0.52542819499341231,0.5301466594242259,0.54270772806507839,0.55771643663739023,0.83499999999999996,0.83499999999999996,0.83499999999999996,0.83499999999999996,0.83499999999999996,0.83499999999999996,0.83499999999999996,{"$f":"Y8*C8+($A$4-80)*AF8*$A$8/1000","v":10.706666666666667},{"$f":"Z8*E8+($A$4-80)*AG8*$A$8/1000","v":10.335111111111111},{"$f":"AA8*G8+($A$4-80)*AH8*$A$8/1000","v":9.9537777777777805},{"$f":"AB8*I8+($A$4-80)*AI8*$A$8/1000","v":9.7484444444444431},{"$f":"AC8*K8+($A$4-80)*AJ8*$A$8/1000","v":9.5431111111111111},{"$f":"AD8*M8+($A$4-80)*AK8*$A$8/1000","v":9.1324444444444435},{"$f":"AE8*O8+($A$4-80)*AL8*$A$8/1000","v":8.6924444444444458}]
[null,67,19.115555555555559,12.984888888888889,18.216000000000001,{"$f":"IF(AN9>E9,E9,AN9)","v":12.613333333333335},{"$f":"T9*$G$13","v":17.257777777777779},{"$f":"IF(AO9>G9,G9,AO9)","v":12.232000000000001},16.754222222222221,{"$f":"IF(AP9>I9,I9,AP9)","v":12.026666666666669},16.250666666666667,{"$f":"IF(AQ9>K9,K9,AQ9)","v":11.821333333333332},15.18488888888889,{"$f":"IF(AR9>M9,M9,AR9)","v":11.40088888888889},14.050666666666668,{"$f":"IF(AS9>O9,O9,AS9)","v":10.960888888888892},null,1.0861111111111112,1.0349999999999999,0.98055555555555551,0.95194444444444437,0.92333333333333334,0.86277777777777775,0.79833333333333334,0.67928388746803059,0.69243156199677947,0.7087818696883853,0.71782900496060709,0.72743682310469304,0.75080489375402448,0.78009742519137104,0.83499999999999996,0.83499999999999996,0.83499999999999996,0.83499999999999996,0.83499999999999996,0.83499999999999996,0.83499999999999996,{"$f":"Y9*C9+($A$4-80)*AF9*$A$8/1000","v":12.984888888888889},{"$f":"Z9*E9+($A$4-80)*AG9*$A$8/1000","v":12.613333333333335},{"$f":"AA9*G9+($A$4-80)*AH9*$A$8/1000","v":12.232000000000001},{"$f":"AB9*I9+($A$4-80)*AI9*$A$8/1000","v":12.026666666666669},{"$f":"AC9*K9+($A$4-80)*AJ9*$A$8/1000","v":11.821333333333332},{"$f":"AD9*M9+($A$4-80)*AK9*$A$8/1000","v":11.40088888888889},{"$f":"AE9*O9+($A$4-80)*AL9*$A$8/1000","v":10.960888888888892}]
[null,62,17.316444444444446,15.233777777777778,16.504888888888889,14.872000000000002,{"$f":"T10*$G$13","v":15.654222222222224},14.48088888888889,15.209333333333333,14.275555555555558,14.764444444444447,14.070222222222226,13.904000000000002,13.904000000000002,13.063111111111112,13.063111111111112,null,0.98388888888888892,0.93777777777777771,0.88944444444444448,0.86416666666666664,0.83888888888888891,0.79,0.74222222222222223,0.87972896668548839,0.90106635071090058,0.92504684572142404,0.93860495017679213,0.9529801324503312,1,1,0.83499999999999996,0.83499999999999996,0.83499999999999996,0.83499999999999996,0.83499999999999996,0.83499999999999996,0.83499999999999996,15.233777777777778,{"$f":"Z10*E10+($A$4-80)*AG10*$A$8/1000","v":14.872000000000002},{"$f":"AA10*G10+($A$4-80)*AH10*$A$8/1000","v":14.48088888888889},14.275555555555558,14.070222222222226,13.904000000000002,13.063111111111112]
[null,57,16.680888888888891,16.680888888888891,16.055111111111113,16.055111111111113,{"$f":"T11*$G$13","v":15.380444444444446},15.380444444444446,15.018666666666666,15.018666666666666,14.656888888888892,14.656888888888892,13.884444444444446,13.884444444444446,13.033777777777779,13.033777777777779,null,0.94777777777777772,0.91222222222222227,0.87388888888888894,0.85333333333333328,0.83277777777777784,0.78888888888888886,0.74055555555555552,1,1,1,1,1,1,1,0.83499999999999996,0.83499999999999996,0.83499999999999996,0.83499999999999996,0.83499999999999996,0.83499999999999996,0.83499999999999996,16.680888888888891,{"$f":"Z11*E11+($A$4-80)*AG11*$A$8/1000","v":16.055111111111113},{"$f":"AA11*G11+($A$4-80)*AH11*$A$8/1000","v":15.380444444444446},{"$f":"AB11*I11+($A$4-80)*AI11*$A$8/1000","v":15.018666666666666},14.656888888888892,13.884444444444446,13.033777777777779]
[600,72,21.618666666666666,11.273777777777777,20.562666666666669,10.892444444444445,{"$f":"T12*$G$13","v":19.457777777777778},10.501333333333335,18.880888888888887,10.296000000000001,18.304000000000002,10.090666666666669,17.091555555555558,9.6604444444444475,15.80088888888889,9.2204444444444462,null,1.2283333333333333,1.1683333333333334,1.1055555555555554,1.0727777777777776,1.04,0.97111111111111115,0.89777777777777779,0.52148349163274532,0.52971944840703755,0.53969849246231161,0.54531330916623522,0.55128205128205132,0.56521739130434789,0.58353960396039606,0.83499999999999996,0.83499999999999996,0.83499999999999996,0.83499999999999996,0.83499999999999996,0.83499999999999996,0.83499999999999996,{"$f":"Y12*C12+($A$4-80)*AF12*$A$12/1000","v":11.273777777777777},{"$f":"Z12*E12+($A$4-80)*AG12*$A$12/1000","v":10.892444444444445},{"$f":"AA12*G12+($A$4-80)*AH12*$A$12/1000","v":10.501333333333335},{"$f":"AB12*I12+($A$4-80)*AI12*$A$12/1000","v":10.296000000000001},{"$f":"AC12*K12+($A$4-80)*AJ12*$A$12/1000","v":10.090666666666669},{"$f":"AD12*M12+($A$4-80)*AK12*$A$12/1000","v":9.6604444444444475},{"$f":"AE12*O12+($A$4-80)*AL12*$A$12/1000","v":9.2204444444444462}]
[null,67,19.545777777777779,13.874666666666668,18.597333333333335,13.503111111111114,17.600000000000001,13.102222222222224,17.072000000000003,12.896888888888892,16.544000000000004,12.691555555555558,15.43911111111111,12.261333333333331,14.256000000000002,11.811555555555557,null,1.1105555555555555,1.0566666666666666,1,0.97000000000000008,0.94000000000000006,0.87722222222222213,0.81,0.70985492746373191,0.72607781282860151,0.74444444444444446,0.7554410080183277,0.76713947990543729,0.79417352754908166,0.82853223593964331,0.83499999999999996,0.83499999999999996,0.83499999999999996,0.83499999999999996,0.83499999999999996,0.83499999999999996,0.83499999999999996,{"$f":"Y13*C13+($A$4-80)*AF13*$A$12/1000","v":13.874666666666668},{"$f":"Z13*E13+($A$4-80)*AG13*$A$12/1000","v":13.503111111111114},{"$f":"AA13*G13+($A$4-80)*AH13*$A$12/1000","v":13.102222222222224},{"$f":"AB13*I13+($A$4-80)*AI13*$A$12/1000","v":12.896888888888892},{"$f":"AC13*K13+($A$4-80)*AJ13*$A$12/1000","v":12.691555555555558},{"$f":"AD13*M13+($A$4-80)*AK13*$A$12/1000","v":12.261333333333331},{"$f":"AE13*O13+($A$4-80)*AL13*$A$12/1000","v":11.811555555555557}]
[null,62,17.776000000000003,16.446222222222225,16.94488888888889,16.055111111111117,{"$f":"T14*$G$13","v":16.094222222222225},16.094222222222225,15.708000000000002,15.708000000000002,15.321777777777779,15.321777777777779,14.480888888888892,14.480888888888892,13.571555555555559,13.571555555555559,null,1.01,0.96277777777777773,0.9144444444444445,0.89250000000000007,0.87055555555555553,0.82277777777777783,0.77111111111111119,0.92519251925192525,0.94748990190421256,1,1,1,1,1,0.83499999999999996,0.83499999999999996,0.83499999999999996,0.83499999999999996,0.83499999999999996,0.83499999999999996,0.83499999999999996,16.446222222222225,{"$f":"Z14*E14+($A$4-80)*AG14*$A$12/1000","v":16.055111111111117},{"$f":"AA14*G14+($A$4-80)*AH14*$A$12/1000","v":16.094222222222225},15.708000000000002,15.321777777777779,14.480888888888892,13.571555555555559]
[null,57,17.482666666666667,17.482666666666667,16.798222222222222,16.798222222222222,16.074666666666669,16.074666666666669,15.683555555555555,15.683555555555555,15.292444444444447,15.292444444444447,14.461333333333334,14.461333333333334,13.552000000000001,13.552000000000001,null,0.99333333333333329,0.95444444444444443,0.91333333333333344,0.89111111111111108,0.86888888888888893,0.82166666666666666,0.77,1,1,1,1,1,1,1,0.83499999999999996,0.83499999999999996,0.83499999999999996,0.83499999999999996,0.83499999999999996,0.83499999999999996,0.83499999999999996,17.482666666666667,{"$f":"Z15*E15+($A$4-80)*AG15*$A$12/1000","v":16.798222222222222},{"$f":"AA15*G15+($A$4-80)*AH15*$A$12/1000","v":16.074666666666669},15.683555555555555,15.292444444444447,14.461333333333334,13.552000000000001]
[675,72,21.960888888888892,11.811555555555556,20.86577777777778,11.420444444444446,19.721777777777781,11.019555555555556,19.125333333333337,10.814222222222222,18.52888888888889,10.608888888888888,17.267555555555557,10.178666666666668,15.947555555555557,9.7288888888888891,null,1.2477777777777779,1.1855555555555555,1.1205555555555557,1.0866666666666669,1.0527777777777778,0.98111111111111116,0.90611111111111109,0.53784505788067671,0.54732895970009376,0.55875061973227558,0.56543967280163587,0.57255936675461738,0.58946772366930922,0.61005518087063149,0.83499999999999996,0.83499999999999996,0.83499999999999996,0.83499999999999996,0.83499999999999996,0.83499999999999996,0.83499999999999996,{"$f":"Y16*C16+($A$4-80)*AF16*$A$16/1000","v":11.811555555555556},{"$f":"Z16*E16+($A$4-80)*AG16*$A$16/1000","v":11.420444444444446},{"$f":"AA16*G16+($A$4-80)*AH16*$A$16/1000","v":11.019555555555556},{"$f":"AB16*I16+($A$4-80)*AI16*$A$16/1000","v":10.814222222222222},{"$f":"AC16*K16+($A$4-80)*AJ16*$A$16/1000","v":10.608888888888888},{"$f":"AD16*M16+($A$4-80)*AK16*$A$16/1000","v":10.178666666666668},{"$f":"AE16*O16+($A$4-80)*AL16*$A$16/1000","v":9.7288888888888891}]
[null,67,19.887999999999998,14.735111111111109,18.890666666666668,14.344000000000001,17.854222222222223,13.94311111111111,17.311555555555554,13.732888888888889,16.768888888888888,13.522666666666668,15.62488888888889,13.082666666666668,14.422222222222222,12.623111111111111,null,1.1299999999999999,1.0733333333333333,1.0144444444444445,0.98361111111111099,0.95277777777777772,0.88777777777777778,0.81944444444444442,0.74090462143559488,0.75931677018633537,0.78094194961664831,0.79327873482067224,0.80641399416909632,0.83729662077597,0.87525423728813556,0.83499999999999996,0.83499999999999996,0.83499999999999996,0.83499999999999996,0.83499999999999996,0.83499999999999996,0.83499999999999996,{"$f":"Y17*C17+($A$4-80)*AF17*$A$16/1000","v":14.735111111111109},{"$f":"Z17*E17+($A$4-80)*AG17*$A$16/1000","v":14.344000000000001},{"$f":"AA17*G17+($A$4-80)*AH17*$A$16/1000","v":13.94311111111111},{"$f":"AB17*I17+($A$4-80)*AI17*$A$16/1000","v":13.732888888888889},{"$f":"AC17*K17+($A$4-80)*AJ17*$A$16/1000","v":13.522666666666668},{"$f":"AD17*M17+($A$4-80)*AK17*$A$16/1000","v":13.082666666666668},{"$f":"AE17*O17+($A$4-80)*AL17*$A$16/1000","v":12.623111111111111}]
[null,62,18.196444444444445,18.108444444444444,17.453333333333337,17.453333333333337,16.671111111111113,16.671111111111113,16.260444444444449,16.260444444444449,15.84977777777778,15.84977777777778,14.960000000000003,14.960000000000003,14.001777777777779,14.001777777777779,null,1.0338888888888889,0.9916666666666667,0.9472222222222223,0.92388888888888898,0.90055555555555555,0.85000000000000009,0.79555555555555557,0.99516389038151531,1,1,1,1,1,1,0.83499999999999996,0.83499999999999996,0.83499999999999996,0.83499999999999996,0.83499999999999996,0.83499999999999996,0.83499999999999996,18.108444444444444,{"$f":"Z18*E18+($A$4-80)*AG18*$A$16/1000","v":17.453333333333337},{"$f":"AA18*G18+($A$4-80)*AH18*$A$16/1000","v":16.671111111111113},16.260444444444449,15.84977777777778,14.960000000000003,14.001777777777779]
[null,57,18.157333333333337,18.157333333333337,17.423999999999999,17.423999999999999,16.651555555555557,16.651555555555557,16.236000000000001,16.236000000000001,15.820444444444446,15.820444444444446,14.930666666666667,14.930666666666667,13.982222222222225,13.982222222222225,null,1.0316666666666667,0.99,0.94611111111111112,0.92249999999999999,0.89888888888888885,0.84833333333333327,0.79444444444444451,1,1,1,1,1,1,1,0.83499999999999996,0.83499999999999996,0.83499999999999996,0.83499999999999996,0.83499999999999996,0.83499999999999996,0.83499999999999996,18.157333333333337,{"$f":"Z19*E19+($A$4-80)*AG19*$A$16/1000","v":17.423999999999999},{"$f":"AA19*G19+($A$4-80)*AH19*$A$16/1000","v":16.651555555555557},16.236000000000001,15.820444444444446,14.930666666666667,13.982222222222225]

{"sheet":"24ANB6_24","index":80,"n_rows":19,"n_cols":45,"rows_kept":19,"cut":false,"hidden":true,"merged":[[130,0,133,0],[120,12,121,12],[120,13,121,13],[120,14,121,14],[120,15,121,15],[122,0,125,0],[126,0,129,0],[119,12,119,13],[119,14,119,15],[120,4,121,4],[120,5,121,5],[120,6,121,6],[120,7,121,7],[120,8,121,8],[120,9,121,9],[120,10,121,10],[120,11,121,11],[119,0,121,0],[119,1,121,1],[119,4,119,5],[119,6,119,7],[119,8,119,9],[119,10,119,11],[111,0,114,0],[117,0,118,1],[117,4,117,15],[118,4,118,5],[118,6,118,7],[118,8,118,9],[118,10,118,11],[118,12,118,13],[118,14,118,15],[101,12,102,12],[101,13,102,13],[101,14,102,14],[101,15,102,15],[103,0,106,0],[107,0,110,0],[100,12,100,13],[100,14,100,15],[101,4,102,4],[101,5,102,5],[101,6,102,6],[101,7,102,7],[101,8,102,8],[101,9,102,9],[101,10,102,10],[101,11,102,11],[100,0,102,0],[100,1,102,1],[100,4,100,5],[100,6,100,7],[100,8,100,9],[100,10,100,11],[92,0,95,0],[98,0,99,1],[98,4,98,15],[99,4,99,5],[99,6,99,7],[99,8,99,9],[99,10,99,11],[99,12,99,13],[99,14,99,15],[82,12,83,12],[82,13,83,13],[82,14,83,14],[82,15,83,15],[84,0,87,0],[88,0,91,0],[81,12,81,13],[81,14,81,15],[82,4,83,4],[82,5,83,5],[82,6,83,6],[82,7,83,7],[82,8,83,8],[82,9,83,9],[82,10,83,10],[82,11,83,11],[81,0,83,0],[81,1,83,1],[81,4,81,5],[81,6,81,7],[81,8,81,9],[81,10,81,11],[73,0,76,0],[79,0,80,1],[79,4,79,15],[80,4,80,5],[80,6,80,7],[80,8,80,9],[80,10,80,11],[80,12,80,13],[80,14,80,15],[63,12,64,12],[63,13,64,13],[63,14,64,14],[63,15,64,15],[65,0,68,0],[69,0,72,0],[62,12,62,13],[62,14,62,15],[63,4,64,4],[63,5,64,5],[63,6,64,6],[63,7,64,7],[63,8,64,8],[63,9,64,9],[63,10,64,10],[63,11,64,11],[62,0,64,0],[62,1,64,1],[62,4,62,5],[62,6,62,7],[62,8,62,9],[62,10,62,11],[54,0,57,0],[60,0,61,1],[60,4,60,15],[61,4,61,5],[61,6,61,7],[61,8,61,9],[61,10,61,11],[61,12,61,13],[61,14,61,15],[44,12,45,12],[44,13,45,13],[44,14,45,14],[44,15,45,15],[46,0,49,0],[50,0,53,0],[43,12,43,13],[43,14,43,15],[44,4,45,4],[44,5,45,5],[44,6,45,6],[44,7,45,7],[44,8,45,8],[44,9,45,9],[44,10,45,10],[44,11,45,11],[43,0,45,0],[43,1,45,1],[43,4,43,5],[43,6,43,7],[43,8,43,9],[43,10,43,11],[35,0,38,0],[41,0,42,1],[41,4,41,15],[42,4,42,5],[42,6,42,7],[42,8,42,9],[42,10,42,11],[42,12,42,13],[42,14,42,15],[25,12,26,12],[25,13,26,13],[25,14,26,14],[25,15,26,15],[27,0,30,0],[31,0,34,0],[24,12,24,13],[24,14,24,15],[25,4,26,4],[25,5,26,5],[25,6,26,6],[25,7,26,7],[25,8,26,8],[25,9,26,9],[25,10,26,10],[25,11,26,11],[24,0,26,0],[24,1,26,1],[24,4,24,5],[24,6,24,7],[24,8,24,9],[24,10,24,11],[7,0,10,0],[11,0,14,0],[15,0,18,0],[22,4,22,15],[23,4,23,5],[23,6,23,7],[23,8,23,9],[23,10,23,11],[23,12,23,13],[23,14,23,15],[5,10,6,10],[5,11,6,11],[5,12,6,12],[5,13,6,13],[5,14,6,14],[5,15,6,15],[4,10,4,11],[4,12,4,13],[4,14,4,15],[5,2,6,2],[5,3,6,3],[5,4,6,4],[5,5,6,5],[5,6,6,6],[5,7,6,7],[5,8,6,8],[4,0,6,0],[4,1,6,1],[4,2,4,3],[4,4,4,5],[4,6,4,7],[4,8,4,9],[5,9,6,9],[2,0,2,1],[2,2,2,15],[3,2,3,3],[3,4,3,5],[3,6,3,7],[3,8,3,9],[3,10,3,11],[3,12,3,13],[3,14,3,15]]}
[]
["24ANB6_24"]
["Evaporator Air \n",null,"Condenser  Entering Air Temperature ˚F"]
[80,"°F DB",75,null,85,null,95,null,100,null,105,null,115,null,125]
["CFM","EWB†\n˚F","Capacity Mbtuh",null,"Capacity Mbtuh",null,"Capacity Mbtuh",null,"Capacity Mbtuh",null,"Capacity Mbtuh",null,"Capacity Mbtuh",null,"Capacity Mbtuh"]
[null,null,"Total","Sens.","Total","Sens.","Total","Sens.","Total","Sens.","Total","Sens.","Total","Sens.","Total","Sens."]
[null,null,null,null,null,null,null,null,null,null,null,null,null,null,null,null,null,"Total Factors",null,null,null,null,null,null,"Sens. %",null,null,null,null,null,null,"IDB Adj",null,null,null,null,null,null,"Sens Calc"]
[700,72,{"$f":"R8*$G$13","v":21.164369747899162},{"$f":"IF(AM8>C8,C8,AM8)","v":10.626554621848738},{"$f":"S8*$G$13","v":20.136470588235294},{"$f":"IF(AN8>E8,E8,AN8)","v":9.9905882352941173},{"$f":"T8*$G$13","v":19.049411764705884},{"$f":"IF(AO8>G8,G8,AO8)","v":9.3620168067226892},{"$f":"U8*$G$13","v":18.480000000000004},{"$f":"IF(AP8>I8,I8,AP8)","v":9.0514285714285734},{"$f":"V8*$G$13","v":17.910588235294117},{"$f":"IF(AQ8>K8,K8,AQ8)","v":8.740840336134454},{"$f":"W8*$G$13","v":16.72},{"$f":"IF(AR8>M8,M8,AR8)","v":8.1270588235294117},{"$f":"X8*$G$13","v":15.470252100840339},{"$f":"IF(AS8>O8,O8,AS8)","v":7.520672268907564},null,1.2025210084033613,1.1441176470588235,1.0823529411764705,1.05,1.0176470588235293,0.95,0.87899159663865556,0.50209643605870014,0.49614395886889456,0.49145962732919252,0.48979591836734693,0.48802642444260946,0.48606811145510836,0.48613766730401525,0.83499999999999996,0.83499999999999996,0.83499999999999996,0.83499999999999996,0.83499999999999996,0.83499999999999996,0.83499999999999996,{"$f":"Y8*C8+($A$4-80)*AF8*$A$8/1000","v":10.626554621848738},{"$f":"Z8*E8+($A$4-80)*AG8*$A$8/1000","v":9.9905882352941173},{"$f":"AA8*G8+($A$4-80)*AH8*$A$8/1000","v":9.3620168067226892},{"$f":"AB8*I8+($A$4-80)*AI8*$A$8/1000","v":9.0514285714285734},{"$f":"AC8*K8+($A$4-80)*AJ8*$A$8/1000","v":8.740840336134454},{"$f":"AD8*M8+($A$4-80)*AK8*$A$8/1000","v":8.1270588235294117},{"$f":"AE8*O8+($A$4-80)*AL8*$A$8/1000","v":7.520672268907564}]
[null,67,19.234285714285718,13.007731092436977,18.28033613445378,{"$f":"IF(AN9>E9,E9,AN9)","v":12.305210084033614},{"$f":"T9*$G$13","v":17.296806722689077},{"$f":"IF(AO9>G9,G9,AO9)","v":11.61747899159664},16.779159663865546,{"$f":"IF(AP9>I9,I9,AP9)","v":11.269915966386554},16.261512605042018,{"$f":"IF(AQ9>K9,K9,AQ9)","v":10.922352941176472},15.167058823529414,{"$f":"IF(AR9>M9,M9,AR9)","v":10.24201680672269},14.028235294117648,{"$f":"IF(AS9>O9,O9,AS9)","v":9.5616806722689098},null,1.092857142857143,1.0386554621848738,0.98277310924369743,0.95336134453781496,0.92394957983193271,0.86176470588235299,0.79705882352941171,0.6762783544790465,0.67313915857605189,0.67165455322787515,0.67166152490083741,0.67166894042746705,0.67528035104826911,0.68160253031101747,0.83499999999999996,0.83499999999999996,0.83499999999999996,0.83499999999999996,0.83499999999999996,0.83499999999999996,0.83499999999999996,{"$f":"Y9*C9+($A$4-80)*AF9*$A$8/1000","v":13.007731092436977},{"$f":"Z9*E9+($A$4-80)*AG9*$A$8/1000","v":12.305210084033614},{"$f":"AA9*G9+($A$4-80)*AH9*$A$8/1000","v":11.61747899159664},{"$f":"AB9*I9+($A$4-80)*AI9*$A$8/1000","v":11.269915966386554},{"$f":"AC9*K9+($A$4-80)*AJ9*$A$8/1000","v":10.922352941176472},{"$f":"AD9*M9+($A$4-80)*AK9*$A$8/1000","v":10.24201680672269},{"$f":"AE9*O9+($A$4-80)*AL9*$A$8/1000","v":9.5616806722689098}]
[null,62,17.496470588235297,15.351932773109247,16.64605042016807,14.582857142857144,{"$f":"T10*$G$13","v":15.766050420168069},13.821176470588238,15.318655462184875,14.331428571428575,14.871260504201683,14.841680672268909,14.043025210084034,14.043025210084034,13.170420168067226,13.170420168067226,null,0.99411764705882355,0.94579831932773117,0.89579831932773113,0.87037815126050422,0.84495798319327731,0.79789915966386549,0.74831932773109233,0.87743026204564667,0.87605508662816511,0.87664165103189495,0.93555394641564094,0.99801093983092992,1,1,0.83499999999999996,0.83499999999999996,0.83499999999999996,0.83499999999999996,0.83499999999999996,0.83499999999999996,0.83499999999999996,15.351932773109247,{"$f":"Z10*E10+($A$4-80)*AG10*$A$8/1000","v":14.582857142857144},{"$f":"AA10*G10+($A$4-80)*AH10*$A$8/1000","v":13.821176470588238},14.331428571428575,14.841680672268909,14.043025210084034,13.170420168067226]
[null,57,17.015798319327732,17.015798319327732,16.335462184873951,16.335462184873951,{"$f":"T11*$G$13","v":15.610756302521009},15.610756302521009,15.226218487394958,15.226218487394958,14.841680672268909,14.841680672268909,14.020840336134455,14.020840336134455,13.148235294117649,13.148235294117649,null,0.96680672268907564,0.9281512605042016,0.88697478991596634,0.86512605042016799,0.84327731092436975,0.79663865546218493,0.74705882352941178,1,1,1,1,1,1,1,0.83499999999999996,0.83499999999999996,0.83499999999999996,0.83499999999999996,0.83499999999999996,0.83499999999999996,0.83499999999999996,17.015798319327732,{"$f":"Z11*E11+($A$4-80)*AG11*$A$8/1000","v":16.335462184873951},{"$f":"AA11*G11+($A$4-80)*AH11*$A$8/1000","v":15.610756302521009},{"$f":"AB11*I11+($A$4-80)*AI11*$A$8/1000","v":15.226218487394958},14.841680672268909,14.020840336134455,13.148235294117649]
[800,72,21.548907563025214,11.181176470588236,20.484033613445376,10.537815126050418,{"$f":"T12*$G$13","v":19.352605042016808},9.8870588235294115,18.761008403361345,9.5653781512605036,18.169411764705881,9.2436974789915958,16.934453781512605,8.6077310924369765,15.647731092436976,7.9791596638655458,null,1.2243697478991598,1.1638655462184873,1.0995798319327732,1.0659663865546218,1.0323529411764705,0.96218487394957974,0.88907563025210079,0.5188743994509265,0.51444043321299637,0.5108903324417271,0.50985415845486792,0.50875050875050876,0.50829694323144115,0.50992438563327025,0.83499999999999996,0.83499999999999996,0.83499999999999996,0.83499999999999996,0.83499999999999996,0.83499999999999996,0.83499999999999996,{"$f":"Y12*C12+($A$4-80)*AF12*$A$12/1000","v":11.181176470588236},{"$f":"Z12*E12+($A$4-80)*AG12*$A$12/1000","v":10.537815126050418},{"$f":"AA12*G12+($A$4-80)*AH12*$A$12/1000","v":9.8870588235294115},{"$f":"AB12*I12+($A$4-80)*AI12*$A$12/1000","v":9.5653781512605036},{"$f":"AC12*K12+($A$4-80)*AJ12*$A$12/1000","v":9.2436974789915958},{"$f":"AD12*M12+($A$4-80)*AK12*$A$12/1000","v":8.6077310924369765},{"$f":"AE12*O12+($A$4-80)*AL12*$A$12/1000","v":7.9791596638655458}]
[null,67,19.626218487394961,13.917310924369751,18.63529411764706,13.185210084033613,17.600000000000001,12.45310924369748,17.060168067226893,12.094453781512607,16.520336134453782,11.735798319327731,15.38890756302521,11.018487394957985,14.205714285714286,10.308571428571428,null,1.1151260504201681,1.0588235294117647,1,0.96932773109243697,0.93865546218487395,0.87436974789915956,0.80714285714285716,0.70911831198191411,0.70753968253968247,0.70756302521008396,0.70892934547030773,0.71038495971351834,0.71600192215281122,0.7256637168141592,0.83499999999999996,0.83499999999999996,0.83499999999999996,0.83499999999999996,0.83499999999999996,0.83499999999999996,0.83499999999999996,{"$f":"Y13*C13+($A$4-80)*AF13*$A$12/1000","v":13.917310924369751},{"$f":"Z13*E13+($A$4-80)*AG13*$A$12/1000","v":13.185210084033613},{"$f":"AA13*G13+($A$4-80)*AH13*$A$12/1000","v":12.45310924369748},{"$f":"AB13*I13+($A$4-80)*AI13*$A$12/1000","v":12.094453781512607},{"$f":"AC13*K13+($A$4-80)*AJ13*$A$12/1000","v":11.735798319327731},{"$f":"AD13*M13+($A$4-80)*AK13*$A$12/1000","v":11.018487394957985},{"$f":"AE13*O13+($A$4-80)*AL13*$A$12/1000","v":10.308571428571428}]
[null,62,17.940168067226892,16.579495798319329,17.089747899159665,17.015798319327732,{"$f":"T14*$G$13","v":16.298487394957984},16.298487394957984,15.884369747899161,15.884369747899161,15.470252100840339,15.470252100840339,14.590252100840337,14.590252100840337,13.658487394957982,13.658487394957982,null,1.0193277310924369,0.97100840336134453,0.92605042016806716,0.90252100840336136,0.87899159663865556,0.8289915966386554,0.77605042016806713,0.92415498763396542,0.99567286888792739,1,1,1,1,1,0.83499999999999996,0.83499999999999996,0.83499999999999996,0.83499999999999996,0.83499999999999996,0.83499999999999996,0.83499999999999996,16.579495798319329,{"$f":"Z14*E14+($A$4-80)*AG14*$A$12/1000","v":17.015798319327732},{"$f":"AA14*G14+($A$4-80)*AH14*$A$12/1000","v":16.298487394957984},15.884369747899161,15.470252100840339,14.590252100840337,13.658487394957982]
[null,57,17.784873949579833,17.784873949579833,17.045378151260504,17.045378151260504,16.268907563025209,16.268907563025209,15.858487394957985,15.858487394957985,15.448067226890757,15.448067226890757,14.575462184873953,14.575462184873953,13.643697478991596,13.643697478991596,null,1.0105042016806722,0.96848739495798319,0.9243697478991596,0.90105042016806725,0.87773109243697478,0.82815126050420174,0.77521008403361336,1,1,1,1,1,1,1,0.83499999999999996,0.83499999999999996,0.83499999999999996,0.83499999999999996,0.83499999999999996,0.83499999999999996,0.83499999999999996,17.784873949579833,{"$f":"Z15*E15+($A$4-80)*AG15*$A$12/1000","v":17.045378151260504},{"$f":"AA15*G15+($A$4-80)*AH15*$A$12/1000","v":16.268907563025209},15.858487394957985,15.448067226890757,14.575462184873953,13.643697478991596]
[900,72,21.822521008403363,11.721008403361346,20.735462184873953,11.055462184873951,19.567058823529415,10.389915966386557,18.956974789915968,10.05714285714286,18.346890756302521,9.7243697478991606,17.08235294117647,9.0736134453781485,15.758655462184874,8.4228571428571453,null,1.2399159663865547,1.1781512605042017,1.111764705882353,1.0771008403361344,1.0424369747899158,0.97058823529411764,0.89537815126050413,0.53710606574042696,0.5331669044222539,0.53099017384731673,0.53052467329822517,0.53002821442966552,0.53116883116883107,0.53449084936649471,0.83499999999999996,0.83499999999999996,0.83499999999999996,0.83499999999999996,0.83499999999999996,0.83499999999999996,0.83499999999999996,{"$f":"Y16*C16+($A$4-80)*AF16*$A$16/1000","v":11.721008403361346},{"$f":"Z16*E16+($A$4-80)*AG16*$A$16/1000","v":11.055462184873951},{"$f":"AA16*G16+($A$4-80)*AH16*$A$16/1000","v":10.389915966386557},{"$f":"AB16*I16+($A$4-80)*AI16*$A$16/1000","v":10.05714285714286},{"$f":"AC16*K16+($A$4-80)*AJ16*$A$16/1000","v":9.7243697478991606},{"$f":"AD16*M16+($A$4-80)*AK16*$A$16/1000","v":9.0736134453781485},{"$f":"AE16*O16+($A$4-80)*AL16*$A$16/1000","v":8.4228571428571453}]
[null,67,19.914621848739497,14.789915966386555,18.886722689075633,14.02823529411765,17.821848739495799,13.266554621848741,17.267226890756305,12.889411764705883,16.712605042016808,12.512268907563026,15.551596638655463,11.765378151260505,14.346218487394957,11.018487394957983,null,1.1315126050420168,1.073109243697479,1.0126050420168067,0.98109243697478998,0.94957983193277318,0.88361344537815123,0.81512605042016795,0.74266617155588566,0.74275646045418953,0.74439834024896268,0.74646680942184152,0.74867256637168145,0.75653827864954826,0.76804123711340211,0.83499999999999996,0.83499999999999996,0.83499999999999996,0.83499999999999996,0.83499999999999996,0.83499999999999996,0.83499999999999996,{"$f":"Y17*C17+($A$4-80)*AF17*$A$16/1000","v":14.789915966386555},{"$f":"Z17*E17+($A$4-80)*AG17*$A$16/1000","v":14.02823529411765},{"$f":"AA17*G17+($A$4-80)*AH17*$A$16/1000","v":13.266554621848741},{"$f":"AB17*I17+($A$4-80)*AI17*$A$16/1000","v":12.889411764705883},{"$f":"AC17*K17+($A$4-80)*AJ17*$A$16/1000","v":12.512268907563026},{"$f":"AD17*M17+($A$4-80)*AK17*$A$16/1000","v":11.765378151260505},{"$f":"AE17*O17+($A$4-80)*AL17*$A$16/1000","v":11.018487394957983}]
[null,62,18.457815126050424,18.457815126050424,17.666554621848739,17.666554621848739,16.838319327731092,16.838319327731092,16.402016806722688,16.402016806722688,15.965714285714286,15.965714285714286,15.041344537815126,15.041344537815126,14.050420168067227,14.050420168067227,null,1.0487394957983194,1.003781512605042,0.95672268907563018,0.93193277310924361,0.90714285714285714,0.85462184873949576,0.79831932773109238,1,1,1,1,1,1,1,0.83499999999999996,0.83499999999999996,0.83499999999999996,0.83499999999999996,0.83499999999999996,0.83499999999999996,0.83499999999999996,18.457815126050424,{"$f":"Z18*E18+($A$4-80)*AG18*$A$16/1000","v":17.666554621848739},{"$f":"AA18*G18+($A$4-80)*AH18*$A$16/1000","v":16.838319327731092},16.402016806722688,15.965714285714286,15.041344537815126,14.050420168067227]
[null,57,18.428235294117648,18.428235294117648,17.644369747899162,17.644369747899162,16.816134453781512,16.816134453781512,16.379831932773108,16.379831932773108,15.943529411764706,15.943529411764706,15.019159663865548,15.019159663865548,14.035630252100841,14.035630252100841,null,1.0470588235294118,1.0025210084033613,0.95546218487394952,0.93067226890756294,0.90588235294117636,0.85336134453781509,0.7974789915966386,1,1,1,1,1,1,1,0.83499999999999996,0.83499999999999996,0.83499999999999996,0.83499999999999996,0.83499999999999996,0.83499999999999996,0.83499999999999996,18.428235294117648,{"$f":"Z19*E19+($A$4-80)*AG19*$A$16/1000","v":17.644369747899162},{"$f":"AA19*G19+($A$4-80)*AH19*$A$16/1000","v":16.816134453781512},16.379831932773108,15.943529411764706,15.019159663865548,14.035630252100841]

{"sheet":"24ANB6_30","index":81,"n_rows":19,"n_cols":45,"rows_kept":19,"cut":false,"hidden":true,"merged":[[130,0,133,0],[120,12,121,12],[120,13,121,13],[120,14,121,14],[120,15,121,15],[122,0,125,0],[126,0,129,0],[119,12,119,13],[119,14,119,15],[120,4,121,4],[120,5,121,5],[120,6,121,6],[120,7,121,7],[120,8,121,8],[120,9,121,9],[120,10,121,10],[120,11,121,11],[119,0,121,0],[119,1,121,1],[119,4,119,5],[119,6,119,7],[119,8,119,9],[119,10,119,11],[111,0,114,0],[117,0,118,1],[117,4,117,15],[118,4,118,5],[118,6,118,7],[118,8,118,9],[118,10,118,11],[118,12,118,13],[118,14,118,15],[101,12,102,12],[101,13,102,13],[101,14,102,14],[101,15,102,15],[103,0,106,0],[107,0,110,0],[100,12,100,13],[100,14,100,15],[101,4,102,4],[101,5,102,5],[101,6,102,6],[101,7,102,7],[101,8,102,8],[101,9,102,9],[101,10,102,10],[101,11,102,11],[100,0,102,0],[100,1,102,1],[100,4,100,5],[100,6,100,7],[100,8,100,9],[100,10,100,11],[92,0,95,0],[98,0,99,1],[98,4,98,15],[99,4,99,5],[99,6,99,7],[99,8,99,9],[99,10,99,11],[99,12,99,13],[99,14,99,15],[82,12,83,12],[82,13,83,13],[82,14,83,14],[82,15,83,15],[84,0,87,0],[88,0,91,0],[81,12,81,13],[81,14,81,15],[82,4,83,4],[82,5,83,5],[82,6,83,6],[82,7,83,7],[82,8,83,8],[82,9,83,9],[82,10,83,10],[82,11,83,11],[81,0,83,0],[81,1,83,1],[81,4,81,5],[81,6,81,7],[81,8,81,9],[81,10,81,11],[73,0,76,0],[79,0,80,1],[79,4,79,15],[80,4,80,5],[80,6,80,7],[80,8,80,9],[80,10,80,11],[80,12,80,13],[80,14,80,15],[63,12,64,12],[63,13,64,13],[63,14,64,14],[63,15,64,15],[65,0,68,0],[69,0,72,0],[62,12,62,13],[62,14,62,15],[63,4,64,4],[63,5,64,5],[63,6,64,6],[63,7,64,7],[63,8,64,8],[63,9,64,9],[63,10,64,10],[63,11,64,11],[62,0,64,0],[62,1,64,1],[62,4,62,5],[62,6,62,7],[62,8,62,9],[62,10,62,11],[54,0,57,0],[60,0,61,1],[60,4,60,15],[61,4,61,5],[61,6,61,7],[61,8,61,9],[61,10,61,11],[61,12,61,13],[61,14,61,15],[44,12,45,12],[44,13,45,13],[44,14,45,14],[44,15,45,15],[46,0,49,0],[50,0,53,0],[43,12,43,13],[43,14,43,15],[44,4,45,4],[44,5,45,5],[44,6,45,6],[44,7,45,7],[44,8,45,8],[44,9,45,9],[44,10,45,10],[44,11,45,11],[43,0,45,0],[43,1,45,1],[43,4,43,5],[43,6,43,7],[43,8,43,9],[43,10,43,11],[35,0,38,0],[41,0,42,1],[41,4,41,15],[42,4,42,5],[42,6,42,7],[42,8,42,9],[42,10,42,11],[42,12,42,13],[42,14,42,15],[25,12,26,12],[25,13,26,13],[25,14,26,14],[25,15,26,15],[27,0,30,0],[31,0,34,0],[24,12,24,13],[24,14,24,15],[25,4,26,4],[25,5,26,5],[25,6,26,6],[25,7,26,7],[25,8,26,8],[25,9,26,9],[25,10,26,10],[25,11,26,11],[24,0,26,0],[24,1,26,1],[24,4,24,5],[24,6,24,7],[24,8,24,9],[24,10,24,11],[7,0,10,0],[11,0,14,0],[15,0,18,0],[22,4,22,15],[23,4,23,5],[23,6,23,7],[23,8,23,9],[23,10,23,11],[23,12,23,13],[23,14,23,15],[5,10,6,10],[5,11,6,11],[5,12,6,12],[5,13,6,13],[5,14,6,14],[5,15,6,15],[4,10,4,11],[4,12,4,13],[4,14,4,15],[5,2,6,2],[5,3,6,3],[5,4,6,4],[5,5,6,5],[5,6,6,6],[5,7,6,7],[5,8,6,8],[4,0,6,0],[4,1,6,1],[4,2,4,3],[4,4,4,5],[4,6,4,7],[4,8,4,9],[5,9,6,9],[2,0,2,1],[2,2,2,15],[3,2,3,3],[3,4,3,5],[3,6,3,7],[3,8,3,9],[3,10,3,11],[3,12,3,13],[3,14,3,15]]}
[]
["24ANB6_30"]
["Evaporator Air \n",null,"Condenser  Entering Air Temperature ˚F"]
[80,"°F DB",75,null,85,null,95,null,100,null,105,null,115,null,125]
["CFM","EWB†\n˚F","Capacity Mbtuh",null,"Capacity Mbtuh",null,"Capacity Mbtuh",null,"Capacity Mbtuh",null,"Capacity Mbtuh",null,"Capacity Mbtuh",null,"Capacity Mbtuh"]
[null,null,"Total","Sens.","Total","Sens.","Total","Sens.","Total","Sens.","Total","Sens.","Total","Sens.","Total","Sens."]
[null,null,null,null,null,null,null,null,null,null,null,null,null,null,null,null,null,"Total Factors",null,null,null,null,null,null,"Sens. %",null,null,null,null,null,null,"IDB Adj",null,null,null,null,null,null,"Sens Calc"]
[900,72,{"$f":"R8*$G$13","v":21.144788732394368},{"$f":"IF(AM8>C8,C8,AM8)","v":10.603380281690141},{"$f":"S8*$G$13","v":20.159436619718313},{"$f":"IF(AN8>E8,E8,AN8)","v":10.349295774647889},{"$f":"T8*$G$13","v":19.136901408450708},{"$f":"IF(AO8>G8,G8,AO8)","v":10.076619718309862},{"$f":"U8*$G$13","v":18.600845070422537},{"$f":"IF(AP8>I8,I8,AP8)","v":9.9340845070422557},{"$f":"V8*$G$13","v":18.064788732394366},{"$f":"IF(AQ8>K8,K8,AQ8)","v":9.7915492957746473},{"$f":"W8*$G$13","v":16.90591549295775},{"$f":"IF(AR8>M8,M8,AR8)","v":9.4692957746478879},{"$f":"X8*$G$13","v":15.654084507042258},{"$f":"IF(AS8>O8,O8,AS8)","v":9.1098591549295787},null,1.2014084507042253,1.1454225352112677,1.0873239436619719,1.0568661971830986,1.0264084507042253,0.96056338028169019,0.88943661971831001,0.50146541617819462,0.51337227174915456,0.52655440414507781,0.53406630018324175,0.54202401372212694,0.56011730205278587,0.58194774346793343,0.83499999999999996,0.83499999999999996,0.83499999999999996,0.83499999999999996,0.83499999999999996,0.83499999999999996,0.83499999999999996,{"$f":"Y8*C8+($A$4-80)*AF8*$A$8/1000","v":10.603380281690141},{"$f":"Z8*E8+($A$4-80)*AG8*$A$8/1000","v":10.349295774647889},{"$f":"AA8*G8+($A$4-80)*AH8*$A$8/1000","v":10.076619718309862},{"$f":"AB8*I8+($A$4-80)*AI8*$A$8/1000","v":9.9340845070422557},{"$f":"AC8*K8+($A$4-80)*AJ8*$A$8/1000","v":9.7915492957746473},{"$f":"AD8*M8+($A$4-80)*AK8*$A$8/1000","v":9.4692957746478879},{"$f":"AE8*O8+($A$4-80)*AL8*$A$8/1000","v":9.1098591549295787}]
[null,67,19.223661971830989,13.107042253521128,18.325070422535212,{"$f":"IF(AN9>E9,E9,AN9)","v":12.865352112676058},{"$f":"T9*$G$13","v":17.389295774647888},{"$f":"IF(AO9>G9,G9,AO9)","v":12.611267605633804},16.893521126760564,{"$f":"IF(AP9>I9,I9,AP9)","v":12.471830985915496},16.397746478873241,{"$f":"IF(AQ9>K9,K9,AQ9)","v":12.332394366197184},15.331830985915493,{"$f":"IF(AR9>M9,M9,AR9)","v":12.022535211267606},14.172957746478875,{"$f":"IF(AS9>O9,O9,AS9)","v":11.669295774647887},null,1.0922535211267606,1.0411971830985915,0.98802816901408452,0.95985915492957741,0.93169014084507051,0.87112676056338023,0.80528169014084516,0.68181818181818177,0.70206290158944884,0.72523164647184613,0.73826118855465894,0.7520786092214663,0.78415521422797085,0.82334936598163522,0.83499999999999996,0.83499999999999996,0.83499999999999996,0.83499999999999996,0.83499999999999996,0.83499999999999996,0.83499999999999996,{"$f":"Y9*C9+($A$4-80)*AF9*$A$8/1000","v":13.107042253521128},{"$f":"Z9*E9+($A$4-80)*AG9*$A$8/1000","v":12.865352112676058},{"$f":"AA9*G9+($A$4-80)*AH9*$A$8/1000","v":12.611267605633804},{"$f":"AB9*I9+($A$4-80)*AI9*$A$8/1000","v":12.471830985915496},{"$f":"AC9*K9+($A$4-80)*AJ9*$A$8/1000","v":12.332394366197184},{"$f":"AD9*M9+($A$4-80)*AK9*$A$8/1000","v":12.022535211267606},{"$f":"AE9*O9+($A$4-80)*AL9*$A$8/1000","v":11.669295774647887}]
[null,62,17.581408450704227,15.573521126760564,16.781971830985917,15.338028169014086,{"$f":"T10*$G$13","v":15.976338028169017},15.926760563380284,15.595211267605636,15.57042253521127,15.214084507042255,15.214084507042255,14.383661971830989,14.383661971830989,13.478873239436622,13.478873239436622,null,0.99894366197183104,0.95352112676056333,0.90774647887323956,0.88609154929577472,0.86443661971830987,0.81725352112676064,0.76584507042253525,0.88579485371871691,0.91395864106351554,0.99689681923972062,0.99841049076097754,1,1,1,0.83499999999999996,0.83499999999999996,0.83499999999999996,0.83499999999999996,0.83499999999999996,0.83499999999999996,0.83499999999999996,15.573521126760564,{"$f":"Z10*E10+($A$4-80)*AG10*$A$8/1000","v":15.338028169014086},{"$f":"AA10*G10+($A$4-80)*AH10*$A$8/1000","v":15.926760563380284},15.57042253521127,15.214084507042255,14.383661971830989,13.478873239436622]
[null,57,17.308732394366199,17.308732394366199,16.645633802816903,16.645633802816903,{"$f":"T11*$G$13","v":15.945352112676058},15.945352112676058,15.567323943661973,15.567323943661973,15.18929577464789,15.18929577464789,14.365070422535213,14.365070422535213,13.460281690140846,13.460281690140846,null,0.98345070422535219,0.94577464788732402,0.90598591549295782,0.88450704225352117,0.86302816901408463,0.81619718309859157,0.76478873239436618,1,1,1,1,1,1,1,0.83499999999999996,0.83499999999999996,0.83499999999999996,0.83499999999999996,0.83499999999999996,0.83499999999999996,0.83499999999999996,17.308732394366199,{"$f":"Z11*E11+($A$4-80)*AG11*$A$8/1000","v":16.645633802816903},{"$f":"AA11*G11+($A$4-80)*AH11*$A$8/1000","v":15.945352112676058},{"$f":"AB11*I11+($A$4-80)*AI11*$A$8/1000","v":15.567323943661973},15.18929577464789,14.365070422535213,13.460281690140846]
[1000,72,21.417464788732399,11.043380281690144,20.401126760563383,10.789295774647888,{"$f":"T12*$G$13","v":19.35380281690141},10.51661971830986,18.802253521126762,10.374084507042255,18.250704225352113,10.23154929577465,17.060845070422538,9.9092957746478874,15.778028169014087,9.5498591549295782,null,1.2169014084507044,1.1591549295774648,1.0996478873239437,1.0683098591549296,1.0369718309859155,0.96936619718309869,0.89647887323943665,0.515625,0.52885783718104495,0.54338776817162981,0.55174686882003965,0.5606112054329373,0.58082092262985829,0.60526315789473684,0.83499999999999996,0.83499999999999996,0.83499999999999996,0.83499999999999996,0.83499999999999996,0.83499999999999996,0.83499999999999996,{"$f":"Y12*C12+($A$4-80)*AF12*$A$12/1000","v":11.043380281690144},{"$f":"Z12*E12+($A$4-80)*AG12*$A$12/1000","v":10.789295774647888},{"$f":"AA12*G12+($A$4-80)*AH12*$A$12/1000","v":10.51661971830986},{"$f":"AB12*I12+($A$4-80)*AI12*$A$12/1000","v":10.374084507042255},{"$f":"AC12*K12+($A$4-80)*AJ12*$A$12/1000","v":10.23154929577465},{"$f":"AD12*M12+($A$4-80)*AK12*$A$12/1000","v":9.9092957746478874},{"$f":"AE12*O12+($A$4-80)*AL12*$A$12/1000","v":9.5498591549295782}]
[null,67,19.490140845070428,13.81971830985916,18.560563380281693,13.578028169014086,17.600000000000001,13.323943661971832,17.091830985915497,13.184507042253523,16.583661971830988,13.045070422535213,15.492957746478876,12.729014084507044,14.309295774647889,12.375774647887326,null,1.1073943661971832,1.0545774647887325,1,0.97112676056338032,0.94225352112676064,0.88028169014084512,0.81302816901408459,0.70906200317965029,0.73155258764607678,0.75704225352112675,0.77139231327048585,0.78662182361733934,0.8216,0.86487656994369855,0.83499999999999996,0.83499999999999996,0.83499999999999996,0.83499999999999996,0.83499999999999996,0.83499999999999996,0.83499999999999996,{"$f":"Y13*C13+($A$4-80)*AF13*$A$12/1000","v":13.81971830985916},{"$f":"Z13*E13+($A$4-80)*AG13*$A$12/1000","v":13.578028169014086},{"$f":"AA13*G13+($A$4-80)*AH13*$A$12/1000","v":13.323943661971832},{"$f":"AB13*I13+($A$4-80)*AI13*$A$12/1000","v":13.184507042253523},{"$f":"AC13*K13+($A$4-80)*AJ13*$A$12/1000","v":13.045070422535213},{"$f":"AD13*M13+($A$4-80)*AK13*$A$12/1000","v":12.729014084507044},{"$f":"AE13*O13+($A$4-80)*AL13*$A$12/1000","v":12.375774647887326}]
[null,62,17.928450704225355,17.773521126760567,17.190985915492959,17.190985915492959,{"$f":"T14*$G$13","v":16.453521126760567},16.453521126760567,16.056901408450706,16.056901408450706,15.660281690140845,15.660281690140845,14.79887323943662,14.79887323943662,13.850704225352116,13.850704225352116,null,1.0186619718309859,0.97676056338028172,0.9348591549295775,0.91232394366197189,0.88978873239436618,0.8408450704225352,0.78697183098591561,0.99135845143449708,1,1,1,1,1,1,0.83499999999999996,0.83499999999999996,0.83499999999999996,0.83499999999999996,0.83499999999999996,0.83499999999999996,0.83499999999999996,17.773521126760567,{"$f":"Z14*E14+($A$4-80)*AG14*$A$12/1000","v":17.190985915492959},{"$f":"AA14*G14+($A$4-80)*AH14*$A$12/1000","v":16.453521126760567},16.056901408450706,15.660281690140845,14.79887323943662,13.850704225352116]
[null,57,17.87267605633803,17.87267605633803,17.166197183098593,17.166197183098593,16.434929577464789,16.434929577464789,16.035211267605636,16.035211267605636,15.635492957746482,15.635492957746482,14.780281690140846,14.780281690140846,13.83211267605634,13.83211267605634,null,1.0154929577464789,0.97535211267605637,0.93380281690140843,0.91109154929577474,0.88838028169014094,0.83978873239436624,0.78591549295774654,1,1,1,1,1,1,1,0.83499999999999996,0.83499999999999996,0.83499999999999996,0.83499999999999996,0.83499999999999996,0.83499999999999996,0.83499999999999996,17.87267605633803,{"$f":"Z15*E15+($A$4-80)*AG15*$A$12/1000","v":17.166197183098593},{"$f":"AA15*G15+($A$4-80)*AH15*$A$12/1000","v":16.434929577464789},16.035211267605636,15.635492957746482,14.780281690140846,13.83211267605634]
[1125,72,21.677746478873242,11.576338028169017,20.624225352112678,11.316056338028172,19.545915492957747,11.049577464788731,18.975774647887327,10.903943661971834,18.405633802816904,10.758309859154933,17.190985915492959,10.436056338028171,15.883380281690142,10.07661971830986,null,1.2316901408450704,1.171830985915493,1.1105633802816901,1.078169014084507,1.045774647887324,0.97676056338028172,0.90246478873239433,0.53401943967981713,0.54867788461538469,0.56531388712745712,0.5746244284781189,0.58451178451178454,0.60706560922855091,0.63441279750292634,0.83499999999999996,0.83499999999999996,0.83499999999999996,0.83499999999999996,0.83499999999999996,0.83499999999999996,0.83499999999999996,{"$f":"Y16*C16+($A$4-80)*AF16*$A$16/1000","v":11.576338028169017},{"$f":"Z16*E16+($A$4-80)*AG16*$A$16/1000","v":11.316056338028172},{"$f":"AA16*G16+($A$4-80)*AH16*$A$16/1000","v":11.049577464788731},{"$f":"AB16*I16+($A$4-80)*AI16*$A$16/1000","v":10.903943661971834},{"$f":"AC16*K16+($A$4-80)*AJ16*$A$16/1000","v":10.758309859154933},{"$f":"AD16*M16+($A$4-80)*AK16*$A$16/1000","v":10.436056338028171},{"$f":"AE16*O16+($A$4-80)*AL16*$A$16/1000","v":10.07661971830986}]
[null,67,19.744225352112675,14.674929577464788,18.783661971830988,14.433239436619719,17.804507042253523,14.179154929577464,17.280845070422536,14.039718309859158,16.75718309859155,13.900281690140847,15.647887323943666,13.578028169014088,14.451830985915494,13.212394366197184,null,1.1218309859154929,1.0672535211267606,1.0116197183098592,0.98186619718309853,0.95211267605633809,0.88908450704225361,0.8211267605633803,0.74325172630257375,0.76839326954800391,0.7963800904977375,0.81244396629012028,0.82951183431952669,0.86772277227722772,0.91423670668953683,0.83499999999999996,0.83499999999999996,0.83499999999999996,0.83499999999999996,0.83499999999999996,0.83499999999999996,0.83499999999999996,{"$f":"Y17*C17+($A$4-80)*AF17*$A$16/1000","v":14.674929577464788},{"$f":"Z17*E17+($A$4-80)*AG17*$A$16/1000","v":14.433239436619719},{"$f":"AA17*G17+($A$4-80)*AH17*$A$16/1000","v":14.179154929577464},{"$f":"AB17*I17+($A$4-80)*AI17*$A$16/1000","v":14.039718309859158},{"$f":"AC17*K17+($A$4-80)*AJ17*$A$16/1000","v":13.900281690140847},{"$f":"AD17*M17+($A$4-80)*AK17*$A$16/1000","v":13.578028169014088},{"$f":"AE17*O17+($A$4-80)*AL17*$A$16/1000","v":13.212394366197184}]
[null,62,18.492394366197189,18.492394366197189,17.742535211267604,17.742535211267604,16.967887323943664,16.967887323943664,16.546478873239437,16.546478873239437,16.125070422535213,16.125070422535213,15.220281690140846,15.220281690140846,14.228732394366199,14.228732394366199,null,1.0507042253521128,1.0080985915492957,0.96408450704225357,0.9401408450704225,0.91619718309859155,0.86478873239436616,0.80845070422535215,1,1,1,1,1,1,1,0.83499999999999996,0.83499999999999996,0.83499999999999996,0.83499999999999996,0.83499999999999996,0.83499999999999996,0.83499999999999996,18.492394366197189,{"$f":"Z18*E18+($A$4-80)*AG18*$A$16/1000","v":17.742535211267604},{"$f":"AA18*G18+($A$4-80)*AH18*$A$16/1000","v":16.967887323943664},16.546478873239437,16.125070422535213,15.220281690140846,14.228732394366199]
[null,57,18.467605633802822,18.467605633802822,17.717746478873242,17.717746478873242,16.943098591549298,16.943098591549298,16.524788732394367,16.524788732394367,16.106478873239436,16.106478873239436,15.201690140845074,15.201690140845074,14.210140845070423,14.210140845070423,null,1.0492957746478875,1.0066901408450704,0.96267605633802822,0.93890845070422535,0.91514084507042248,0.86373239436619731,0.80739436619718308,1,1,1,1,1,1,1,0.83499999999999996,0.83499999999999996,0.83499999999999996,0.83499999999999996,0.83499999999999996,0.83499999999999996,0.83499999999999996,18.467605633802822,{"$f":"Z19*E19+($A$4-80)*AG19*$A$16/1000","v":17.717746478873242},{"$f":"AA19*G19+($A$4-80)*AH19*$A$16/1000","v":16.943098591549298},16.524788732394367,16.106478873239436,15.201690140845074,14.210140845070423]

{"sheet":"24ANB6_36","index":82,"n_rows":19,"n_cols":45,"rows_kept":19,"cut":false,"hidden":true,"merged":[[130,0,133,0],[120,12,121,12],[120,13,121,13],[120,14,121,14],[120,15,121,15],[122,0,125,0],[126,0,129,0],[119,12,119,13],[119,14,119,15],[120,4,121,4],[120,5,121,5],[120,6,121,6],[120,7,121,7],[120,8,121,8],[120,9,121,9],[120,10,121,10],[120,11,121,11],[119,0,121,0],[119,1,121,1],[119,4,119,5],[119,6,119,7],[119,8,119,9],[119,10,119,11],[111,0,114,0],[117,0,118,1],[117,4,117,15],[118,4,118,5],[118,6,118,7],[118,8,118,9],[118,10,118,11],[118,12,118,13],[118,14,118,15],[101,12,102,12],[101,13,102,13],[101,14,102,14],[101,15,102,15],[103,0,106,0],[107,0,110,0],[100,12,100,13],[100,14,100,15],[101,4,102,4],[101,5,102,5],[101,6,102,6],[101,7,102,7],[101,8,102,8],[101,9,102,9],[101,10,102,10],[101,11,102,11],[100,0,102,0],[100,1,102,1],[100,4,100,5],[100,6,100,7],[100,8,100,9],[100,10,100,11],[92,0,95,0],[98,0,99,1],[98,4,98,15],[99,4,99,5],[99,6,99,7],[99,8,99,9],[99,10,99,11],[99,12,99,13],[99,14,99,15],[82,12,83,12],[82,13,83,13],[82,14,83,14],[82,15,83,15],[84,0,87,0],[88,0,91,0],[81,12,81,13],[81,14,81,15],[82,4,83,4],[82,5,83,5],[82,6,83,6],[82,7,83,7],[82,8,83,8],[82,9,83,9],[82,10,83,10],[82,11,83,11],[81,0,83,0],[81,1,83,1],[81,4,81,5],[81,6,81,7],[81,8,81,9],[81,10,81,11],[73,0,76,0],[79,0,80,1],[79,4,79,15],[80,4,80,5],[80,6,80,7],[80,8,80,9],[80,10,80,11],[80,12,80,13],[80,14,80,15],[63,12,64,12],[63,13,64,13],[63,14,64,14],[63,15,64,15],[65,0,68,0],[69,0,72,0],[62,12,62,13],[62,14,62,15],[63,4,64,4],[63,5,64,5],[63,6,64,6],[63,7,64,7],[63,8,64,8],[63,9,64,9],[63,10,64,10],[63,11,64,11],[62,0,64,0],[62,1,64,1],[62,4,62,5],[62,6,62,7],[62,8,62,9],[62,10,62,11],[54,0,57,0],[60,0,61,1],[60,4,60,15],[61,4,61,5],[61,6,61,7],[61,8,61,9],[61,10,61,11],[61,12,61,13],[61,14,61,15],[44,12,45,12],[44,13,45,13],[44,14,45,14],[44,15,45,15],[46,0,49,0],[50,0,53,0],[43,12,43,13],[43,14,43,15],[44,4,45,4],[44,5,45,5],[44,6,45,6],[44,7,45,7],[44,8,45,8],[44,9,45,9],[44,10,45,10],[44,11,45,11],[43,0,45,0],[43,1,45,1],[43,4,43,5],[43,6,43,7],[43,8,43,9],[43,10,43,11],[35,0,38,0],[41,0,42,1],[41,4,41,15],[42,4,42,5],[42,6,42,7],[42,8,42,9],[42,10,42,11],[42,12,42,13],[42,14,42,15],[25,12,26,12],[25,13,26,13],[25,14,26,14],[25,15,26,15],[27,0,30,0],[31,0,34,0],[24,12,24,13],[24,14,24,15],[25,4,26,4],[25,5,26,5],[25,6,26,6],[25,7,26,7],[25,8,26,8],[25,9,26,9],[25,10,26,10],[25,11,26,11],[24,0,26,0],[24,1,26,1],[24,4,24,5],[24,6,24,7],[24,8,24,9],[24,10,24,11],[7,0,10,0],[11,0,14,0],[15,0,18,0],[22,4,22,15],[23,4,23,5],[23,6,23,7],[23,8,23,9],[23,10,23,11],[23,12,23,13],[23,14,23,15],[5,10,6,10],[5,11,6,11],[5,12,6,12],[5,13,6,13],[5,14,6,14],[5,15,6,15],[4,10,4,11],[4,12,4,13],[4,14,4,15],[5,2,6,2],[5,3,6,3],[5,4,6,4],[5,5,6,5],[5,6,6,6],[5,7,6,7],[5,8,6,8],[4,0,6,0],[4,1,6,1],[4,2,4,3],[4,4,4,5],[4,6,4,7],[4,8,4,9],[5,9,6,9],[2,0,2,1],[2,2,2,15],[3,2,3,3],[3,4,3,5],[3,6,3,7],[3,8,3,9],[3,10,3,11],[3,12,3,13],[3,14,3,15]]}
[]
["24ANB6_36"]
["Evaporator Air \n",null,"Condenser  Entering Air Temperature ˚F"]
[80,"°F DB",75,null,85,null,95,null,100,null,105,null,115,null,125]
["CFM","EWB†\n˚F","Capacity Mbtuh",null,"Capacity Mbtuh",null,"Capacity Mbtuh",null,"Capacity Mbtuh",null,"Capacity Mbtuh",null,"Capacity Mbtuh",null,"Capacity Mbtuh"]
[null,null,"Total","Sens.","Total","Sens.","Total","Sens.","Total","Sens.","Total","Sens.","Total","Sens.","Total","Sens."]
[null,null,null,null,null,null,null,null,null,null,null,null,null,null,null,null,null,"Total Factors",null,null,null,null,null,null,"Sens. %",null,null,null,null,null,null,"IDB Adj",null,null,null,null,null,null,"Sens Calc"]
[1050,72,{"$f":"R8*$G$13","v":21.380930232558139},{"$f":"IF(AM8>C8,C8,AM8)","v":10.913023255813954},{"$f":"S8*$G$13","v":20.250232558139537},{"$f":"IF(AN8>E8,E8,AN8)","v":10.340000000000002},{"$f":"T8*$G$13","v":19.078604651162792},{"$f":"IF(AO8>G8,G8,AO8)","v":9.772093023255815},{"$f":"U8*$G$13","v":18.472325581395353},{"$f":"IF(AP8>I8,I8,AP8)","v":9.4855813953488379},{"$f":"V8*$G$13","v":17.866046511627907},{"$f":"IF(AQ8>K8,K8,AQ8)","v":9.1990697674418591},{"$f":"W8*$G$13","v":16.607441860465119},{"$f":"IF(AR8>M8,M8,AR8)","v":8.6260465116279086},{"$f":"X8*$G$13","v":15.287441860465117},{"$f":"IF(AS8>O8,O8,AS8)","v":8.0530232558139545},null,1.2148255813953488,1.1505813953488373,1.0840116279069767,1.0495639534883723,1.0151162790697674,0.9436046511627908,0.86860465116279073,0.51040918880114861,0.51061141990904502,0.51220166264414058,0.51350228500207717,0.51489117983963339,0.51940850277264328,0.52677376171352075,0.83499999999999996,0.83499999999999996,0.83499999999999996,0.83499999999999996,0.83499999999999996,0.83499999999999996,0.83499999999999996,{"$f":"Y8*C8+($A$4-80)*AF8*$A$8/1000","v":10.913023255813954},{"$f":"Z8*E8+($A$4-80)*AG8*$A$8/1000","v":10.340000000000002},{"$f":"AA8*G8+($A$4-80)*AH8*$A$8/1000","v":9.772093023255815},{"$f":"AB8*I8+($A$4-80)*AI8*$A$8/1000","v":9.4855813953488379},{"$f":"AC8*K8+($A$4-80)*AJ8*$A$8/1000","v":9.1990697674418591},{"$f":"AD8*M8+($A$4-80)*AK8*$A$8/1000","v":8.6260465116279086},{"$f":"AE8*O8+($A$4-80)*AL8*$A$8/1000","v":8.0530232558139545}]
[null,67,19.431627906976747,13.440465116279071,18.393023255813958,{"$f":"IF(AN9>E9,E9,AN9)","v":12.811162790697676},{"$f":"T9*$G$13","v":17.323720930232561},{"$f":"IF(AO9>G9,G9,AO9)","v":12.18186046511628},16.766046511627906,{"$f":"IF(AP9>I9,I9,AP9)","v":11.867209302325582},16.208372093023257,{"$f":"IF(AQ9>K9,K9,AQ9)","v":11.552558139534884},15.052093023255816,{"$f":"IF(AR9>M9,M9,AR9)","v":10.918139534883721},13.844651162790699,{"$f":"IF(AS9>O9,O9,AS9)","v":10.28372093023256},null,1.1040697674418605,1.0450581395348839,0.98430232558139541,0.95261627906976731,0.92093023255813955,0.85523255813953492,0.78662790697674423,0.69167983149025802,0.69652294853963825,0.70318960425280563,0.70781202319194392,0.71275252525252519,0.72535690006798093,0.74279379157427949,0.83499999999999996,0.83499999999999996,0.83499999999999996,0.83499999999999996,0.83499999999999996,0.83499999999999996,0.83499999999999996,{"$f":"Y9*C9+($A$4-80)*AF9*$A$8/1000","v":13.440465116279071},{"$f":"Z9*E9+($A$4-80)*AG9*$A$8/1000","v":12.811162790697676},{"$f":"AA9*G9+($A$4-80)*AH9*$A$8/1000","v":12.18186046511628},{"$f":"AB9*I9+($A$4-80)*AI9*$A$8/1000","v":11.867209302325582},{"$f":"AC9*K9+($A$4-80)*AJ9*$A$8/1000","v":11.552558139534884},{"$f":"AD9*M9+($A$4-80)*AK9*$A$8/1000","v":10.918139534883721},{"$f":"AE9*O9+($A$4-80)*AL9*$A$8/1000","v":10.28372093023256}]
[null,62,17.733023255813954,15.942325581395352,16.796744186046514,15.24651162790698,{"$f":"T10*$G$13","v":15.850232558139538},14.540465116279075,15.400000000000004,14.745116279069769,14.949767441860466,14.949767441860466,14.054418604651165,14.054418604651165,13.102790697674418,13.102790697674418,null,1.0075581395348836,0.95436046511627903,0.9005813953488373,0.87500000000000011,0.84941860465116281,0.79854651162790702,0.74447674418604648,0.89901904212348538,0.90770636612854105,0.91736604260813437,0.95747508305647833,1,1,1,0.83499999999999996,0.83499999999999996,0.83499999999999996,0.83499999999999996,0.83499999999999996,0.83499999999999996,0.83499999999999996,15.942325581395352,{"$f":"Z10*E10+($A$4-80)*AG10*$A$8/1000","v":15.24651162790698},{"$f":"AA10*G10+($A$4-80)*AH10*$A$8/1000","v":14.540465116279075},14.745116279069769,14.949767441860466,14.054418604651165,13.102790697674418]
[null,57,17.380000000000003,17.380000000000003,16.597209302325581,16.597209302325581,{"$f":"T11*$G$13","v":15.78372093023256},15.78372093023256,15.356511627906979,15.356511627906979,14.929302325581396,14.929302325581396,14.028837209302328,14.028837209302328,13.082325581395351,13.082325581395351,null,0.98750000000000004,0.94302325581395341,0.89680232558139539,0.87252906976744193,0.84825581395348837,0.79709302325581399,0.74331395348837215,1,1,1,1,1,1,1,0.83499999999999996,0.83499999999999996,0.83499999999999996,0.83499999999999996,0.83499999999999996,0.83499999999999996,0.83499999999999996,17.380000000000003,{"$f":"Z11*E11+($A$4-80)*AG11*$A$8/1000","v":16.597209302325581},{"$f":"AA11*G11+($A$4-80)*AH11*$A$8/1000","v":15.78372093023256},{"$f":"AB11*I11+($A$4-80)*AI11*$A$8/1000","v":15.356511627906979},14.929302325581396,14.028837209302328,13.082325581395351]
[1200,72,21.749302325581397,11.496279069767443,20.56744186046512,10.907906976744187,{"$f":"T12*$G$13","v":19.360000000000003},10.31953488372093,18.733255813953495,10.025348837209306,18.106511627906979,9.7311627906976756,16.801860465116285,9.1427906976744211,15.451162790697676,8.5493023255813974,null,1.2357558139534883,1.1686046511627908,1.1000000000000001,1.0643895348837211,1.0287790697674419,0.95465116279069784,0.87790697674418605,0.52858151023288635,0.53034825870646762,0.53303382663847776,0.53516318448723199,0.53743995478948858,0.54415347137637027,0.55331125827814576,0.83499999999999996,0.83499999999999996,0.83499999999999996,0.83499999999999996,0.83499999999999996,0.83499999999999996,0.83499999999999996,{"$f":"Y12*C12+($A$4-80)*AF12*$A$12/1000","v":11.496279069767443},{"$f":"Z12*E12+($A$4-80)*AG12*$A$12/1000","v":10.907906976744187},{"$f":"AA12*G12+($A$4-80)*AH12*$A$12/1000","v":10.31953488372093},{"$f":"AB12*I12+($A$4-80)*AI12*$A$12/1000","v":10.025348837209306},{"$f":"AC12*K12+($A$4-80)*AJ12*$A$12/1000","v":9.7311627906976756},{"$f":"AD12*M12+($A$4-80)*AK12*$A$12/1000","v":9.1427906976744211},{"$f":"AE12*O12+($A$4-80)*AL12*$A$12/1000","v":8.5493023255813974}]
[null,67,19.789767441860466,14.381860465116279,18.710232558139534,13.726976744186045,17.600000000000001,13.066976744186048,17.026976744186051,12.739534883720932,16.453953488372093,12.412093023255816,15.256744186046514,11.74697674418605,14.018604651162791,11.086976744186048,null,1.1244186046511628,1.0630813953488372,1,0.96744186046511638,0.93488372093023253,0.86686046511627912,0.79651162790697672,0.72673216132368146,0.73366147115121683,0.74244186046511629,0.74819711538461531,0.75435323383084585,0.7699530516431925,0.79087591240875921,0.83499999999999996,0.83499999999999996,0.83499999999999996,0.83499999999999996,0.83499999999999996,0.83499999999999996,0.83499999999999996,{"$f":"Y13*C13+($A$4-80)*AF13*$A$12/1000","v":14.381860465116279},{"$f":"Z13*E13+($A$4-80)*AG13*$A$12/1000","v":13.726976744186045},{"$f":"AA13*G13+($A$4-80)*AH13*$A$12/1000","v":13.066976744186048},{"$f":"AB13*I13+($A$4-80)*AI13*$A$12/1000","v":12.739534883720932},{"$f":"AC13*K13+($A$4-80)*AJ13*$A$12/1000","v":12.412093023255816},{"$f":"AD13*M13+($A$4-80)*AK13*$A$12/1000","v":11.74697674418605},{"$f":"AE13*O13+($A$4-80)*AL13*$A$12/1000","v":11.086976744186048}]
[null,62,18.18325581395349,18.040000000000003,17.313488372093026,17.313488372093026,{"$f":"T14*$G$13","v":16.443720930232558},16.443720930232558,15.985813953488375,15.985813953488375,15.527906976744189,15.527906976744189,14.576279069767441,14.576279069767441,13.568372093023257,13.568372093023257,null,1.0331395348837209,0.98372093023255824,0.93430232558139537,0.9082848837209303,0.88226744186046524,0.82819767441860459,0.77093023255813953,0.992121553179516,1,1,1,1,1,1,0.83499999999999996,0.83499999999999996,0.83499999999999996,0.83499999999999996,0.83499999999999996,0.83499999999999996,0.83499999999999996,18.040000000000003,{"$f":"Z14*E14+($A$4-80)*AG14*$A$12/1000","v":17.313488372093026},{"$f":"AA14*G14+($A$4-80)*AH14*$A$12/1000","v":16.443720930232558},15.985813953488375,15.527906976744189,14.576279069767441,13.568372093023257]
[null,57,18.126976744186049,18.126976744186049,17.287906976744186,17.287906976744186,16.418139534883725,16.418139534883725,15.962790697674423,15.962790697674423,15.507441860465118,15.507441860465118,14.555813953488373,14.555813953488373,13.547906976744189,13.547906976744189,null,1.0299418604651163,0.98226744186046511,0.93284883720930245,0.90697674418604668,0.88110465116279069,0.82703488372093026,0.7697674418604652,1,1,1,1,1,1,1,0.83499999999999996,0.83499999999999996,0.83499999999999996,0.83499999999999996,0.83499999999999996,0.83499999999999996,0.83499999999999996,18.126976744186049,{"$f":"Z15*E15+($A$4-80)*AG15*$A$12/1000","v":17.287906976744186},{"$f":"AA15*G15+($A$4-80)*AH15*$A$12/1000","v":16.418139534883725},15.962790697674423,15.507441860465118,14.555813953488373,13.547906976744189]
[1350,72,22.015348837209306,12.05906976744186,20.802790697674421,11.450232558139536,19.559534883720929,10.846511627906978,18.912325581395351,10.544651162790696,18.265116279069769,10.242790697674417,16.934883720930234,9.6390697674418604,15.548372093023257,9.0302325581395344,null,1.250872093023256,1.1819767441860465,1.1113372093023255,1.0745639534883722,1.0377906976744187,0.96220930232558144,0.88343023255813957,0.54775737857308848,0.55041810132808655,0.5545383206905572,0.55755444339239812,0.56078431372549009,0.56918429003021143,0.58078315235274758,0.83499999999999996,0.83499999999999996,0.83499999999999996,0.83499999999999996,0.83499999999999996,0.83499999999999996,0.83499999999999996,{"$f":"Y16*C16+($A$4-80)*AF16*$A$16/1000","v":12.05906976744186},{"$f":"Z16*E16+($A$4-80)*AG16*$A$16/1000","v":11.450232558139536},{"$f":"AA16*G16+($A$4-80)*AH16*$A$16/1000","v":10.846511627906978},{"$f":"AB16*I16+($A$4-80)*AI16*$A$16/1000","v":10.544651162790696},{"$f":"AC16*K16+($A$4-80)*AJ16*$A$16/1000","v":10.242790697674417},{"$f":"AD16*M16+($A$4-80)*AK16*$A$16/1000","v":9.6390697674418604},{"$f":"AE16*O16+($A$4-80)*AL16*$A$16/1000","v":9.0302325581395344}]
[null,67,20.050697674418608,15.282325581395353,18.945581395348839,14.60186046511628,17.809767441860465,13.921395348837208,17.218837209302329,13.578604651162793,16.627906976744189,13.235813953488375,15.410232558139537,12.545116279069768,14.156744186046513,11.849302325581396,null,1.1392441860465117,1.0764534883720931,1.0119186046511628,0.97834302325581401,0.94476744186046513,0.87558139534883728,0.80436046511627912,0.76218423067108965,0.77072643802322438,0.78167193335248486,0.78859010548209774,0.79600000000000004,0.81407702523240366,0.83700758944705456,0.83499999999999996,0.83499999999999996,0.83499999999999996,0.83499999999999996,0.83499999999999996,0.83499999999999996,0.83499999999999996,{"$f":"Y17*C17+($A$4-80)*AF17*$A$16/1000","v":15.282325581395353},{"$f":"Z17*E17+($A$4-80)*AG17*$A$16/1000","v":14.60186046511628},{"$f":"AA17*G17+($A$4-80)*AH17*$A$16/1000","v":13.921395348837208},{"$f":"AB17*I17+($A$4-80)*AI17*$A$16/1000","v":13.578604651162793},{"$f":"AC17*K17+($A$4-80)*AJ17*$A$16/1000","v":13.235813953488375},{"$f":"AD17*M17+($A$4-80)*AK17*$A$16/1000","v":12.545116279069768},{"$f":"AE17*O17+($A$4-80)*AL17*$A$16/1000","v":11.849302325581396}]
[null,62,18.766511627906976,18.766511627906976,17.881395348837213,17.881395348837213,16.965581395348838,16.965581395348838,16.484651162790698,16.484651162790698,16.003720930232561,16.003720930232561,15.000930232558142,15.000930232558142,13.941860465116282,13.941860465116282,null,1.0662790697674418,1.0159883720930234,0.96395348837209294,0.93662790697674414,0.90930232558139545,0.85232558139534886,0.79215116279069775,1,1,1,1,1,1,1,0.83499999999999996,0.83499999999999996,0.83499999999999996,0.83499999999999996,0.83499999999999996,0.83499999999999996,0.83499999999999996,18.766511627906976,{"$f":"Z18*E18+($A$4-80)*AG18*$A$16/1000","v":17.881395348837213},{"$f":"AA18*G18+($A$4-80)*AH18*$A$16/1000","v":16.965581395348838},16.484651162790698,16.003720930232561,15.000930232558142,13.941860465116282]
[null,57,18.740930232558142,18.740930232558142,17.855813953488376,17.855813953488376,16.940000000000001,16.940000000000001,16.459069767441864,16.459069767441864,15.978139534883724,15.978139534883724,14.980465116279072,14.980465116279072,13.921395348837212,13.921395348837212,null,1.0648255813953489,1.0145348837209303,0.96250000000000002,0.93517441860465123,0.90784883720930243,0.85116279069767453,0.79098837209302331,1,1,1,1,1,1,1,0.83499999999999996,0.83499999999999996,0.83499999999999996,0.83499999999999996,0.83499999999999996,0.83499999999999996,0.83499999999999996,18.740930232558142,{"$f":"Z19*E19+($A$4-80)*AG19*$A$16/1000","v":17.855813953488376},{"$f":"AA19*G19+($A$4-80)*AH19*$A$16/1000","v":16.940000000000001},16.459069767441864,15.978139534883724,14.980465116279072,13.921395348837212]

{"sheet":"24ANB6_42","index":83,"n_rows":19,"n_cols":45,"rows_kept":19,"cut":false,"hidden":true,"merged":[[130,0,133,0],[120,12,121,12],[120,13,121,13],[120,14,121,14],[120,15,121,15],[122,0,125,0],[126,0,129,0],[119,12,119,13],[119,14,119,15],[120,4,121,4],[120,5,121,5],[120,6,121,6],[120,7,121,7],[120,8,121,8],[120,9,121,9],[120,10,121,10],[120,11,121,11],[119,0,121,0],[119,1,121,1],[119,4,119,5],[119,6,119,7],[119,8,119,9],[119,10,119,11],[111,0,114,0],[117,0,118,1],[117,4,117,15],[118,4,118,5],[118,6,118,7],[118,8,118,9],[118,10,118,11],[118,12,118,13],[118,14,118,15],[101,12,102,12],[101,13,102,13],[101,14,102,14],[101,15,102,15],[103,0,106,0],[107,0,110,0],[100,12,100,13],[100,14,100,15],[101,4,102,4],[101,5,102,5],[101,6,102,6],[101,7,102,7],[101,8,102,8],[101,9,102,9],[101,10,102,10],[101,11,102,11],[100,0,102,0],[100,1,102,1],[100,4,100,5],[100,6,100,7],[100,8,100,9],[100,10,100,11],[92,0,95,0],[98,0,99,1],[98,4,98,15],[99,4,99,5],[99,6,99,7],[99,8,99,9],[99,10,99,11],[99,12,99,13],[99,14,99,15],[82,12,83,12],[82,13,83,13],[82,14,83,14],[82,15,83,15],[84,0,87,0],[88,0,91,0],[81,12,81,13],[81,14,81,15],[82,4,83,4],[82,5,83,5],[82,6,83,6],[82,7,83,7],[82,8,83,8],[82,9,83,9],[82,10,83,10],[82,11,83,11],[81,0,83,0],[81,1,83,1],[81,4,81,5],[81,6,81,7],[81,8,81,9],[81,10,81,11],[73,0,76,0],[79,0,80,1],[79,4,79,15],[80,4,80,5],[80,6,80,7],[80,8,80,9],[80,10,80,11],[80,12,80,13],[80,14,80,15],[63,12,64,12],[63,13,64,13],[63,14,64,14],[63,15,64,15],[65,0,68,0],[69,0,72,0],[62,12,62,13],[62,14,62,15],[63,4,64,4],[63,5,64,5],[63,6,64,6],[63,7,64,7],[63,8,64,8],[63,9,64,9],[63,10,64,10],[63,11,64,11],[62,0,64,0],[62,1,64,1],[62,4,62,5],[62,6,62,7],[62,8,62,9],[62,10,62,11],[54,0,57,0],[60,0,61,1],[60,4,60,15],[61,4,61,5],[61,6,61,7],[61,8,61,9],[61,10,61,11],[61,12,61,13],[61,14,61,15],[44,12,45,12],[44,13,45,13],[44,14,45,14],[44,15,45,15],[46,0,49,0],[50,0,53,0],[43,12,43,13],[43,14,43,15],[44,4,45,4],[44,5,45,5],[44,6,45,6],[44,7,45,7],[44,8,45,8],[44,9,45,9],[44,10,45,10],[44,11,45,11],[43,0,45,0],[43,1,45,1],[43,4,43,5],[43,6,43,7],[43,8,43,9],[43,10,43,11],[35,0,38,0],[41,0,42,1],[41,4,41,15],[42,4,42,5],[42,6,42,7],[42,8,42,9],[42,10,42,11],[42,12,42,13],[42,14,42,15],[25,12,26,12],[25,13,26,13],[25,14,26,14],[25,15,26,15],[27,0,30,0],[31,0,34,0],[24,12,24,13],[24,14,24,15],[25,4,26,4],[25,5,26,5],[25,6,26,6],[25,7,26,7],[25,8,26,8],[25,9,26,9],[25,10,26,10],[25,11,26,11],[24,0,26,0],[24,1,26,1],[24,4,24,5],[24,6,24,7],[24,8,24,9],[24,10,24,11],[7,0,10,0],[11,0,14,0],[15,0,18,0],[22,4,22,15],[23,4,23,5],[23,6,23,7],[23,8,23,9],[23,10,23,11],[23,12,23,13],[23,14,23,15],[5,10,6,10],[5,11,6,11],[5,12,6,12],[5,13,6,13],[5,14,6,14],[5,15,6,15],[4,10,4,11],[4,12,4,13],[4,14,4,15],[5,2,6,2],[5,3,6,3],[5,4,6,4],[5,5,6,5],[5,6,6,6],[5,7,6,7],[5,8,6,8],[4,0,6,0],[4,1,6,1],[4,2,4,3],[4,4,4,5],[4,6,4,7],[4,8,4,9],[5,9,6,9],[2,0,2,1],[2,2,2,15],[3,2,3,3],[3,4,3,5],[3,6,3,7],[3,8,3,9],[3,10,3,11],[3,12,3,13],[3,14,3,15]]}
[]
["24ANB6_42"]
["Evaporator Air \n",null,"Condenser  Entering Air Temperature ˚F"]
[80,"°F DB",75,null,85,null,95,null,100,null,105,null,115,null,125]
["CFM","EWB†\n˚F","Capacity Mbtuh",null,"Capacity Mbtuh",null,"Capacity Mbtuh",null,"Capacity Mbtuh",null,"Capacity Mbtuh",null,"Capacity Mbtuh",null,"Capacity Mbtuh"]
[null,null,"Total","Sens.","Total","Sens.","Total","Sens.","Total","Sens.","Total","Sens.","Total","Sens.","Total","Sens."]
[null,null,null,null,null,null,null,null,null,null,null,null,null,null,null,null,null,"Total Factors",null,null,null,null,null,null,"Sens. %",null,null,null,null,null,null,"IDB Adj",null,null,null,null,null,null,"Sens Calc"]
[1225,72,{"$f":"R8*$G$13","v":20.675809523809527},{"$f":"IF(AM8>C8,C8,AM8)","v":10.35047619047619},{"$f":"S8*$G$13","v":19.892190476190478},{"$f":"IF(AN8>E8,E8,AN8)","v":10.090666666666667},{"$f":"T8*$G$13","v":19.028952380952379},{"$f":"IF(AO8>G8,G8,AO8)","v":9.8057142857142843},{"$f":"U8*$G$13","v":18.555428571428571},{"$f":"IF(AP8>I8,I8,AP8)","v":9.6527619047619044},{"$f":"V8*$G$13","v":18.081904761904763},{"$f":"IF(AQ8>K8,K8,AQ8)","v":9.4998095238095246},{"$f":"W8*$G$13","v":17.059428571428572},{"$f":"IF(AR8>M8,M8,AR8)","v":9.172952380952383},{"$f":"X8*$G$13","v":15.948952380952383},{"$f":"IF(AS8>O8,O8,AS8)","v":8.8251428571428558},null,1.1747619047619049,1.1302380952380953,1.081190476190476,1.0542857142857143,1.0273809523809523,0.96928571428571431,0.90619047619047621,0.50060802594244014,0.50726774805140085,0.5153049988989209,0.52021228545618792,0.52537659327925845,0.53770572340948175,0.5533368365738307,0.83499999999999996,0.83499999999999996,0.83499999999999996,0.83499999999999996,0.83499999999999996,0.83499999999999996,0.83499999999999996,{"$f":"Y8*C8+($A$4-80)*AF8*$A$8/1000","v":10.35047619047619},{"$f":"Z8*E8+($A$4-80)*AG8*$A$8/1000","v":10.090666666666667},{"$f":"AA8*G8+($A$4-80)*AH8*$A$8/1000","v":9.8057142857142843},{"$f":"AB8*I8+($A$4-80)*AI8*$A$8/1000","v":9.6527619047619044},{"$f":"AC8*K8+($A$4-80)*AJ8*$A$8/1000","v":9.4998095238095246},{"$f":"AD8*M8+($A$4-80)*AK8*$A$8/1000","v":9.172952380952383},{"$f":"AE8*O8+($A$4-80)*AL8*$A$8/1000","v":8.8251428571428558}]
[null,67,18.836190476190477,12.755809523809525,18.123809523809523,{"$f":"IF(AN9>E9,E9,AN9)","v":12.512761904761904},{"$f":"T9*$G$13","v":17.344380952380956},{"$f":"IF(AO9>G9,G9,AO9)","v":12.248761904761906},16.912761904761904,{"$f":"IF(AP9>I9,I9,AP9)","v":12.104190476190475},16.481142857142856,{"$f":"IF(AQ9>K9,K9,AQ9)","v":11.959619047619048},15.550857142857144,{"$f":"IF(AR9>M9,M9,AR9)","v":11.645333333333333},14.545142857142858,{"$f":"IF(AS9>O9,O9,AS9)","v":11.310095238095238},null,1.0702380952380952,1.0297619047619047,0.98547619047619051,0.96095238095238089,0.93642857142857139,0.88357142857142856,0.8264285714285714,0.67719688542825363,0.69040462427745664,0.70620922928243535,0.71568384539147667,0.72565471650139846,0.74885475613042307,0.77758571016997979,0.83499999999999996,0.83499999999999996,0.83499999999999996,0.83499999999999996,0.83499999999999996,0.83499999999999996,0.83499999999999996,{"$f":"Y9*C9+($A$4-80)*AF9*$A$8/1000","v":12.755809523809525},{"$f":"Z9*E9+($A$4-80)*AG9*$A$8/1000","v":12.512761904761904},{"$f":"AA9*G9+($A$4-80)*AH9*$A$8/1000","v":12.248761904761906},{"$f":"AB9*I9+($A$4-80)*AI9*$A$8/1000","v":12.104190476190475},{"$f":"AC9*K9+($A$4-80)*AJ9*$A$8/1000","v":11.959619047619048},{"$f":"AD9*M9+($A$4-80)*AK9*$A$8/1000","v":11.645333333333333},{"$f":"AE9*O9+($A$4-80)*AL9*$A$8/1000","v":11.310095238095238}]
[null,62,17.231238095238094,15.131809523809522,16.606857142857145,14.901333333333335,{"$f":"T10*$G$13","v":15.927999999999999},14.637333333333334,15.586476190476192,14.941142857142859,15.244952380952384,15.244952380952384,14.561904761904762,14.561904761904762,13.803428571428572,13.803428571428572,null,0.97904761904761894,0.94357142857142862,0.90499999999999992,0.8855952380952381,0.86619047619047629,0.82738095238095233,0.78428571428571425,0.87816147859922178,0.89730002523340902,0.91896869244935553,0.95859658556257565,1,1,1,0.83499999999999996,0.83499999999999996,0.83499999999999996,0.83499999999999996,0.83499999999999996,0.83499999999999996,0.83499999999999996,15.131809523809522,{"$f":"Z10*E10+($A$4-80)*AG10*$A$8/1000","v":14.901333333333335},{"$f":"AA10*G10+($A$4-80)*AH10*$A$8/1000","v":14.637333333333334},14.941142857142859,15.244952380952384,14.561904761904762,13.803428571428572]
[null,57,16.866666666666667,16.866666666666667,16.384761904761906,16.384761904761906,{"$f":"T11*$G$13","v":15.835809523809525},15.835809523809525,15.529904761904765,15.529904761904765,15.224,15.224,14.540952380952383,14.540952380952383,13.786666666666667,13.786666666666667,null,0.95833333333333337,0.93095238095238098,0.89976190476190476,0.88238095238095249,0.86499999999999999,0.82619047619047625,0.78333333333333333,1,1,1,1,1,1,1,0.83499999999999996,0.83499999999999996,0.83499999999999996,0.83499999999999996,0.83499999999999996,0.83499999999999996,0.83499999999999996,16.866666666666667,{"$f":"Z11*E11+($A$4-80)*AG11*$A$8/1000","v":16.384761904761906},{"$f":"AA11*G11+($A$4-80)*AH11*$A$8/1000","v":15.835809523809525},{"$f":"AB11*I11+($A$4-80)*AI11*$A$8/1000","v":15.529904761904765},15.224,14.540952380952383,13.786666666666667]
[1400,72,21.01942857142857,10.891047619047617,20.189714285714288,10.627047619047621,{"$f":"T12*$G$13","v":19.288761904761909},10.34209523809524,18.796380952380957,10.189142857142857,18.304000000000002,10.036190476190477,17.235428571428574,9.7051428571428584,16.087238095238099,9.3531428571428599,null,1.1942857142857142,1.1471428571428572,1.095952380952381,1.0679761904761906,1.04,0.97928571428571431,0.91404761904761911,0.51814194577352468,0.52635948526359488,0.53617206169889198,0.54208003567049368,0.54830586080586075,0.56309263311451496,0.58140140661630635,0.83499999999999996,0.83499999999999996,0.83499999999999996,0.83499999999999996,0.83499999999999996,0.83499999999999996,0.83499999999999996,{"$f":"Y12*C12+($A$4-80)*AF12*$A$12/1000","v":10.891047619047617},{"$f":"Z12*E12+($A$4-80)*AG12*$A$12/1000","v":10.627047619047621},{"$f":"AA12*G12+($A$4-80)*AH12*$A$12/1000","v":10.34209523809524},{"$f":"AB12*I12+($A$4-80)*AI12*$A$12/1000","v":10.189142857142857},{"$f":"AC12*K12+($A$4-80)*AJ12*$A$12/1000","v":10.036190476190477},{"$f":"AD12*M12+($A$4-80)*AK12*$A$12/1000","v":9.7051428571428584},{"$f":"AE12*O12+($A$4-80)*AL12*$A$12/1000","v":9.3531428571428599}]
[null,67,19.167238095238098,13.623238095238095,18.421333333333333,13.384380952380951,17.600000000000001,13.116190476190477,17.153714285714287,12.971619047619047,16.707428571428572,12.827047619047621,15.739428571428574,12.508571428571431,14.700190476190476,12.169142857142857,null,1.089047619047619,1.0466666666666666,1,0.97464285714285714,0.94928571428571418,0.89428571428571435,0.83523809523809522,0.71075644949715777,0.72656960873521381,0.74523809523809526,0.75619885183828006,0.76774517180837731,0.79472843450479236,0.82782212086659068,0.83499999999999996,0.83499999999999996,0.83499999999999996,0.83499999999999996,0.83499999999999996,0.83499999999999996,0.83499999999999996,{"$f":"Y13*C13+($A$4-80)*AF13*$A$12/1000","v":13.623238095238095},{"$f":"Z13*E13+($A$4-80)*AG13*$A$12/1000","v":13.384380952380951},{"$f":"AA13*G13+($A$4-80)*AH13*$A$12/1000","v":13.116190476190477},{"$f":"AB13*I13+($A$4-80)*AI13*$A$12/1000","v":12.971619047619047},{"$f":"AC13*K13+($A$4-80)*AJ13*$A$12/1000","v":12.827047619047621},{"$f":"AD13*M13+($A$4-80)*AK13*$A$12/1000","v":12.508571428571431},{"$f":"AE13*O13+($A$4-80)*AL13*$A$12/1000","v":12.169142857142857}]
[null,62,17.646095238095238,16.284190476190474,17.063619047619049,17.063619047619049,{"$f":"T14*$G$13","v":16.46857142857143},16.46857142857143,16.135428571428573,16.135428571428573,15.802285714285716,15.802285714285716,15.064761904761907,15.064761904761907,14.251809523809523,14.251809523809523,null,1.0026190476190475,0.96952380952380945,0.93571428571428561,0.9167857142857142,0.89785714285714291,0.85595238095238102,0.80976190476190468,0.92282118261695556,1,1,1,1,1,1,0.83499999999999996,0.83499999999999996,0.83499999999999996,0.83499999999999996,0.83499999999999996,0.83499999999999996,0.83499999999999996,16.284190476190474,{"$f":"Z14*E14+($A$4-80)*AG14*$A$12/1000","v":17.063619047619049},{"$f":"AA14*G14+($A$4-80)*AH14*$A$12/1000","v":16.46857142857143},16.135428571428573,15.802285714285716,15.064761904761907,14.251809523809523]
[null,57,17.566476190476191,17.566476190476191,17.038476190476189,17.038476190476189,16.443428571428573,16.443428571428573,16.110285714285716,16.110285714285716,15.777142857142858,15.777142857142858,15.043809523809525,15.043809523809525,14.23504761904762,14.23504761904762,null,0.99809523809523815,0.96809523809523801,0.93428571428571439,0.91535714285714287,0.89642857142857135,0.85476190476190472,0.80880952380952376,1,1,1,1,1,1,1,0.83499999999999996,0.83499999999999996,0.83499999999999996,0.83499999999999996,0.83499999999999996,0.83499999999999996,0.83499999999999996,17.566476190476191,{"$f":"Z15*E15+($A$4-80)*AG15*$A$12/1000","v":17.038476190476189},{"$f":"AA15*G15+($A$4-80)*AH15*$A$12/1000","v":16.443428571428573},16.110285714285716,15.777142857142858,15.043809523809525,14.23504761904762]
[1575,72,21.262476190476193,11.402285714285714,20.40761904761905,11.138285714285715,19.468952380952381,10.853333333333332,18.959809523809529,10.698285714285715,18.450666666666667,10.543238095238095,17.352761904761905,10.216380952380954,16.175238095238097,9.8643809523809534,null,1.2080952380952381,1.1595238095238096,1.1061904761904762,1.077261904761905,1.0483333333333333,0.98595238095238091,0.91904761904761911,0.53626330311391401,0.5457905544147843,0.55746879035729657,0.56426124433639069,0.5714285714285714,0.58874667954600346,0.60984455958549222,0.83499999999999996,0.83499999999999996,0.83499999999999996,0.83499999999999996,0.83499999999999996,0.83499999999999996,0.83499999999999996,{"$f":"Y16*C16+($A$4-80)*AF16*$A$16/1000","v":11.402285714285714},{"$f":"Z16*E16+($A$4-80)*AG16*$A$16/1000","v":11.138285714285715},{"$f":"AA16*G16+($A$4-80)*AH16*$A$16/1000","v":10.853333333333332},{"$f":"AB16*I16+($A$4-80)*AI16*$A$16/1000","v":10.698285714285715},{"$f":"AC16*K16+($A$4-80)*AJ16*$A$16/1000","v":10.543238095238095},{"$f":"AD16*M16+($A$4-80)*AK16*$A$16/1000","v":10.216380952380954},{"$f":"AE16*O16+($A$4-80)*AL16*$A$16/1000","v":9.8643809523809534}]
[null,67,19.410285714285713,14.457142857142856,18.639238095238095,14.214095238095242,17.792761904761907,13.950095238095239,17.331809523809525,13.80342857142857,16.870857142857144,13.656761904761908,15.877714285714287,13.334095238095239,14.825904761904765,12.982095238095241,null,1.1028571428571428,1.059047619047619,1.010952380952381,0.98476190476190473,0.95857142857142852,0.90214285714285714,0.84238095238095245,0.74481865284974091,0.7625899280575541,0.78403203014601974,0.79642166344293996,0.80948832588176867,0.83979941937186597,0.87563595251554549,0.83499999999999996,0.83499999999999996,0.83499999999999996,0.83499999999999996,0.83499999999999996,0.83499999999999996,0.83499999999999996,{"$f":"Y17*C17+($A$4-80)*AF17*$A$16/1000","v":14.457142857142856},{"$f":"Z17*E17+($A$4-80)*AG17*$A$16/1000","v":14.214095238095242},{"$f":"AA17*G17+($A$4-80)*AH17*$A$16/1000","v":13.950095238095239},{"$f":"AB17*I17+($A$4-80)*AI17*$A$16/1000","v":13.80342857142857},{"$f":"AC17*K17+($A$4-80)*AJ17*$A$16/1000","v":13.656761904761908},{"$f":"AD17*M17+($A$4-80)*AK17*$A$16/1000","v":13.334095238095239},{"$f":"AE17*O17+($A$4-80)*AL17*$A$16/1000","v":12.982095238095241}]
[null,62,18.165714285714291,18.165714285714291,17.600000000000001,17.600000000000001,16.958857142857145,16.958857142857145,16.604761904761904,16.604761904761904,16.250666666666667,16.250666666666667,15.467047619047619,15.467047619047619,14.608000000000001,14.608000000000001,null,1.0321428571428573,1,0.96357142857142852,0.94345238095238093,0.92333333333333334,0.87880952380952371,0.83,1,1,1,1,1,1,1,0.83499999999999996,0.83499999999999996,0.83499999999999996,0.83499999999999996,0.83499999999999996,0.83499999999999996,0.83499999999999996,18.165714285714291,{"$f":"Z18*E18+($A$4-80)*AG18*$A$16/1000","v":17.600000000000001},{"$f":"AA18*G18+($A$4-80)*AH18*$A$16/1000","v":16.958857142857145},16.604761904761904,16.250666666666667,15.467047619047619,14.608000000000001]
[null,57,18.14057142857143,18.14057142857143,17.574857142857145,17.574857142857145,16.937904761904765,16.937904761904765,16.583809523809528,16.583809523809528,16.229714285714284,16.229714285714284,15.450285714285714,15.450285714285714,14.591238095238095,14.591238095238095,null,1.0307142857142857,0.99857142857142855,0.96238095238095245,0.94226190476190486,0.92214285714285704,0.87785714285714278,0.82904761904761903,1,1,1,1,1,1,1,0.83499999999999996,0.83499999999999996,0.83499999999999996,0.83499999999999996,0.83499999999999996,0.83499999999999996,0.83499999999999996,18.14057142857143,{"$f":"Z19*E19+($A$4-80)*AG19*$A$16/1000","v":17.574857142857145},{"$f":"AA19*G19+($A$4-80)*AH19*$A$16/1000","v":16.937904761904765},16.583809523809528,16.229714285714284,15.450285714285714,14.591238095238095]

{"sheet":"24ANB6_48","index":84,"n_rows":19,"n_cols":45,"rows_kept":19,"cut":false,"hidden":true,"merged":[[130,0,133,0],[120,12,121,12],[120,13,121,13],[120,14,121,14],[120,15,121,15],[122,0,125,0],[126,0,129,0],[119,12,119,13],[119,14,119,15],[120,4,121,4],[120,5,121,5],[120,6,121,6],[120,7,121,7],[120,8,121,8],[120,9,121,9],[120,10,121,10],[120,11,121,11],[119,0,121,0],[119,1,121,1],[119,4,119,5],[119,6,119,7],[119,8,119,9],[119,10,119,11],[111,0,114,0],[117,0,118,1],[117,4,117,15],[118,4,118,5],[118,6,118,7],[118,8,118,9],[118,10,118,11],[118,12,118,13],[118,14,118,15],[101,12,102,12],[101,13,102,13],[101,14,102,14],[101,15,102,15],[103,0,106,0],[107,0,110,0],[100,12,100,13],[100,14,100,15],[101,4,102,4],[101,5,102,5],[101,6,102,6],[101,7,102,7],[101,8,102,8],[101,9,102,9],[101,10,102,10],[101,11,102,11],[100,0,102,0],[100,1,102,1],[100,4,100,5],[100,6,100,7],[100,8,100,9],[100,10,100,11],[92,0,95,0],[98,0,99,1],[98,4,98,15],[99,4,99,5],[99,6,99,7],[99,8,99,9],[99,10,99,11],[99,12,99,13],[99,14,99,15],[82,12,83,12],[82,13,83,13],[82,14,83,14],[82,15,83,15],[84,0,87,0],[88,0,91,0],[81,12,81,13],[81,14,81,15],[82,4,83,4],[82,5,83,5],[82,6,83,6],[82,7,83,7],[82,8,83,8],[82,9,83,9],[82,10,83,10],[82,11,83,11],[81,0,83,0],[81,1,83,1],[81,4,81,5],[81,6,81,7],[81,8,81,9],[81,10,81,11],[73,0,76,0],[79,0,80,1],[79,4,79,15],[80,4,80,5],[80,6,80,7],[80,8,80,9],[80,10,80,11],[80,12,80,13],[80,14,80,15],[63,12,64,12],[63,13,64,13],[63,14,64,14],[63,15,64,15],[65,0,68,0],[69,0,72,0],[62,12,62,13],[62,14,62,15],[63,4,64,4],[63,5,64,5],[63,6,64,6],[63,7,64,7],[63,8,64,8],[63,9,64,9],[63,10,64,10],[63,11,64,11],[62,0,64,0],[62,1,64,1],[62,4,62,5],[62,6,62,7],[62,8,62,9],[62,10,62,11],[54,0,57,0],[60,0,61,1],[60,4,60,15],[61,4,61,5],[61,6,61,7],[61,8,61,9],[61,10,61,11],[61,12,61,13],[61,14,61,15],[44,12,45,12],[44,13,45,13],[44,14,45,14],[44,15,45,15],[46,0,49,0],[50,0,53,0],[43,12,43,13],[43,14,43,15],[44,4,45,4],[44,5,45,5],[44,6,45,6],[44,7,45,7],[44,8,45,8],[44,9,45,9],[44,10,45,10],[44,11,45,11],[43,0,45,0],[43,1,45,1],[43,4,43,5],[43,6,43,7],[43,8,43,9],[43,10,43,11],[35,0,38,0],[41,0,42,1],[41,4,41,15],[42,4,42,5],[42,6,42,7],[42,8,42,9],[42,10,42,11],[42,12,42,13],[42,14,42,15],[25,12,26,12],[25,13,26,13],[25,14,26,14],[25,15,26,15],[27,0,30,0],[31,0,34,0],[24,12,24,13],[24,14,24,15],[25,4,26,4],[25,5,26,5],[25,6,26,6],[25,7,26,7],[25,8,26,8],[25,9,26,9],[25,10,26,10],[25,11,26,11],[24,0,26,0],[24,1,26,1],[24,4,24,5],[24,6,24,7],[24,8,24,9],[24,10,24,11],[7,0,10,0],[11,0,14,0],[15,0,18,0],[22,4,22,15],[23,4,23,5],[23,6,23,7],[23,8,23,9],[23,10,23,11],[23,12,23,13],[23,14,23,15],[5,10,6,10],[5,11,6,11],[5,12,6,12],[5,13,6,13],[5,14,6,14],[5,15,6,15],[4,10,4,11],[4,12,4,13],[4,14,4,15],[5,2,6,2],[5,3,6,3],[5,4,6,4],[5,5,6,5],[5,6,6,6],[5,7,6,7],[5,8,6,8],[4,0,6,0],[4,1,6,1],[4,2,4,3],[4,4,4,5],[4,6,4,7],[4,8,4,9],[5,9,6,9],[2,0,2,1],[2,2,2,15],[3,2,3,3],[3,4,3,5],[3,6,3,7],[3,8,3,9],[3,10,3,11],[3,12,3,13],[3,14,3,15]]}
[]
["24ANB6_48"]
["Evaporator Air \n",null,"Condenser  Entering Air Temperature ˚F"]
[80,"°F DB",75,null,85,null,95,null,100,null,105,null,115,null,125]
["CFM","EWB†\n˚F","Capacity Mbtuh",null,"Capacity Mbtuh",null,"Capacity Mbtuh",null,"Capacity Mbtuh",null,"Capacity Mbtuh",null,"Capacity Mbtuh",null,"Capacity Mbtuh"]
[null,null,"Total","Sens.","Total","Sens.","Total","Sens.","Total","Sens.","Total","Sens.","Total","Sens.","Total","Sens."]
[null,null,null,null,null,null,null,null,null,null,null,null,null,null,null,null,null,"Total Factors",null,null,null,null,null,null,"Sens. %",null,null,null,null,null,null,"IDB Adj",null,null,null,null,null,null,"Sens Calc"]
[1400,72,{"$f":"R8*$G$13","v":21.294107526881724},{"$f":"IF(AM8>C8,C8,AM8)","v":10.594064516129034},{"$f":"S8*$G$13","v":20.222967741935484},{"$f":"IF(AN8>E8,E8,AN8)","v":10.223139784946238},{"$f":"T8*$G$13","v":19.113978494623655},{"$f":"IF(AO8>G8,G8,AO8)","v":9.8446451612903232},{"$f":"U8*$G$13","v":18.542451612903225},{"$f":"IF(AP8>I8,I8,AP8)","v":9.6497204301075268},{"$f":"V8*$G$13","v":17.970924731182794},{"$f":"IF(AQ8>K8,K8,AQ8)","v":9.4547956989247304},{"$f":"W8*$G$13","v":16.767311827956991},{"$f":"IF(AR8>M8,M8,AR8)","v":9.0535913978494644},{"$f":"X8*$G$13","v":15.49178494623656},{"$f":"IF(AS8>O8,O8,AS8)","v":8.6334623655913969},null,1.2098924731182796,1.149032258064516,1.086021505376344,1.0535483870967741,1.0210752688172042,0.95268817204301071,0.88021505376344089,0.4975115535015997,0.50552124274752019,0.51504950495049506,0.52041232904674428,0.52611625947767482,0.53995485327313775,0.55729293916442701,0.83499999999999996,0.83499999999999996,0.83499999999999996,0.83499999999999996,0.83499999999999996,0.83499999999999996,0.83499999999999996,{"$f":"Y8*C8+($A$4-80)*AF8*$A$8/1000","v":10.594064516129034},{"$f":"Z8*E8+($A$4-80)*AG8*$A$8/1000","v":10.223139784946238},{"$f":"AA8*G8+($A$4-80)*AH8*$A$8/1000","v":9.8446451612903232},{"$f":"AB8*I8+($A$4-80)*AI8*$A$8/1000","v":9.6497204301075268},{"$f":"AC8*K8+($A$4-80)*AJ8*$A$8/1000","v":9.4547956989247304},{"$f":"AD8*M8+($A$4-80)*AK8*$A$8/1000","v":9.0535913978494644},{"$f":"AE8*O8+($A$4-80)*AL8*$A$8/1000","v":8.6334623655913969}]
[null,67,19.261591397849465,13.031569892473119,18.31156989247312,{"$f":"IF(AN9>E9,E9,AN9)","v":12.668215053763442},{"$f":"T9*$G$13","v":17.327483870967743},{"$f":"IF(AO9>G9,G9,AO9)","v":12.293505376344084},16.816516129032259,{"$f":"IF(AP9>I9,I9,AP9)","v":12.102365591397849},16.305548387096774,{"$f":"IF(AQ9>K9,K9,AQ9)","v":11.911225806451613},15.234408602150539,{"$f":"IF(AR9>M9,M9,AR9)","v":11.513806451612904},14.091354838709677,{"$f":"IF(AS9>O9,O9,AS9)","v":11.093677419354838},null,1.0944086021505377,1.0404301075268818,0.98451612903225805,0.9554838709677419,0.92645161290322575,0.86559139784946237,0.80064516129032248,0.67655728040872465,0.69181479950392721,0.70948012232415891,0.71967139320279083,0.73050139275766013,0.75577639751552794,0.78726833199033042,0.83499999999999996,0.83499999999999996,0.83499999999999996,0.83499999999999996,0.83499999999999996,0.83499999999999996,0.83499999999999996,{"$f":"Y9*C9+($A$4-80)*AF9*$A$8/1000","v":13.031569892473119},{"$f":"Z9*E9+($A$4-80)*AG9*$A$8/1000","v":12.668215053763442},{"$f":"AA9*G9+($A$4-80)*AH9*$A$8/1000","v":12.293505376344084},{"$f":"AB9*I9+($A$4-80)*AI9*$A$8/1000","v":12.102365591397849},{"$f":"AC9*K9+($A$4-80)*AJ9*$A$8/1000","v":11.911225806451613},{"$f":"AD9*M9+($A$4-80)*AK9*$A$8/1000","v":11.513806451612904},{"$f":"AE9*O9+($A$4-80)*AL9*$A$8/1000","v":11.093677419354838}]
[null,62,17.543225806451616,15.442580645161291,16.718107526881724,15.075440860215055,{"$f":"T10*$G$13","v":15.889204301075269},15.832430107526882,15.510709677419355,15.482322580645162,15.132215053763442,15.132215053763442,14.322236559139787,14.322236559139787,13.444129032258067,13.444129032258067,null,0.99677419354838714,0.94989247311827962,0.9027956989247311,0.8812903225806451,0.8597849462365591,0.81376344086021513,0.76387096774193552,0.88025889967637527,0.9017432646592709,0.99642686993806573,0.99816983894582734,1,1,1,0.83499999999999996,0.83499999999999996,0.83499999999999996,0.83499999999999996,0.83499999999999996,0.83499999999999996,0.83499999999999996,15.442580645161291,{"$f":"Z10*E10+($A$4-80)*AG10*$A$8/1000","v":15.075440860215055},{"$f":"AA10*G10+($A$4-80)*AH10*$A$8/1000","v":15.832430107526882},15.482322580645162,15.132215053763442,14.322236559139787,13.444129032258067]
[null,57,17.240430107526883,17.240430107526883,16.562924731182797,16.562924731182797,{"$f":"T11*$G$13","v":15.855139784946239},15.855139784946239,15.480430107526882,15.480430107526882,15.105720430107526,15.105720430107526,14.299526881720432,14.299526881720432,13.42520430107527,13.42520430107527,null,0.97956989247311821,0.94107526881720427,0.90086021505376346,0.87956989247311823,0.858279569892473,0.81247311827956992,0.7627956989247312,1,1,1,1,1,1,1,0.83499999999999996,0.83499999999999996,0.83499999999999996,0.83499999999999996,0.83499999999999996,0.83499999999999996,0.83499999999999996,17.240430107526883,{"$f":"Z11*E11+($A$4-80)*AG11*$A$8/1000","v":16.562924731182797},{"$f":"AA11*G11+($A$4-80)*AH11*$A$8/1000","v":15.855139784946239},{"$f":"AB11*I11+($A$4-80)*AI11*$A$8/1000","v":15.480430107526882},15.105720430107526,14.299526881720432,13.42520430107527]
[1600,72,21.680172043010757,11.169376344086023,20.552258064516131,10.78709677419355,{"$f":"T12*$G$13","v":19.394064516129035},10.401032258064518,18.796043010752687,10.202322580645161,18.198021505376346,10.003612903225809,16.948989247311829,9.5948387096774201,15.628043010752689,9.1671397849462366,null,1.2318279569892474,1.167741935483871,1.1019354838709678,1.0679569892473117,1.0339784946236559,0.96301075268817204,0.88795698924731181,0.51518854748603349,0.52486187845303867,0.53629976580796257,0.54279097865485304,0.54970881863560739,0.56610093791871374,0.58658270767740373,0.83499999999999996,0.83499999999999996,0.83499999999999996,0.83499999999999996,0.83499999999999996,0.83499999999999996,0.83499999999999996,{"$f":"Y12*C12+($A$4-80)*AF12*$A$12/1000","v":11.169376344086023},{"$f":"Z12*E12+($A$4-80)*AG12*$A$12/1000","v":10.78709677419355},{"$f":"AA12*G12+($A$4-80)*AH12*$A$12/1000","v":10.401032258064518},{"$f":"AB12*I12+($A$4-80)*AI12*$A$12/1000","v":10.202322580645161},{"$f":"AC12*K12+($A$4-80)*AJ12*$A$12/1000","v":10.003612903225809},{"$f":"AD12*M12+($A$4-80)*AK12*$A$12/1000","v":9.5948387096774201},{"$f":"AE12*O12+($A$4-80)*AL12*$A$12/1000","v":9.1671397849462366}]
[null,67,19.628731182795701,13.947526881720432,18.625720430107531,13.569032258064519,17.600000000000001,13.190537634408605,17.068215053763442,12.993720430107528,16.536430107526883,12.796903225806455,15.423655913978497,12.384344086021507,14.250322580645163,11.952860215053764,null,1.115268817204301,1.0582795698924732,1,0.96978494623655909,0.93956989247311828,0.87634408602150538,0.80967741935483872,0.71056691091399926,0.72851046535257058,0.74946236559139789,0.76128173855194592,0.77386129549095917,0.8029447852760736,0.83877822045152717,0.83499999999999996,0.83499999999999996,0.83499999999999996,0.83499999999999996,0.83499999999999996,0.83499999999999996,0.83499999999999996,{"$f":"Y13*C13+($A$4-80)*AF13*$A$12/1000","v":13.947526881720432},{"$f":"Z13*E13+($A$4-80)*AG13*$A$12/1000","v":13.569032258064519},{"$f":"AA13*G13+($A$4-80)*AH13*$A$12/1000","v":13.190537634408605},{"$f":"AB13*I13+($A$4-80)*AI13*$A$12/1000","v":12.993720430107528},{"$f":"AC13*K13+($A$4-80)*AJ13*$A$12/1000","v":12.796903225806455},{"$f":"AD13*M13+($A$4-80)*AK13*$A$12/1000","v":12.384344086021507},{"$f":"AE13*O13+($A$4-80)*AL13*$A$12/1000","v":11.952860215053764}]
[null,62,18.020129032258065,17.94443010752688,17.270709677419358,17.270709677419358,{"$f":"T14*$G$13","v":16.506150537634412},16.506150537634412,16.10116129032258,16.10116129032258,15.696172043010755,15.696172043010755,14.821849462365591,14.821849462365591,13.879397849462368,13.879397849462368,null,1.0238709677419355,0.98129032258064519,0.93784946236559141,0.91483870967741932,0.89182795698924733,0.8421505376344085,0.78860215053763449,0.99579920184835113,1,1,1,1,1,1,0.83499999999999996,0.83499999999999996,0.83499999999999996,0.83499999999999996,0.83499999999999996,0.83499999999999996,0.83499999999999996,17.94443010752688,{"$f":"Z14*E14+($A$4-80)*AG14*$A$12/1000","v":17.270709677419358},{"$f":"AA14*G14+($A$4-80)*AH14*$A$12/1000","v":16.506150537634412},16.10116129032258,15.696172043010755,14.821849462365591,13.879397849462368]
[null,57,17.978494623655916,17.978494623655916,17.244215053763444,17.244215053763444,16.479655913978494,16.479655913978494,16.076559139784944,16.076559139784944,15.673462365591398,15.673462365591398,14.802924731182797,14.802924731182797,13.864258064516132,13.864258064516132,null,1.021505376344086,0.97978494623655921,0.93634408602150532,0.91344086021505366,0.89053763440860212,0.84107526881720429,0.78774193548387106,1,1,1,1,1,1,1,0.83499999999999996,0.83499999999999996,0.83499999999999996,0.83499999999999996,0.83499999999999996,0.83499999999999996,0.83499999999999996,17.978494623655916,{"$f":"Z15*E15+($A$4-80)*AG15*$A$12/1000","v":17.244215053763444},{"$f":"AA15*G15+($A$4-80)*AH15*$A$12/1000","v":16.479655913978494},16.076559139784944,15.673462365591398,14.802924731182797,13.864258064516132]
[1800,72,21.960258064516132,11.714408602150538,20.790709677419358,11.328344086021508,19.590881720430108,10.930924731182797,18.972043010752689,10.730322580645161,18.353204301075269,10.529720430107526,17.070107526881724,10.113376344086022,15.71131182795699,9.6818924731182801,null,1.247741935483871,1.1812903225806453,1.1131182795698924,1.0779569892473118,1.0427956989247311,0.96989247311827964,0.89268817204301076,0.5334367459496725,0.54487529583105776,0.55795981452859356,0.56558603491271819,0.57372654155495972,0.59246119733924607,0.6162370513129366,0.83499999999999996,0.83499999999999996,0.83499999999999996,0.83499999999999996,0.83499999999999996,0.83499999999999996,0.83499999999999996,{"$f":"Y16*C16+($A$4-80)*AF16*$A$16/1000","v":11.714408602150538},{"$f":"Z16*E16+($A$4-80)*AG16*$A$16/1000","v":11.328344086021508},{"$f":"AA16*G16+($A$4-80)*AH16*$A$16/1000","v":10.930924731182797},{"$f":"AB16*I16+($A$4-80)*AI16*$A$16/1000","v":10.730322580645161},{"$f":"AC16*K16+($A$4-80)*AJ16*$A$16/1000","v":10.529720430107526},{"$f":"AD16*M16+($A$4-80)*AK16*$A$16/1000","v":10.113376344086022},{"$f":"AE16*O16+($A$4-80)*AL16*$A$16/1000","v":9.6818924731182801}]
[null,67,19.901247311827955,14.82184946236559,18.864172043010758,14.43956989247312,17.804387096774192,14.045935483870968,17.255569892473119,13.843440860215054,16.706752688172045,13.640946236559142,15.567483870967743,13.217032258064517,14.375225806451612,12.762838709677418,null,1.1307526881720429,1.0718279569892475,1.0116129032258063,0.98043010752688176,0.94924731182795696,0.88451612903225807,0.81677419354838698,0.74476987447698739,0.76544943820224709,0.78890306122448983,0.80225926738319808,0.81649297689170819,0.84901531728665203,0.88783570300157977,0.83499999999999996,0.83499999999999996,0.83499999999999996,0.83499999999999996,0.83499999999999996,0.83499999999999996,0.83499999999999996,{"$f":"Y17*C17+($A$4-80)*AF17*$A$16/1000","v":14.82184946236559},{"$f":"Z17*E17+($A$4-80)*AG17*$A$16/1000","v":14.43956989247312},{"$f":"AA17*G17+($A$4-80)*AH17*$A$16/1000","v":14.045935483870968},{"$f":"AB17*I17+($A$4-80)*AI17*$A$16/1000","v":13.843440860215054},{"$f":"AC17*K17+($A$4-80)*AJ17*$A$16/1000","v":13.640946236559142},{"$f":"AD17*M17+($A$4-80)*AK17*$A$16/1000","v":13.217032258064517},{"$f":"AE17*O17+($A$4-80)*AL17*$A$16/1000","v":12.762838709677418}]
[null,62,18.625720430107531,18.625720430107531,17.838451612903228,17.838451612903228,17.017118279569896,17.017118279569896,16.583741935483872,16.583741935483872,16.150365591397851,16.150365591397851,15.22683870967742,15.22683870967742,14.227612903225809,14.227612903225809,null,1.0582795698924732,1.0135483870967743,0.96688172043010756,0.94225806451612903,0.91763440860215062,0.8651612903225806,0.80838709677419363,1,1,1,1,1,1,1,0.83499999999999996,0.83499999999999996,0.83499999999999996,0.83499999999999996,0.83499999999999996,0.83499999999999996,0.83499999999999996,18.625720430107531,{"$f":"Z18*E18+($A$4-80)*AG18*$A$16/1000","v":17.838451612903228},{"$f":"AA18*G18+($A$4-80)*AH18*$A$16/1000","v":17.017118279569896},16.583741935483872,16.150365591397851,15.22683870967742,14.227612903225809]
[null,57,18.599225806451617,18.599225806451617,17.811956989247317,17.811956989247317,16.994408602150539,16.994408602150539,16.561032258064518,16.561032258064518,16.127655913978497,16.127655913978497,15.207913978494625,15.207913978494625,14.21247311827957,14.21247311827957,null,1.0567741935483872,1.0120430107526883,0.96559139784946235,0.94096774193548383,0.91634408602150541,0.86408602150537639,0.80752688172043008,1,1,1,1,1,1,1,0.83499999999999996,0.83499999999999996,0.83499999999999996,0.83499999999999996,0.83499999999999996,0.83499999999999996,0.83499999999999996,18.599225806451617,{"$f":"Z19*E19+($A$4-80)*AG19*$A$16/1000","v":17.811956989247317},{"$f":"AA19*G19+($A$4-80)*AH19*$A$16/1000","v":16.994408602150539},16.561032258064518,16.127655913978497,15.207913978494625,14.21247311827957]

{"sheet":"24ANB6_60","index":85,"n_rows":19,"n_cols":45,"rows_kept":19,"cut":false,"hidden":true,"merged":[[130,0,133,0],[120,12,121,12],[120,13,121,13],[120,14,121,14],[120,15,121,15],[122,0,125,0],[126,0,129,0],[119,12,119,13],[119,14,119,15],[120,4,121,4],[120,5,121,5],[120,6,121,6],[120,7,121,7],[120,8,121,8],[120,9,121,9],[120,10,121,10],[120,11,121,11],[119,0,121,0],[119,1,121,1],[119,4,119,5],[119,6,119,7],[119,8,119,9],[119,10,119,11],[111,0,114,0],[117,0,118,1],[117,4,117,15],[118,4,118,5],[118,6,118,7],[118,8,118,9],[118,10,118,11],[118,12,118,13],[118,14,118,15],[101,12,102,12],[101,13,102,13],[101,14,102,14],[101,15,102,15],[103,0,106,0],[107,0,110,0],[100,12,100,13],[100,14,100,15],[101,4,102,4],[101,5,102,5],[101,6,102,6],[101,7,102,7],[101,8,102,8],[101,9,102,9],[101,10,102,10],[101,11,102,11],[100,0,102,0],[100,1,102,1],[100,4,100,5],[100,6,100,7],[100,8,100,9],[100,10,100,11],[92,0,95,0],[98,0,99,1],[98,4,98,15],[99,4,99,5],[99,6,99,7],[99,8,99,9],[99,10,99,11],[99,12,99,13],[99,14,99,15],[82,12,83,12],[82,13,83,13],[82,14,83,14],[82,15,83,15],[84,0,87,0],[88,0,91,0],[81,12,81,13],[81,14,81,15],[82,4,83,4],[82,5,83,5],[82,6,83,6],[82,7,83,7],[82,8,83,8],[82,9,83,9],[82,10,83,10],[82,11,83,11],[81,0,83,0],[81,1,83,1],[81,4,81,5],[81,6,81,7],[81,8,81,9],[81,10,81,11],[73,0,76,0],[79,0,80,1],[79,4,79,15],[80,4,80,5],[80,6,80,7],[80,8,80,9],[80,10,80,11],[80,12,80,13],[80,14,80,15],[63,12,64,12],[63,13,64,13],[63,14,64,14],[63,15,64,15],[65,0,68,0],[69,0,72,0],[62,12,62,13],[62,14,62,15],[63,4,64,4],[63,5,64,5],[63,6,64,6],[63,7,64,7],[63,8,64,8],[63,9,64,9],[63,10,64,10],[63,11,64,11],[62,0,64,0],[62,1,64,1],[62,4,62,5],[62,6,62,7],[62,8,62,9],[62,10,62,11],[54,0,57,0],[60,0,61,1],[60,4,60,15],[61,4,61,5],[61,6,61,7],[61,8,61,9],[61,10,61,11],[61,12,61,13],[61,14,61,15],[44,12,45,12],[44,13,45,13],[44,14,45,14],[44,15,45,15],[46,0,49,0],[50,0,53,0],[43,12,43,13],[43,14,43,15],[44,4,45,4],[44,5,45,5],[44,6,45,6],[44,7,45,7],[44,8,45,8],[44,9,45,9],[44,10,45,10],[44,11,45,11],[43,0,45,0],[43,1,45,1],[43,4,43,5],[43,6,43,7],[43,8,43,9],[43,10,43,11],[35,0,38,0],[41,0,42,1],[41,4,41,15],[42,4,42,5],[42,6,42,7],[42,8,42,9],[42,10,42,11],[42,12,42,13],[42,14,42,15],[25,12,26,12],[25,13,26,13],[25,14,26,14],[25,15,26,15],[27,0,30,0],[31,0,34,0],[24,12,24,13],[24,14,24,15],[25,4,26,4],[25,5,26,5],[25,6,26,6],[25,7,26,7],[25,8,26,8],[25,9,26,9],[25,10,26,10],[25,11,26,11],[24,0,26,0],[24,1,26,1],[24,4,24,5],[24,6,24,7],[24,8,24,9],[24,10,24,11],[7,0,10,0],[11,0,14,0],[15,0,18,0],[22,4,22,15],[23,4,23,5],[23,6,23,7],[23,8,23,9],[23,10,23,11],[23,12,23,13],[23,14,23,15],[5,10,6,10],[5,11,6,11],[5,12,6,12],[5,13,6,13],[5,14,6,14],[5,15,6,15],[4,10,4,11],[4,12,4,13],[4,14,4,15],[5,2,6,2],[5,3,6,3],[5,4,6,4],[5,5,6,5],[5,6,6,6],[5,7,6,7],[5,8,6,8],[4,0,6,0],[4,1,6,1],[4,2,4,3],[4,4,4,5],[4,6,4,7],[4,8,4,9],[5,9,6,9],[2,0,2,1],[2,2,2,15],[3,2,3,3],[3,4,3,5],[3,6,3,7],[3,8,3,9],[3,10,3,11],[3,12,3,13],[3,14,3,15]]}
[]
["24ANB6_60"]
["Evaporator Air \n",null,"Condenser  Entering Air Temperature ˚F"]
[80,"°F DB",75,null,85,null,95,null,100,null,105,null,115,null,125]
["CFM","EWB†\n˚F","Capacity Mbtuh",null,"Capacity Mbtuh",null,"Capacity Mbtuh",null,"Capacity Mbtuh",null,"Capacity Mbtuh",null,"Capacity Mbtuh",null,"Capacity Mbtuh"]
[null,null,"Total","Sens.","Total","Sens.","Total","Sens.","Total","Sens.","Total","Sens.","Total","Sens.","Total","Sens."]
[null,null,null,null,null,null,null,null,null,null,null,null,null,null,null,null,null,"Total Factors",null,null,null,null,null,null,"Sens. %",null,null,null,null,null,null,"IDB Adj",null,null,null,null,null,null,"Sens Calc"]
[1750,72,{"$f":"R8*$G$13","v":21.129600000000003},{"$f":"IF(AM8>C8,C8,AM8)","v":10.787200000000002},{"$f":"S8*$G$13","v":20.115200000000002},{"$f":"IF(AN8>E8,E8,AN8)","v":10.396800000000002},{"$f":"T8*$G$13","v":19.036800000000003},{"$f":"IF(AO8>G8,G8,AO8)","v":9.9968000000000021},{"$f":"U8*$G$13","v":18.465600000000002},{"$f":"IF(AP8>I8,I8,AP8)","v":9.7904000000000018},{"$f":"V8*$G$13","v":17.894400000000001},{"$f":"IF(AQ8>K8,K8,AQ8)","v":9.5839999999999996},{"$f":"W8*$G$13","v":16.668800000000005},{"$f":"IF(AR8>M8,M8,AR8)","v":9.152000000000001},{"$f":"X8*$G$13","v":15.3408},{"$f":"IF(AS8>O8,O8,AS8)","v":8.6975999999999996},null,1.2005454545454546,1.1429090909090909,1.0816363636363637,1.0491818181818182,1.0167272727272727,0.94709090909090921,0.87163636363636354,0.51052551870361962,0.51686286986955143,0.5251302739956295,0.53019669006151982,0.53558655221745344,0.54904972163563059,0.5669586983729662,0.83499999999999996,0.83499999999999996,0.83499999999999996,0.83499999999999996,0.83499999999999996,0.83499999999999996,0.83499999999999996,{"$f":"Y8*C8+($A$4-80)*AF8*$A$8/1000","v":10.787200000000002},{"$f":"Z8*E8+($A$4-80)*AG8*$A$8/1000","v":10.396800000000002},{"$f":"AA8*G8+($A$4-80)*AH8*$A$8/1000","v":9.9968000000000021},{"$f":"AB8*I8+($A$4-80)*AI8*$A$8/1000","v":9.7904000000000018},{"$f":"AC8*K8+($A$4-80)*AJ8*$A$8/1000","v":9.5839999999999996},{"$f":"AD8*M8+($A$4-80)*AK8*$A$8/1000","v":9.152000000000001},{"$f":"AE8*O8+($A$4-80)*AL8*$A$8/1000","v":8.6975999999999996}]
[null,67,19.251200000000001,13.443199999999999,18.348800000000004,{"$f":"IF(AN9>E9,E9,AN9)","v":13.059200000000002},{"$f":"T9*$G$13","v":17.3856},{"$f":"IF(AO9>G9,G9,AO9)","v":12.655999999999999},16.872,{"$f":"IF(AP9>I9,I9,AP9)","v":12.448},16.3584,{"$f":"IF(AQ9>K9,K9,AQ9)","v":12.24},15.254400000000002,{"$f":"IF(AR9>M9,M9,AR9)","v":11.801600000000002},14.057600000000001,{"$f":"IF(AS9>O9,O9,AS9)","v":11.334400000000002},null,1.0938181818181818,1.0425454545454547,0.98781818181818182,0.95863636363636351,0.92945454545454542,0.86672727272727279,0.79872727272727273,0.6983045212765957,0.71171956749215204,0.72795877047671631,0.73779042200094835,0.74823943661971837,0.77365219215439485,0.80628272251308908,0.83499999999999996,0.83499999999999996,0.83499999999999996,0.83499999999999996,0.83499999999999996,0.83499999999999996,0.83499999999999996,{"$f":"Y9*C9+($A$4-80)*AF9*$A$8/1000","v":13.443199999999999},{"$f":"Z9*E9+($A$4-80)*AG9*$A$8/1000","v":13.059200000000002},{"$f":"AA9*G9+($A$4-80)*AH9*$A$8/1000","v":12.655999999999999},{"$f":"AB9*I9+($A$4-80)*AI9*$A$8/1000","v":12.448},{"$f":"AC9*K9+($A$4-80)*AJ9*$A$8/1000","v":12.24},{"$f":"AD9*M9+($A$4-80)*AK9*$A$8/1000","v":11.801600000000002},{"$f":"AE9*O9+($A$4-80)*AL9*$A$8/1000","v":11.334400000000002}]
[null,62,17.696000000000002,16.044800000000002,16.947200000000002,16.876800000000003,{"$f":"T10*$G$13","v":16.230400000000003},16.230400000000003,15.841600000000001,15.841600000000001,15.452800000000002,15.452800000000002,14.598400000000002,14.598400000000002,13.648,13.648,null,1.0054545454545454,0.96290909090909094,0.92218181818181821,0.90009090909090905,0.878,0.82945454545454544,0.7754545454545454,0.90669077757685357,0.99584592145015105,1,1,1,1,1,0.83499999999999996,0.83499999999999996,0.83499999999999996,0.83499999999999996,0.83499999999999996,0.83499999999999996,0.83499999999999996,16.044800000000002,{"$f":"Z10*E10+($A$4-80)*AG10*$A$8/1000","v":16.876800000000003},{"$f":"AA10*G10+($A$4-80)*AH10*$A$8/1000","v":16.230400000000003},15.841600000000001,15.452800000000002,14.598400000000002,13.648]
[null,57,17.558399999999999,17.558399999999999,16.912000000000003,16.912000000000003,{"$f":"T11*$G$13","v":16.204800000000002},16.204800000000002,15.819200000000002,15.819200000000002,15.4336,15.4336,14.579200000000002,14.579200000000002,13.632000000000001,13.632000000000001,null,0.99763636363636354,0.96090909090909093,0.92072727272727273,0.89881818181818185,0.87690909090909086,0.82836363636363641,0.77454545454545454,1,1,1,1,1,1,1,0.83499999999999996,0.83499999999999996,0.83499999999999996,0.83499999999999996,0.83499999999999996,0.83499999999999996,0.83499999999999996,17.558399999999999,{"$f":"Z11*E11+($A$4-80)*AG11*$A$8/1000","v":16.912000000000003},{"$f":"AA11*G11+($A$4-80)*AH11*$A$8/1000","v":16.204800000000002},{"$f":"AB11*I11+($A$4-80)*AI11*$A$8/1000","v":15.819200000000002},15.4336,14.579200000000002,13.632000000000001]
[2000,72,21.4208,11.3568,20.361600000000003,10.963199999999999,{"$f":"T12*$G$13","v":19.241600000000005},10.553600000000001,18.6464,10.342400000000001,18.051200000000001,10.131200000000002,16.787200000000002,9.6960000000000015,15.420800000000002,9.2352000000000025,null,1.217090909090909,1.1569090909090909,1.0932727272727274,1.0594545454545454,1.0256363636363637,0.95381818181818179,0.87618181818181817,0.53017627726322081,0.53842527109853833,0.54847829702311646,0.55465934443109666,0.56124800567275313,0.57758292032024405,0.59887943556754519,0.83499999999999996,0.83499999999999996,0.83499999999999996,0.83499999999999996,0.83499999999999996,0.83499999999999996,0.83499999999999996,{"$f":"Y12*C12+($A$4-80)*AF12*$A$12/1000","v":11.3568},{"$f":"Z12*E12+($A$4-80)*AG12*$A$12/1000","v":10.963199999999999},{"$f":"AA12*G12+($A$4-80)*AH12*$A$12/1000","v":10.553600000000001},{"$f":"AB12*I12+($A$4-80)*AI12*$A$12/1000","v":10.342400000000001},{"$f":"AC12*K12+($A$4-80)*AJ12*$A$12/1000","v":10.131200000000002},{"$f":"AD12*M12+($A$4-80)*AK12*$A$12/1000","v":9.6960000000000015},{"$f":"AE12*O12+($A$4-80)*AL12*$A$12/1000","v":9.2352000000000025}]
[null,67,19.542400000000004,14.371200000000002,18.595199999999998,13.974399999999999,17.600000000000001,13.5648,17.067200000000003,13.348800000000004,16.534400000000002,13.1328,15.401600000000002,12.6784,14.182400000000003,12.185600000000003,null,1.1103636363636364,1.0565454545454545,1,0.96972727272727277,0.93945454545454543,0.87509090909090914,0.80581818181818188,0.73538562305551003,0.75150576492858379,0.77072727272727271,0.78213180838098817,0.7942713373330752,0.82318720132973189,0.8592057761732852,0.83499999999999996,0.83499999999999996,0.83499999999999996,0.83499999999999996,0.83499999999999996,0.83499999999999996,0.83499999999999996,{"$f":"Y13*C13+($A$4-80)*AF13*$A$12/1000","v":14.371200000000002},{"$f":"Z13*E13+($A$4-80)*AG13*$A$12/1000","v":13.974399999999999},{"$f":"AA13*G13+($A$4-80)*AH13*$A$12/1000","v":13.5648},{"$f":"AB13*I13+($A$4-80)*AI13*$A$12/1000","v":13.348800000000004},{"$f":"AC13*K13+($A$4-80)*AJ13*$A$12/1000","v":13.1328},{"$f":"AD13*M13+($A$4-80)*AK13*$A$12/1000","v":12.6784},{"$f":"AE13*O13+($A$4-80)*AL13*$A$12/1000","v":12.185600000000003}]
[null,62,18.246400000000001,18.246400000000001,17.542400000000001,17.542400000000001,{"$f":"T14*$G$13","v":16.7776},16.7776,16.360000000000003,16.360000000000003,15.942400000000003,15.942400000000003,15.027200000000001,15.027200000000001,14.012800000000002,14.012800000000002,null,1.0367272727272727,0.99672727272727268,0.95327272727272727,0.92954545454545456,0.90581818181818186,0.85381818181818181,0.79618181818181821,1,1,1,1,1,1,1,0.83499999999999996,0.83499999999999996,0.83499999999999996,0.83499999999999996,0.83499999999999996,0.83499999999999996,0.83499999999999996,18.246400000000001,{"$f":"Z14*E14+($A$4-80)*AG14*$A$12/1000","v":17.542400000000001},{"$f":"AA14*G14+($A$4-80)*AH14*$A$12/1000","v":16.7776},16.360000000000003,15.942400000000003,15.027200000000001,14.012800000000002]
[null,57,18.224,18.224,17.520000000000003,17.520000000000003,16.755200000000002,16.755200000000002,16.339200000000002,16.339200000000002,15.923200000000001,15.923200000000001,15.008000000000001,15.008000000000001,13.996800000000002,13.996800000000002,null,1.0354545454545454,0.99545454545454548,0.95199999999999996,0.92836363636363639,0.90472727272727271,0.85272727272727267,0.79527272727272735,1,1,1,1,1,1,1,0.83499999999999996,0.83499999999999996,0.83499999999999996,0.83499999999999996,0.83499999999999996,0.83499999999999996,0.83499999999999996,18.224,{"$f":"Z15*E15+($A$4-80)*AG15*$A$12/1000","v":17.520000000000003},{"$f":"AA15*G15+($A$4-80)*AH15*$A$12/1000","v":16.755200000000002},16.339200000000002,15.923200000000001,15.008000000000001,13.996800000000002]
[2250,72,21.625600000000002,11.9008,20.528000000000002,11.497599999999998,19.369600000000002,11.084800000000001,18.760000000000002,10.872,18.150400000000001,10.6592,16.854400000000002,10.214400000000001,15.456000000000001,9.7504000000000008,null,1.2287272727272727,1.1663636363636365,1.1005454545454545,1.0659090909090909,1.0312727272727273,0.95763636363636362,0.87818181818181817,0.55031074282332049,0.56009353078721735,0.57227820915248639,0.57953091684434965,0.58727080394922426,0.60603759255743306,0.63084886128364392,0.83499999999999996,0.83499999999999996,0.83499999999999996,0.83499999999999996,0.83499999999999996,0.83499999999999996,0.83499999999999996,{"$f":"Y16*C16+($A$4-80)*AF16*$A$16/1000","v":11.9008},{"$f":"Z16*E16+($A$4-80)*AG16*$A$16/1000","v":11.497599999999998},{"$f":"AA16*G16+($A$4-80)*AH16*$A$16/1000","v":11.084800000000001},{"$f":"AB16*I16+($A$4-80)*AI16*$A$16/1000","v":10.872},{"$f":"AC16*K16+($A$4-80)*AJ16*$A$16/1000","v":10.6592},{"$f":"AD16*M16+($A$4-80)*AK16*$A$16/1000","v":10.214400000000001},{"$f":"AE16*O16+($A$4-80)*AL16*$A$16/1000","v":9.7504000000000008}]
[null,67,19.753599999999999,15.2576,18.780800000000003,14.851200000000002,17.753600000000002,14.425600000000003,17.209600000000002,14.201600000000001,16.665600000000001,13.977600000000002,15.520000000000001,13.497600000000002,14.313600000000001,14.243200000000002,null,1.1223636363636362,1.0670909090909091,1.0087272727272727,0.97781818181818181,0.94690909090909092,0.88181818181818183,0.81327272727272726,0.77239591770613969,0.79076503663315723,0.81254506128334536,0.82521383413908511,0.83870967741935487,0.86969072164948458,0.99508160071540352,0.83499999999999996,0.83499999999999996,0.83499999999999996,0.83499999999999996,0.83499999999999996,0.83499999999999996,0.83499999999999996,{"$f":"Y17*C17+($A$4-80)*AF17*$A$16/1000","v":15.2576},{"$f":"Z17*E17+($A$4-80)*AG17*$A$16/1000","v":14.851200000000002},{"$f":"AA17*G17+($A$4-80)*AH17*$A$16/1000","v":14.425600000000003},{"$f":"AB17*I17+($A$4-80)*AI17*$A$16/1000","v":14.201600000000001},{"$f":"AC17*K17+($A$4-80)*AJ17*$A$16/1000","v":13.977600000000002},{"$f":"AD17*M17+($A$4-80)*AK17*$A$16/1000","v":13.497600000000002},{"$f":"AE17*O17+($A$4-80)*AL17*$A$16/1000","v":14.243200000000002}]
[null,62,18.787200000000002,18.787200000000002,18.032000000000004,18.032000000000004,17.216000000000001,17.216000000000001,16.7728,16.7728,16.329600000000003,16.329600000000003,15.363200000000001,15.363200000000001,14.2912,14.2912,null,1.0674545454545454,1.0245454545454546,0.97818181818181815,0.95299999999999996,0.92781818181818188,0.87290909090909086,0.81199999999999994,1,1,1,1,1,1,1,0.83499999999999996,0.83499999999999996,0.83499999999999996,0.83499999999999996,0.83499999999999996,0.83499999999999996,0.83499999999999996,18.787200000000002,{"$f":"Z18*E18+($A$4-80)*AG18*$A$16/1000","v":18.032000000000004},{"$f":"AA18*G18+($A$4-80)*AH18*$A$16/1000","v":17.216000000000001},16.7728,16.329600000000003,15.363200000000001,14.2912]
[null,57,18.764800000000001,18.764800000000001,18.012800000000002,18.012800000000002,17.196800000000003,17.196800000000003,16.755200000000002,16.755200000000002,16.313600000000001,16.313600000000001,15.347200000000001,15.347200000000001,14.278400000000001,14.278400000000001,null,1.0661818181818181,1.0234545454545454,0.97709090909090912,0.95199999999999996,0.9269090909090909,0.872,0.81127272727272726,1,1,1,1,1,1,1,0.83499999999999996,0.83499999999999996,0.83499999999999996,0.83499999999999996,0.83499999999999996,0.83499999999999996,0.83499999999999996,18.764800000000001,{"$f":"Z19*E19+($A$4-80)*AG19*$A$16/1000","v":18.012800000000002},{"$f":"AA19*G19+($A$4-80)*AH19*$A$16/1000","v":17.196800000000003},16.755200000000002,16.313600000000001,15.347200000000001,14.278400000000001]

{"sheet":"24ANB7_24","index":86,"n_rows":19,"n_cols":45,"rows_kept":19,"cut":false,"hidden":true,"merged":[[2,0,2,1],[2,2,2,15],[3,2,3,3],[3,4,3,5],[3,6,3,7],[3,8,3,9],[3,10,3,11],[3,12,3,13],[3,14,3,15],[5,2,6,2],[5,3,6,3],[5,4,6,4],[5,5,6,5],[5,6,6,6],[5,7,6,7],[5,8,6,8],[4,0,6,0],[4,1,6,1],[4,2,4,3],[4,4,4,5],[4,6,4,7],[4,8,4,9],[5,9,6,9],[5,10,6,10],[5,11,6,11],[5,12,6,12],[5,13,6,13],[5,14,6,14],[5,15,6,15],[4,10,4,11],[4,12,4,13],[4,14,4,15],[7,0,10,0],[11,0,14,0],[15,0,18,0],[22,4,22,15],[23,4,23,5],[23,6,23,7],[23,8,23,9],[23,10,23,11],[23,12,23,13],[23,14,23,15],[25,12,26,12],[25,13,26,13],[25,14,26,14],[25,15,26,15],[27,0,30,0],[31,0,34,0],[24,12,24,13],[24,14,24,15],[25,4,26,4],[25,5,26,5],[25,6,26,6],[25,7,26,7],[25,8,26,8],[25,9,26,9],[25,10,26,10],[25,11,26,11],[24,0,26,0],[24,1,26,1],[24,4,24,5],[24,6,24,7],[24,8,24,9],[24,10,24,11],[35,0,38,0],[41,0,42,1],[41,4,41,15],[42,4,42,5],[42,6,42,7],[42,8,42,9],[42,10,42,11],[42,12,42,13],[42,14,42,15],[44,12,45,12],[44,13,45,13],[44,14,45,14],[44,15,45,15],[46,0,49,0],[50,0,53,0],[43,12,43,13],[43,14,43,15],[44,4,45,4],[44,5,45,5],[44,6,45,6],[44,7,45,7],[44,8,45,8],[44,9,45,9],[44,10,45,10],[44,11,45,11],[43,0,45,0],[43,1,45,1],[43,4,43,5],[43,6,43,7],[43,8,43,9],[43,10,43,11],[54,0,57,0],[60,0,61,1],[60,4,60,15],[61,4,61,5],[61,6,61,7],[61,8,61,9],[61,10,61,11],[61,12,61,13],[61,14,61,15],[63,12,64,12],[63,13,64,13],[63,14,64,14],[63,15,64,15],[65,0,68,0],[69,0,72,0],[62,12,62,13],[62,14,62,15],[63,4,64,4],[63,5,64,5],[63,6,64,6],[63,7,64,7],[63,8,64,8],[63,9,64,9],[63,10,64,10],[63,11,64,11],[62,0,64,0],[62,1,64,1],[62,4,62,5],[62,6,62,7],[62,8,62,9],[62,10,62,11],[73,0,76,0],[79,0,80,1],[79,4,79,15],[80,4,80,5],[80,6,80,7],[80,8,80,9],[80,10,80,11],[80,12,80,13],[80,14,80,15],[82,12,83,12],[82,13,83,13],[82,14,83,14],[82,15,83,15],[84,0,87,0],[88,0,91,0],[81,12,81,13],[81,14,81,15],[82,4,83,4],[82,5,83,5],[82,6,83,6],[82,7,83,7],[82,8,83,8],[82,9,83,9],[82,10,83,10],[82,11,83,11],[81,0,83,0],[81,1,83,1],[81,4,81,5],[81,6,81,7],[81,8,81,9],[81,10,81,11],[92,0,95,0],[98,0,99,1],[98,4,98,15],[99,4,99,5],[99,6,99,7],[99,8,99,9],[99,10,99,11],[99,12,99,13],[99,14,99,15],[101,12,102,12],[101,13,102,13],[101,14,102,14],[101,15,102,15],[103,0,106,0],[107,0,110,0],[100,12,100,13],[100,14,100,15],[101,4,102,4],[101,5,102,5],[101,6,102,6],[101,7,102,7],[101,8,102,8],[101,9,102,9],[101,10,102,10],[101,11,102,11],[100,0,102,0],[100,1,102,1],[100,4,100,5],[100,6,100,7],[100,8,100,9],[100,10,100,11],[111,0,114,0],[117,0,118,1],[117,4,117,15],[118,4,118,5],[118,6,118,7],[118,8,118,9],[118,10,118,11],[118,12,118,13],[118,14,118,15],[130,0,133,0],[120,12,121,12],[120,13,121,13],[120,14,121,14],[120,15,121,15],[122,0,125,0],[126,0,129,0],[119,12,119,13],[119,14,119,15],[120,4,121,4],[120,5,121,5],[120,6,121,6],[120,7,121,7],[120,8,121,8],[120,9,121,9],[120,10,121,10],[120,11,121,11],[119,0,121,0],[119,1,121,1],[119,4,119,5],[119,6,119,7],[119,8,119,9],[119,10,119,11]]}
[]
["24ANB7_24"]
["Evaporator Air \n",null,"Condenser  Entering Air Temperature ˚F"]
[80,"°F DB",75,null,85,null,95,null,100,null,105,null,115,null,125]
["CFM","EWB†\n˚F","Capacity Mbtuh",null,"Capacity Mbtuh",null,"Capacity Mbtuh",null,"Capacity Mbtuh",null,"Capacity Mbtuh",null,"Capacity Mbtuh",null,"Capacity Mbtuh"]
[null,null,"Total","Sens.","Total","Sens.","Total","Sens.","Total","Sens.","Total","Sens.","Total","Sens.","Total","Sens."]
[null,null,null,null,null,null,null,null,null,null,null,null,null,null,null,null,null,"Total Factors",null,null,null,null,null,null,"Sens. %",null,null,null,null,null,null,"IDB Adj",null,null,null,null,null,null,"Sens Calc"]
[600,72,{"$f":"R8*$G$13","v":55.529761904761905},{"$f":"IF(AM8>C8,C8,AM8)","v":27.3125},{"$f":"S8*$G$13","v":53.286706349206348},{"$f":"IF(AN8>E8,E8,AN8)","v":26.143849206349206},{"$f":"T8*$G$13","v":50.892857142857139},{"$f":"IF(AO8>G8,G8,AO8)","v":24.937499999999996},{"$f":"U8*$G$13","v":49.611111111111114},{"$f":"IF(AP8>I8,I8,AP8)","v":24.324900793650794},{"$f":"V8*$G$13","v":48.32936507936509},{"$f":"IF(AQ8>K8,K8,AQ8)","v":23.712301587301592},{"$f":"W8*$G$13","v":45.558531746031754},{"$f":"IF(AR8>M8,M8,AR8)","v":22.468253968253968},{"$f":"X8*$G$13","v":42.618055555555557},{"$f":"IF(AS8>O8,O8,AS8)","v":21.224206349206352},null,1.1690476190476191,1.1218253968253968,1.0714285714285714,1.0444444444444445,1.0174603174603176,0.95912698412698427,0.89722222222222225,0.49185336048879835,0.49062610541209761,0.49,0.49031155015197569,0.49063962558502339,0.49317335539925522,0.49800973020787265,0.83499999999999996,0.83499999999999996,0.83499999999999996,0.83499999999999996,0.83499999999999996,0.83499999999999996,0.83499999999999996,{"$f":"Y8*C8+($A$4-80)*AF8*$A$8/1000","v":27.3125},{"$f":"Z8*E8+($A$4-80)*AG8*$A$8/1000","v":26.143849206349206},{"$f":"AA8*G8+($A$4-80)*AH8*$A$8/1000","v":24.937499999999996},{"$f":"AB8*I8+($A$4-80)*AI8*$A$8/1000","v":24.324900793650794},{"$f":"AC8*K8+($A$4-80)*AJ8*$A$8/1000","v":23.712301587301592},{"$f":"AD8*M8+($A$4-80)*AK8*$A$8/1000","v":22.468253968253968},{"$f":"AE8*O8+($A$4-80)*AL8*$A$8/1000","v":21.224206349206352}]
[null,67,50.270833333333336,32.854166666666664,48.216269841269842,{"$f":"IF(AN9>E9,E9,AN9)","v":31.610119047619047},{"$f":"T9*$G$13","v":46.029761904761912},{"$f":"IF(AO9>G9,G9,AO9)","v":30.366071428571431},44.851686507936513,{"$f":"IF(AP9>I9,I9,AP9)","v":29.725198412698415},43.673611111111114,{"$f":"IF(AQ9>K9,K9,AQ9)","v":29.084325396825399},41.204365079365083,{"$f":"IF(AR9>M9,M9,AR9)","v":27.783730158730165},38.471230158730158,{"$f":"IF(AS9>O9,O9,AS9)","v":26.445436507936506},null,1.0583333333333333,1.015079365079365,0.96904761904761916,0.94424603174603183,0.91944444444444451,0.86746031746031749,0.80992063492063493,0.65354330708661412,0.65559030492572323,0.65970515970515964,0.66274427400714431,0.66594734570565384,0.67429094236047582,0.68740813326800587,0.83499999999999996,0.83499999999999996,0.83499999999999996,0.83499999999999996,0.83499999999999996,0.83499999999999996,0.83499999999999996,{"$f":"Y9*C9+($A$4-80)*AF9*$A$8/1000","v":32.854166666666664},{"$f":"Z9*E9+($A$4-80)*AG9*$A$8/1000","v":31.610119047619047},{"$f":"AA9*G9+($A$4-80)*AH9*$A$8/1000","v":30.366071428571431},{"$f":"AB9*I9+($A$4-80)*AI9*$A$8/1000","v":29.725198412698415},{"$f":"AC9*K9+($A$4-80)*AJ9*$A$8/1000","v":29.084325396825399},{"$f":"AD9*M9+($A$4-80)*AK9*$A$8/1000","v":27.783730158730165},{"$f":"AE9*O9+($A$4-80)*AL9*$A$8/1000","v":26.445436507936506}]
[null,62,45.539682539682545,38.301587301587304,43.673611111111114,37.019841269841272,{"$f":"T10*$G$13","v":41.69444444444445},35.719246031746032,40.629464285714285,35.050099206349202,39.564484126984127,34.38095238095238,37.264880952380949,33.023809523809518,34.833333333333336,34.49404761904762,null,0.95873015873015877,0.91944444444444451,0.87777777777777788,0.85535714285714282,0.83293650793650786,0.78452380952380951,0.73333333333333339,0.84105960264900659,0.8476478204574881,0.85669077757685341,0.8626768731152864,0.86898523106241066,0.88619119878603947,0.99025974025974028,0.83499999999999996,0.83499999999999996,0.83499999999999996,0.83499999999999996,0.83499999999999996,0.83499999999999996,0.83499999999999996,38.301587301587304,{"$f":"Z10*E10+($A$4-80)*AG10*$A$8/1000","v":37.019841269841272},{"$f":"AA10*G10+($A$4-80)*AH10*$A$8/1000","v":35.719246031746032},35.050099206349202,34.38095238095238,33.023809523809518,34.49404761904762]
[null,57,42.863095238095241,42.863095238095241,41.487103174603178,41.487103174603178,{"$f":"T11*$G$13","v":39.998015873015873},39.998015873015873,39.1875,39.1875,38.376984126984127,38.376984126984127,36.605158730158735,36.605158730158735,34.663690476190482,34.663690476190482,null,0.90238095238095239,0.87341269841269853,0.84206349206349207,0.82499999999999996,0.80793650793650795,0.77063492063492067,0.72976190476190483,1,1,1,1,1,1,1,0.83499999999999996,0.83499999999999996,0.83499999999999996,0.83499999999999996,0.83499999999999996,0.83499999999999996,0.83499999999999996,42.863095238095241,{"$f":"Z11*E11+($A$4-80)*AG11*$A$8/1000","v":41.487103174603178},{"$f":"AA11*G11+($A$4-80)*AH11*$A$8/1000","v":39.998015873015873},{"$f":"AB11*I11+($A$4-80)*AI11*$A$8/1000","v":39.1875},38.376984126984127,36.605158730158735,34.663690476190482]
[715,72,57.490079365079374,29.197420634920636,55.058531746031754,27.972222222222229,{"$f":"T12*$G$13","v":52.476190476190482},26.728174603174601,51.109623015873026,26.09672619047619,49.743055555555557,25.465277777777775,46.80257936507936,24.164682539682538,43.692460317460323,22.864087301587304,null,1.2103174603174605,1.1591269841269842,1.1047619047619048,1.0759920634920637,1.0472222222222223,0.98531746031746026,0.9198412698412699,0.50786885245901636,0.50804519000342352,0.50933908045977005,0.51060298727641518,0.51193633952254636,0.51631091421667341,0.52329594477998276,0.83499999999999996,0.83499999999999996,0.83499999999999996,0.83499999999999996,0.83499999999999996,0.83499999999999996,0.83499999999999996,{"$f":"Y12*C12+($A$4-80)*AF12*$A$12/1000","v":29.197420634920636},{"$f":"Z12*E12+($A$4-80)*AG12*$A$12/1000","v":27.972222222222229},{"$f":"AA12*G12+($A$4-80)*AH12*$A$12/1000","v":26.728174603174601},{"$f":"AB12*I12+($A$4-80)*AI12*$A$12/1000","v":26.09672619047619},{"$f":"AC12*K12+($A$4-80)*AJ12*$A$12/1000","v":25.465277777777775},{"$f":"AD12*M12+($A$4-80)*AK12*$A$12/1000","v":24.164682539682538},{"$f":"AE12*O12+($A$4-80)*AL12*$A$12/1000","v":22.864087301587304}]
[null,67,52.080357142857146,35.775793650793659,49.837301587301589,34.475198412698411,47.5,33.174603174603178,46.237103174603178,32.505456349206355,44.974206349206348,31.836309523809526,42.297619047619051,30.479166666666668,39.432539682539684,29.103174603174601,null,1.0964285714285715,1.0492063492063493,1,0.97341269841269851,0.94682539682539679,0.89047619047619053,0.83015873015873021,0.68693449149475216,0.69175491679273826,0.69841269841269848,0.70301671422747658,0.70787929589270748,0.72058823529411764,0.73804971319311652,0.83499999999999996,0.83499999999999996,0.83499999999999996,0.83499999999999996,0.83499999999999996,0.83499999999999996,0.83499999999999996,{"$f":"Y13*C13+($A$4-80)*AF13*$A$12/1000","v":35.775793650793659},{"$f":"Z13*E13+($A$4-80)*AG13*$A$12/1000","v":34.475198412698411},{"$f":"AA13*G13+($A$4-80)*AH13*$A$12/1000","v":33.174603174603178},{"$f":"AB13*I13+($A$4-80)*AI13*$A$12/1000","v":32.505456349206355},{"$f":"AC13*K13+($A$4-80)*AJ13*$A$12/1000","v":31.836309523809526},{"$f":"AD13*M13+($A$4-80)*AK13*$A$12/1000","v":30.479166666666668},{"$f":"AE13*O13+($A$4-80)*AL13*$A$12/1000","v":29.103174603174601}]
[null,62,47.292658730158728,42.297619047619044,45.275793650793652,40.94047619047619,{"$f":"T14*$G$13","v":43.183531746031747},39.564484126984127,42.071428571428577,38.848214285714292,40.959325396825399,38.13194444444445,38.885912698412696,38.885912698412696,36.75595238095238,36.75595238095238,null,0.99563492063492065,0.95317460317460323,0.90912698412698412,0.88571428571428579,0.86230158730158735,0.81865079365079363,0.77380952380952384,0.89438023116779597,0.90424646128226471,0.91619380183326049,0.92338709677419351,0.93097100782328579,1,1,0.83499999999999996,0.83499999999999996,0.83499999999999996,0.83499999999999996,0.83499999999999996,0.83499999999999996,0.83499999999999996,42.297619047619044,{"$f":"Z14*E14+($A$4-80)*AG14*$A$12/1000","v":40.94047619047619},{"$f":"AA14*G14+($A$4-80)*AH14*$A$12/1000","v":39.564484126984127},38.848214285714292,38.13194444444445,38.885912698412696,36.75595238095238]
[null,57,45.765873015873019,45.765873015873019,44.239087301587304,44.239087301587304,42.580357142857146,42.580357142857146,41.675595238095241,41.675595238095241,40.770833333333329,40.770833333333329,38.829365079365083,38.829365079365083,36.699404761904766,36.699404761904766,null,0.96349206349206351,0.93134920634920637,0.89642857142857146,0.87738095238095237,0.85833333333333328,0.81746031746031755,0.77261904761904765,1,1,1,1,1,1,1,0.83499999999999996,0.83499999999999996,0.83499999999999996,0.83499999999999996,0.83499999999999996,0.83499999999999996,0.83499999999999996,45.765873015873019,{"$f":"Z15*E15+($A$4-80)*AG15*$A$12/1000","v":44.239087301587304},{"$f":"AA15*G15+($A$4-80)*AH15*$A$12/1000","v":42.580357142857146},41.675595238095241,40.770833333333329,38.829365079365083,36.699404761904766]
[800,72,58.564484126984127,30.516865079365083,56.038690476190474,29.253968253968253,53.343253968253968,27.972222222222221,51.929563492063494,27.321924603174608,50.515873015873012,26.671626984126984,47.481150793650798,25.352182539682541,44.257936507936506,24.032738095238095,null,1.232936507936508,1.1797619047619048,1.123015873015873,1.0932539682539684,1.0634920634920635,0.99960317460317472,0.93174603174603177,0.5210814290312199,0.52203161789438279,0.52438162544169609,0.52613430127041749,0.52798507462686572,0.5339420404922588,0.543015332197615,0.83499999999999996,0.83499999999999996,0.83499999999999996,0.83499999999999996,0.83499999999999996,0.83499999999999996,0.83499999999999996,{"$f":"Y16*C16+($A$4-80)*AF16*$A$16/1000","v":30.516865079365083},{"$f":"Z16*E16+($A$4-80)*AG16*$A$16/1000","v":29.253968253968253},{"$f":"AA16*G16+($A$4-80)*AH16*$A$16/1000","v":27.972222222222221},{"$f":"AB16*I16+($A$4-80)*AI16*$A$16/1000","v":27.321924603174608},{"$f":"AC16*K16+($A$4-80)*AJ16*$A$16/1000","v":26.671626984126984},{"$f":"AD16*M16+($A$4-80)*AK16*$A$16/1000","v":25.352182539682541},{"$f":"AE16*O16+($A$4-80)*AL16*$A$16/1000","v":24.032738095238095}]
[null,67,53.079365079365083,37.849206349206348,50.760912698412696,36.510912698412696,48.291666666666671,35.172619047619051,47.000496031746039,34.484623015873019,45.709325396825399,33.796626984126988,42.919642857142854,32.401785714285715,39.979166666666664,30.988095238095237,null,1.1174603174603175,1.0686507936507936,1.0166666666666668,0.98948412698412713,0.96230158730158732,0.90357142857142858,0.84166666666666667,0.71306818181818177,0.71927218715187524,0.72833723653395788,0.73370763986364551,0.73938144329896904,0.75494071146245068,0.77510608203677511,0.83499999999999996,0.83499999999999996,0.83499999999999996,0.83499999999999996,0.83499999999999996,0.83499999999999996,0.83499999999999996,{"$f":"Y17*C17+($A$4-80)*AF17*$A$16/1000","v":37.849206349206348},{"$f":"Z17*E17+($A$4-80)*AG17*$A$16/1000","v":36.510912698412696},{"$f":"AA17*G17+($A$4-80)*AH17*$A$16/1000","v":35.172619047619051},{"$f":"AB17*I17+($A$4-80)*AI17*$A$16/1000","v":34.484623015873019},{"$f":"AC17*K17+($A$4-80)*AJ17*$A$16/1000","v":33.796626984126988},{"$f":"AD17*M17+($A$4-80)*AK17*$A$16/1000","v":32.401785714285715},{"$f":"AE17*O17+($A$4-80)*AL17*$A$16/1000","v":30.988095238095237}]
[null,62,48.32936507936509,45.106150793650798,46.274801587301589,43.692460317460316,44.239087301587304,44.239087301587304,43.277777777777786,43.277777777777786,42.316468253968253,42.316468253968253,40.243055555555557,40.243055555555557,38,38,null,1.0174603174603176,0.9742063492063493,0.93134920634920637,0.9111111111111112,0.89087301587301582,0.84722222222222232,0.8,0.93330733229329166,0.94419551934826884,1,1,1,1,1,0.83499999999999996,0.83499999999999996,0.83499999999999996,0.83499999999999996,0.83499999999999996,0.83499999999999996,0.83499999999999996,45.106150793650798,{"$f":"Z18*E18+($A$4-80)*AG18*$A$16/1000","v":43.692460317460316},{"$f":"AA18*G18+($A$4-80)*AH18*$A$16/1000","v":44.239087301587304},43.277777777777786,42.316468253968253,40.243055555555557,38]
[null,57,47.575396825396822,47.575396825396822,45.935515873015881,45.935515873015881,44.163690476190474,44.163690476190474,43.211805555555557,43.211805555555557,42.25992063492064,42.25992063492064,40.186507936507937,40.186507936507937,37.94345238095238,37.94345238095238,null,1.0015873015873016,0.96706349206349218,0.92976190476190479,0.90972222222222232,0.88968253968253974,0.84603174603174602,0.79880952380952375,1,1,1,1,1,1,1,0.83499999999999996,0.83499999999999996,0.83499999999999996,0.83499999999999996,0.83499999999999996,0.83499999999999996,0.83499999999999996,47.575396825396822,{"$f":"Z19*E19+($A$4-80)*AG19*$A$16/1000","v":45.935515873015881},{"$f":"AA19*G19+($A$4-80)*AH19*$A$16/1000","v":44.163690476190474},43.211805555555557,42.25992063492064,40.186507936507937,37.94345238095238]

{"sheet":"24ANB7_36","index":87,"n_rows":19,"n_cols":45,"rows_kept":19,"cut":false,"hidden":true,"merged":[[2,0,2,1],[2,2,2,15],[3,2,3,3],[3,4,3,5],[3,6,3,7],[3,8,3,9],[3,10,3,11],[3,12,3,13],[3,14,3,15],[5,2,6,2],[5,3,6,3],[5,4,6,4],[5,5,6,5],[5,6,6,6],[5,7,6,7],[5,8,6,8],[4,0,6,0],[4,1,6,1],[4,2,4,3],[4,4,4,5],[4,6,4,7],[4,8,4,9],[5,9,6,9],[5,10,6,10],[5,11,6,11],[5,12,6,12],[5,13,6,13],[5,14,6,14],[5,15,6,15],[4,10,4,11],[4,12,4,13],[4,14,4,15],[7,0,10,0],[11,0,14,0],[15,0,18,0],[22,4,22,15],[23,4,23,5],[23,6,23,7],[23,8,23,9],[23,10,23,11],[23,12,23,13],[23,14,23,15],[25,12,26,12],[25,13,26,13],[25,14,26,14],[25,15,26,15],[27,0,30,0],[31,0,34,0],[24,12,24,13],[24,14,24,15],[25,4,26,4],[25,5,26,5],[25,6,26,6],[25,7,26,7],[25,8,26,8],[25,9,26,9],[25,10,26,10],[25,11,26,11],[24,0,26,0],[24,1,26,1],[24,4,24,5],[24,6,24,7],[24,8,24,9],[24,10,24,11],[35,0,38,0],[41,0,42,1],[41,4,41,15],[42,4,42,5],[42,6,42,7],[42,8,42,9],[42,10,42,11],[42,12,42,13],[42,14,42,15],[44,12,45,12],[44,13,45,13],[44,14,45,14],[44,15,45,15],[46,0,49,0],[50,0,53,0],[43,12,43,13],[43,14,43,15],[44,4,45,4],[44,5,45,5],[44,6,45,6],[44,7,45,7],[44,8,45,8],[44,9,45,9],[44,10,45,10],[44,11,45,11],[43,0,45,0],[43,1,45,1],[43,4,43,5],[43,6,43,7],[43,8,43,9],[43,10,43,11],[54,0,57,0],[60,0,61,1],[60,4,60,15],[61,4,61,5],[61,6,61,7],[61,8,61,9],[61,10,61,11],[61,12,61,13],[61,14,61,15],[63,12,64,12],[63,13,64,13],[63,14,64,14],[63,15,64,15],[65,0,68,0],[69,0,72,0],[62,12,62,13],[62,14,62,15],[63,4,64,4],[63,5,64,5],[63,6,64,6],[63,7,64,7],[63,8,64,8],[63,9,64,9],[63,10,64,10],[63,11,64,11],[62,0,64,0],[62,1,64,1],[62,4,62,5],[62,6,62,7],[62,8,62,9],[62,10,62,11],[73,0,76,0],[79,0,80,1],[79,4,79,15],[80,4,80,5],[80,6,80,7],[80,8,80,9],[80,10,80,11],[80,12,80,13],[80,14,80,15],[82,12,83,12],[82,13,83,13],[82,14,83,14],[82,15,83,15],[84,0,87,0],[88,0,91,0],[81,12,81,13],[81,14,81,15],[82,4,83,4],[82,5,83,5],[82,6,83,6],[82,7,83,7],[82,8,83,8],[82,9,83,9],[82,10,83,10],[82,11,83,11],[81,0,83,0],[81,1,83,1],[81,4,81,5],[81,6,81,7],[81,8,81,9],[81,10,81,11],[92,0,95,0],[98,0,99,1],[98,4,98,15],[99,4,99,5],[99,6,99,7],[99,8,99,9],[99,10,99,11],[99,12,99,13],[99,14,99,15],[101,12,102,12],[101,13,102,13],[101,14,102,14],[101,15,102,15],[103,0,106,0],[107,0,110,0],[100,12,100,13],[100,14,100,15],[101,4,102,4],[101,5,102,5],[101,6,102,6],[101,7,102,7],[101,8,102,8],[101,9,102,9],[101,10,102,10],[101,11,102,11],[100,0,102,0],[100,1,102,1],[100,4,100,5],[100,6,100,7],[100,8,100,9],[100,10,100,11],[111,0,114,0],[117,0,118,1],[117,4,117,15],[118,4,118,5],[118,6,118,7],[118,8,118,9],[118,10,118,11],[118,12,118,13],[118,14,118,15],[130,0,133,0],[120,12,121,12],[120,13,121,13],[120,14,121,14],[120,15,121,15],[122,0,125,0],[126,0,129,0],[119,12,119,13],[119,14,119,15],[120,4,121,4],[120,5,121,5],[120,6,121,6],[120,7,121,7],[120,8,121,8],[120,9,121,9],[120,10,121,10],[120,11,121,11],[119,0,121,0],[119,1,121,1],[119,4,119,5],[119,6,119,7],[119,8,119,9],[119,10,119,11]]}
[]
["24ANB7_36"]
["Evaporator Air \n",null,"Condenser  Entering Air Temperature ˚F"]
[80,"°F DB",75,null,85,null,95,null,100,null,105,null,115,null,125]
["CFM","EWB†\n˚F","Capacity Mbtuh",null,"Capacity Mbtuh",null,"Capacity Mbtuh",null,"Capacity Mbtuh",null,"Capacity Mbtuh",null,"Capacity Mbtuh",null,"Capacity Mbtuh"]
[null,null,"Total","Sens.","Total","Sens.","Total","Sens.","Total","Sens.","Total","Sens.","Total","Sens.","Total","Sens."]
[null,null,null,null,null,null,null,null,null,null,null,null,null,null,null,null,null,"Total Factors",null,null,null,null,null,null,"Sens. %",null,null,null,null,null,null,"IDB Adj",null,null,null,null,null,null,"Sens Calc"]
[900,72,{"$f":"R8*$G$13","v":55.630402979119566},{"$f":"IF(AM8>C8,C8,AM8)","v":28.112115972868736},{"$f":"S8*$G$13","v":53.141375182870071},{"$f":"IF(AN8>E8,E8,AN8)","v":27.101343263731881},{"$f":"T8*$G$13","v":50.513366139114247},{"$f":"IF(AO8>G8,G8,AO8)","v":26.065301236866606},{"$f":"U8*$G$13","v":49.142505652347388},{"$f":"IF(AP8>I8,I8,AP8)","v":25.534645564569761},{"$f":"V8*$G$13","v":47.771645165580537},{"$f":"IF(AQ8>K8,K8,AQ8)","v":25.003989892272912},{"$f":"W8*$G$13","v":44.87830828567629},{"$f":"IF(AR8>M8,M8,AR8)","v":23.892139912222369},{"$f":"X8*$G$13","v":41.757547546216252},{"$f":"IF(AS8>O8,O8,AS8)","v":22.729751296714987},null,1.1711663785077804,1.1187657933235804,1.0634392871392473,1.0345790663652081,1.0057188455911692,0.94480649022476404,0.87910626413086845,0.50533727004315243,0.5099857346647646,0.51600800400200098,0.51960406221879429,0.52340650621528695,0.53237612612612606,0.54432677760968229,0.83499999999999996,0.83499999999999996,0.83499999999999996,0.83499999999999996,0.83499999999999996,0.83499999999999996,0.83499999999999996,{"$f":"Y8*C8+($A$4-80)*AF8*$A$8/1000","v":28.112115972868736},{"$f":"Z8*E8+($A$4-80)*AG8*$A$8/1000","v":27.101343263731881},{"$f":"AA8*G8+($A$4-80)*AH8*$A$8/1000","v":26.065301236866606},{"$f":"AB8*I8+($A$4-80)*AI8*$A$8/1000","v":25.534645564569761},{"$f":"AC8*K8+($A$4-80)*AJ8*$A$8/1000","v":25.003989892272912},{"$f":"AD8*M8+($A$4-80)*AK8*$A$8/1000","v":23.892139912222369},{"$f":"AE8*O8+($A$4-80)*AL8*$A$8/1000","v":22.729751296714987}]
[null,67,50.349115573879509,33.772443144035108,48.074876978321583,{"$f":"IF(AN9>E9,E9,AN9)","v":32.761670434898264},{"$f":"T9*$G$13","v":45.674291794121558},{"$f":"IF(AO9>G9,G9,AO9)","v":31.712993749168778},44.417143237132606,{"$f":"IF(AP9>I9,I9,AP9)","v":31.176020747439825},43.159994680143633,{"$f":"IF(AQ9>K9,K9,AQ9)","v":30.639047745710865},40.5067163186594,{"$f":"IF(AR9>M9,M9,AR9)","v":29.514563106796114},37.676552733076214,{"$f":"IF(AS9>O9,O9,AS9)","v":28.352174491288743},null,1.0599813805027265,1.0121026732278229,0.96156403777098021,0.93509775236068637,0.90863146695039232,0.85277297512967154,0.79319058385423602,0.67076537013801751,0.68147174770039431,0.69432918395574006,0.70189162281325557,0.70989461358313821,0.72863381160324381,0.7525150905432596,0.83499999999999996,0.83499999999999996,0.83499999999999996,0.83499999999999996,0.83499999999999996,0.83499999999999996,0.83499999999999996,{"$f":"Y9*C9+($A$4-80)*AF9*$A$8/1000","v":33.772443144035108},{"$f":"Z9*E9+($A$4-80)*AG9*$A$8/1000","v":32.761670434898264},{"$f":"AA9*G9+($A$4-80)*AH9*$A$8/1000","v":31.712993749168778},{"$f":"AB9*I9+($A$4-80)*AI9*$A$8/1000","v":31.176020747439825},{"$f":"AC9*K9+($A$4-80)*AJ9*$A$8/1000","v":30.639047745710865},{"$f":"AD9*M9+($A$4-80)*AK9*$A$8/1000","v":29.514563106796114},{"$f":"AE9*O9+($A$4-80)*AL9*$A$8/1000","v":28.352174491288743}]
[null,62,45.484771911158404,39.268519749966757,43.412687857427848,38.257747040829898,{"$f":"T10*$G$13","v":41.239526532783621},37.209070355100415,40.096089905572548,36.659462694507248,38.952653278361481,36.10985503391408,36.577337411889879,34.985370394999336,34.088309615640377,33.898789732677216,null,0.95757414549807163,0.91395132331427054,0.86820055858491829,0.84412820853836945,0.82005585849182072,0.77004920867136584,0.71764862348716585,0.86333333333333329,0.88125727590221192,0.90226715686274506,0.91429021585000791,0.92701913720402207,0.95647668393782392,0.99444032616753142,0.83499999999999996,0.83499999999999996,0.83499999999999996,0.83499999999999996,0.83499999999999996,0.83499999999999996,0.83499999999999996,39.268519749966757,{"$f":"Z10*E10+($A$4-80)*AG10*$A$8/1000","v":38.257747040829898},{"$f":"AA10*G10+($A$4-80)*AH10*$A$8/1000","v":37.209070355100415},36.659462694507248,36.10985503391408,34.985370394999336,33.898789732677216]
[null,57,42.730416278760472,42.730416278760472,41.176353238462568,41.176353238462568,{"$f":"T11*$G$13","v":39.533847586115172},39.533847586115172,38.662056124484643,38.662056124484643,37.790264662854106,37.790264662854106,35.945604468679349,35.945604468679349,33.949328368134061,33.949328368134061,null,0.89958771113179947,0.86687059449394877,0.83229152812874052,0.81393802367336088,0.79558451921798112,0.75674956776167046,0.71472270248703285,1,1,1,1,1,1,1,0.83499999999999996,0.83499999999999996,0.83499999999999996,0.83499999999999996,0.83499999999999996,0.83499999999999996,0.83499999999999996,42.730416278760472,{"$f":"Z11*E11+($A$4-80)*AG11*$A$8/1000","v":41.176353238462568},{"$f":"AA11*G11+($A$4-80)*AH11*$A$8/1000","v":39.533847586115172},{"$f":"AB11*I11+($A$4-80)*AI11*$A$8/1000","v":38.662056124484643},37.790264662854106,35.945604468679349,33.949328368134061]
[1125,72,58.030988163319599,30.626413086846664,55.308219178082204,29.584053730549275,{"$f":"T12*$G$13","v":52.465420933634789},28.503790397659262,50.980848517090031,27.954182737066098,49.496276100545288,27.404575076472934,46.350246043356833,26.254821119829764,43.00837877377311,25.048211198297651,null,1.2217050139646231,1.1643835616438358,1.1045351775502061,1.0732810214124218,1.0420268652746376,0.97579465354435435,0.90543955313206548,0.52775963422599614,0.53489434608794961,0.54328717639975921,0.54832713754646845,0.55366943203573704,0.56644405070192172,0.58240305522914226,0.83499999999999996,0.83499999999999996,0.83499999999999996,0.83499999999999996,0.83499999999999996,0.83499999999999996,0.83499999999999996,{"$f":"Y12*C12+($A$4-80)*AF12*$A$12/1000","v":30.626413086846664},{"$f":"Z12*E12+($A$4-80)*AG12*$A$12/1000","v":29.584053730549275},{"$f":"AA12*G12+($A$4-80)*AH12*$A$12/1000","v":28.503790397659262},{"$f":"AB12*I12+($A$4-80)*AI12*$A$12/1000","v":27.954182737066098},{"$f":"AC12*K12+($A$4-80)*AJ12*$A$12/1000","v":27.404575076472934},{"$f":"AD12*M12+($A$4-80)*AK12*$A$12/1000","v":26.254821119829764},{"$f":"AE12*O12+($A$4-80)*AL12*$A$12/1000","v":25.048211198297651}]
[null,67,52.610719510573212,37.70813938023673,50.109057055459495,36.64682803564304,47.5,35.560247373320919,46.138615507381296,34.998005053863544,44.777231014762599,34.435762734406175,41.909163452586782,33.273374118898793,38.88316265460832,32.054129538502458,null,1.1075940949594361,1.054927516957042,1,0.97133927383960628,0.94267854767921266,0.88229817794919541,0.81859289799175416,0.71673871277617673,0.7313414019162886,0.74863678680675627,0.75854042582323555,0.76904627539503401,0.79394030750678324,0.82437043054427306,0.83499999999999996,0.83499999999999996,0.83499999999999996,0.83499999999999996,0.83499999999999996,0.83499999999999996,0.83499999999999996,{"$f":"Y13*C13+($A$4-80)*AF13*$A$12/1000","v":37.70813938023673},{"$f":"Z13*E13+($A$4-80)*AG13*$A$12/1000","v":36.64682803564304},{"$f":"AA13*G13+($A$4-80)*AH13*$A$12/1000","v":35.560247373320919},{"$f":"AB13*I13+($A$4-80)*AI13*$A$12/1000","v":34.998005053863544},{"$f":"AC13*K13+($A$4-80)*AJ13*$A$12/1000","v":34.435762734406175},{"$f":"AD13*M13+($A$4-80)*AK13*$A$12/1000","v":33.273374118898793},{"$f":"AE13*O13+($A$4-80)*AL13*$A$12/1000","v":32.054129538502458}]
[null,62,47.733741188987906,44.575076472935237,45.50372389945472,43.469543822316801,{"$f":"T14*$G$13","v":43.216850645032586},42.275568559648896,42.111317994414151,41.466950392339406,41.005785343795715,40.658332225029923,38.794720042558851,38.794720042558851,36.52679877643304,36.52679877643304,null,1.0049208671365875,0.9579731347253625,0.90982843463226493,0.88655406304029793,0.86327969144833083,0.81673094826439685,0.76898523739859026,0.93382742191635781,0.95529640427599616,0.97821955854407261,0.98469846984698473,0.99152672931751662,1,1,0.83499999999999996,0.83499999999999996,0.83499999999999996,0.83499999999999996,0.83499999999999996,0.83499999999999996,0.83499999999999996,44.575076472935237,{"$f":"Z14*E14+($A$4-80)*AG14*$A$12/1000","v":43.469543822316801},{"$f":"AA14*G14+($A$4-80)*AH14*$A$12/1000","v":42.275568559648896},41.466950392339406,40.658332225029923,38.794720042558851,36.52679877643304]
[null,57,46.445005984838417,46.445005984838417,44.669836414416821,44.669836414416821,42.806224231945734,42.806224231945734,41.817562175821251,41.817562175821251,40.828900119696762,40.828900119696762,38.737864077669904,38.737864077669904,36.469942811544094,36.469942811544094,null,0.97778959968080881,0.94041760872456459,0.90118366804096284,0.88036973001728946,0.85955579199361609,0.81553398058252435,0.76778826971671776,1,1,1,1,1,1,1,0.83499999999999996,0.83499999999999996,0.83499999999999996,0.83499999999999996,0.83499999999999996,0.83499999999999996,0.83499999999999996,46.445005984838417,{"$f":"Z15*E15+($A$4-80)*AG15*$A$12/1000","v":44.669836414416821},{"$f":"AA15*G15+($A$4-80)*AH15*$A$12/1000","v":42.806224231945734},41.817562175821251,40.828900119696762,38.737864077669904,36.469942811544094]
[1350,72,59.686128474531188,32.963824976725626,56.805426253491156,31.902513632131932,53.798377443809017,30.803298310945603,52.225362415214789,30.23473866205612,50.652347386620569,29.666179013166644,47.342066764197369,28.478521079930847,43.842266258811016,27.252959170102404,null,1.256550073148025,1.1959037105998138,1.1325974198696636,1.0994813140045219,1.0663652081393804,0.99667508977257613,0.92299507913286349,0.55228619813717184,0.56161032028469748,0.57256928135274776,0.57892826902141037,0.58568221501621343,0.60154790499065924,0.62161383285302585,0.83499999999999996,0.83499999999999996,0.83499999999999996,0.83499999999999996,0.83499999999999996,0.83499999999999996,0.83499999999999996,{"$f":"Y16*C16+($A$4-80)*AF16*$A$16/1000","v":32.963824976725626},{"$f":"Z16*E16+($A$4-80)*AG16*$A$16/1000","v":31.902513632131932},{"$f":"AA16*G16+($A$4-80)*AH16*$A$16/1000","v":30.803298310945603},{"$f":"AB16*I16+($A$4-80)*AI16*$A$16/1000","v":30.23473866205612},{"$f":"AC16*K16+($A$4-80)*AJ16*$A$16/1000","v":29.666179013166644},{"$f":"AD16*M16+($A$4-80)*AK16*$A$16/1000","v":28.478521079930847},{"$f":"AE16*O16+($A$4-80)*AL16*$A$16/1000","v":27.252959170102404}]
[null,67,54.177417209735346,41.429046415746782,51.524138848251098,40.329831094560447,48.769783215853181,39.205346455645703,47.335749434765269,38.63046947732412,45.90171565367735,38.055592499002529,42.882032185131003,36.842665248038308,39.710732810214125,35.566564702753027,null,1.1405772044154809,1.0847187125947599,1.026732278228488,0.99654209336347932,0.96635190849847052,0.90277962495012631,0.83601542758345526,0.76469216417910446,0.78273663560568907,0.80388601036269425,0.81609502202055251,0.82906688687035512,0.85916322922804955,0.89564110722239898,0.83499999999999996,0.83499999999999996,0.83499999999999996,0.83499999999999996,0.83499999999999996,0.83499999999999996,0.83499999999999996,{"$f":"Y17*C17+($A$4-80)*AF17*$A$16/1000","v":41.429046415746782},{"$f":"Z17*E17+($A$4-80)*AG17*$A$16/1000","v":40.329831094560447},{"$f":"AA17*G17+($A$4-80)*AH17*$A$16/1000","v":39.205346455645703},{"$f":"AB17*I17+($A$4-80)*AI17*$A$16/1000","v":38.63046947732412},{"$f":"AC17*K17+($A$4-80)*AJ17*$A$16/1000","v":38.055592499002529},{"$f":"AD17*M17+($A$4-80)*AK17*$A$16/1000","v":36.842665248038308},{"$f":"AE17*O17+($A$4-80)*AL17*$A$16/1000","v":35.566564702753027}]
[null,62,49.553132065434234,49.350977523606872,47.506317329432107,47.506317329432107,45.446867934565766,45.446867934565766,44.353969942811553,44.353969942811553,43.261071951057325,43.261071951057325,40.936294720042561,40.936294720042561,38.447266923793059,38.447266923793059,null,1.0432238329565102,1.000132996409097,0.95677616704348978,0.93376778826971685,0.91075940949594369,0.86181673094826439,0.8094161457640644,0.99592044875063757,1,1,1,1,1,1,0.83499999999999996,0.83499999999999996,0.83499999999999996,0.83499999999999996,0.83499999999999996,0.83499999999999996,0.83499999999999996,49.350977523606872,{"$f":"Z18*E18+($A$4-80)*AG18*$A$16/1000","v":47.506317329432107},{"$f":"AA18*G18+($A$4-80)*AH18*$A$16/1000","v":45.446867934565766},44.353969942811553,43.261071951057325,40.936294720042561,38.447266923793059]
[null,57,49.401516159063704,49.401516159063704,47.430509376246846,47.430509376246846,45.371059981380498,45.371059981380498,44.284479319058384,44.284479319058384,43.197898656736271,43.197898656736271,40.885756084585715,40.885756084585715,38.39672828833622,38.39672828833622,null,1.0400319191381833,0.99853703949993355,0.9551802101343263,0.93230482776965018,0.90942944540497406,0.86075275967548881,0.80835217449128882,1,1,1,1,1,1,1,0.83499999999999996,0.83499999999999996,0.83499999999999996,0.83499999999999996,0.83499999999999996,0.83499999999999996,0.83499999999999996,49.401516159063704,{"$f":"Z19*E19+($A$4-80)*AG19*$A$16/1000","v":47.430509376246846},{"$f":"AA19*G19+($A$4-80)*AH19*$A$16/1000","v":45.371059981380498},44.284479319058384,43.197898656736271,40.885756084585715,38.39672828833622]

{"sheet":"24ANB7_48","index":88,"n_rows":19,"n_cols":45,"rows_kept":19,"cut":false,"hidden":true,"merged":[[130,0,133,0],[120,12,121,12],[120,13,121,13],[120,14,121,14],[120,15,121,15],[122,0,125,0],[126,0,129,0],[119,12,119,13],[119,14,119,15],[120,4,121,4],[120,5,121,5],[120,6,121,6],[120,7,121,7],[120,8,121,8],[120,9,121,9],[120,10,121,10],[120,11,121,11],[119,0,121,0],[119,1,121,1],[119,4,119,5],[119,6,119,7],[119,8,119,9],[119,10,119,11],[111,0,114,0],[117,0,118,1],[117,4,117,15],[118,4,118,5],[118,6,118,7],[118,8,118,9],[118,10,118,11],[118,12,118,13],[118,14,118,15],[101,12,102,12],[101,13,102,13],[101,14,102,14],[101,15,102,15],[103,0,106,0],[107,0,110,0],[100,12,100,13],[100,14,100,15],[101,4,102,4],[101,5,102,5],[101,6,102,6],[101,7,102,7],[101,8,102,8],[101,9,102,9],[101,10,102,10],[101,11,102,11],[100,0,102,0],[100,1,102,1],[100,4,100,5],[100,6,100,7],[100,8,100,9],[100,10,100,11],[92,0,95,0],[98,0,99,1],[98,4,98,15],[99,4,99,5],[99,6,99,7],[99,8,99,9],[99,10,99,11],[99,12,99,13],[99,14,99,15],[82,12,83,12],[82,13,83,13],[82,14,83,14],[82,15,83,15],[84,0,87,0],[88,0,91,0],[81,12,81,13],[81,14,81,15],[82,4,83,4],[82,5,83,5],[82,6,83,6],[82,7,83,7],[82,8,83,8],[82,9,83,9],[82,10,83,10],[82,11,83,11],[81,0,83,0],[81,1,83,1],[81,4,81,5],[81,6,81,7],[81,8,81,9],[81,10,81,11],[73,0,76,0],[79,0,80,1],[79,4,79,15],[80,4,80,5],[80,6,80,7],[80,8,80,9],[80,10,80,11],[80,12,80,13],[80,14,80,15],[63,12,64,12],[63,13,64,13],[63,14,64,14],[63,15,64,15],[65,0,68,0],[69,0,72,0],[62,12,62,13],[62,14,62,15],[63,4,64,4],[63,5,64,5],[63,6,64,6],[63,7,64,7],[63,8,64,8],[63,9,64,9],[63,10,64,10],[63,11,64,11],[62,0,64,0],[62,1,64,1],[62,4,62,5],[62,6,62,7],[62,8,62,9],[62,10,62,11],[54,0,57,0],[60,0,61,1],[60,4,60,15],[61,4,61,5],[61,6,61,7],[61,8,61,9],[61,10,61,11],[61,12,61,13],[61,14,61,15],[44,12,45,12],[44,13,45,13],[44,14,45,14],[44,15,45,15],[46,0,49,0],[50,0,53,0],[43,12,43,13],[43,14,43,15],[44,4,45,4],[44,5,45,5],[44,6,45,6],[44,7,45,7],[44,8,45,8],[44,9,45,9],[44,10,45,10],[44,11,45,11],[43,0,45,0],[43,1,45,1],[43,4,43,5],[43,6,43,7],[43,8,43,9],[43,10,43,11],[35,0,38,0],[41,0,42,1],[41,4,41,15],[42,4,42,5],[42,6,42,7],[42,8,42,9],[42,10,42,11],[42,12,42,13],[42,14,42,15],[25,12,26,12],[25,13,26,13],[25,14,26,14],[25,15,26,15],[27,0,30,0],[31,0,34,0],[24,12,24,13],[24,14,24,15],[25,4,26,4],[25,5,26,5],[25,6,26,6],[25,7,26,7],[25,8,26,8],[25,9,26,9],[25,10,26,10],[25,11,26,11],[24,0,26,0],[24,1,26,1],[24,4,24,5],[24,6,24,7],[24,8,24,9],[24,10,24,11],[7,0,10,0],[11,0,14,0],[15,0,18,0],[22,4,22,15],[23,4,23,5],[23,6,23,7],[23,8,23,9],[23,10,23,11],[23,12,23,13],[23,14,23,15],[5,10,6,10],[5,11,6,11],[5,12,6,12],[5,13,6,13],[5,14,6,14],[5,15,6,15],[4,10,4,11],[4,12,4,13],[4,14,4,15],[5,2,6,2],[5,3,6,3],[5,4,6,4],[5,5,6,5],[5,6,6,6],[5,7,6,7],[5,8,6,8],[4,0,6,0],[4,1,6,1],[4,2,4,3],[4,4,4,5],[4,6,4,7],[4,8,4,9],[5,9,6,9],[2,0,2,1],[2,2,2,15],[3,2,3,3],[3,4,3,5],[3,6,3,7],[3,8,3,9],[3,10,3,11],[3,12,3,13],[3,14,3,15]]}
[]
["24ANB7_48"]
["Evaporator Air \n",null,"Condenser  Entering Air Temperature ˚F"]
[80,"°F DB",75,null,85,null,95,null,100,null,105,null,115,null,125]
["CFM","EWB†\n˚F","Capacity Mbtuh",null,"Capacity Mbtuh",null,"Capacity Mbtuh",null,"Capacity Mbtuh",null,"Capacity Mbtuh",null,"Capacity Mbtuh",null,"Capacity Mbtuh"]
[null,null,"Total","Sens.","Total","Sens.","Total","Sens.","Total","Sens.","Total","Sens.","Total","Sens.","Total","Sens."]
[null,null,null,null,null,null,null,null,null,null,null,null,null,null,null,null,null,"Total Factors",null,null,null,null,null,null,"Sens. %",null,null,null,null,null,null,"IDB Adj",null,null,null,null,null,null,"Sens Calc"]
[1200,72,{"$f":"R8*$G$13","v":55.287751593000905},{"$f":"IF(AM8>C8,C8,AM8)","v":27.634267219581268},{"$f":"S8*$G$13","v":53.116213209264686},{"$f":"IF(AN8>E8,E8,AN8)","v":26.798321027612012},{"$f":"T8*$G$13","v":50.77172044098311},{"$f":"IF(AO8>G8,G8,AO8)","v":25.904723374127641},{"$f":"U8*$G$13","v":49.493779710731268},{"$f":"IF(AP8>I8,I8,AP8)","v":25.4242945281683},{"$f":"V8*$G$13","v":48.215838980479418},{"$f":"IF(AQ8>K8,K8,AQ8)","v":24.943865682208965},{"$f":"W8*$G$13","v":45.400525943157682},{"$f":"IF(AR8>M8,M8,AR8)","v":23.906139374936785},{"$f":"X8*$G$13","v":42.277738444421963},{"$f":"IF(AS8>O8,O8,AS8)","v":22.762718721553554},null,1.1639526651158085,1.1182360675634671,1.0688783250733287,1.0419743096996057,1.0150702943258825,0.95580054617174059,0.89005765146151505,0.49982620785540499,0.50452243125904483,0.51021953065859194,0.51368666278392539,0.51733758469509772,0.52656084656084656,0.53840909090909095,0.83499999999999996,0.83499999999999996,0.83499999999999996,0.83499999999999996,0.83499999999999996,0.83499999999999996,0.83499999999999996,{"$f":"Y8*C8+($A$4-80)*AF8*$A$8/1000","v":27.634267219581268},{"$f":"Z8*E8+($A$4-80)*AG8*$A$8/1000","v":26.798321027612012},{"$f":"AA8*G8+($A$4-80)*AH8*$A$8/1000","v":25.904723374127641},{"$f":"AB8*I8+($A$4-80)*AI8*$A$8/1000","v":25.4242945281683},{"$f":"AC8*K8+($A$4-80)*AJ8*$A$8/1000","v":24.943865682208965},{"$f":"AD8*M8+($A$4-80)*AK8*$A$8/1000","v":23.906139374936785},{"$f":"AE8*O8+($A$4-80)*AL8*$A$8/1000","v":22.762718721553554}]
[null,67,49.974208556690598,33.341761909578238,48.004450288257303,{"$f":"IF(AN9>E9,E9,AN9)","v":32.525032871447351},{"$f":"T9*$G$13","v":45.900171942955396},{"$f":"IF(AO9>G9,G9,AO9)","v":31.660260948720541},44.7327298472742,{"$f":"IF(AP9>I9,I9,AP9)","v":31.189440679680388},43.565287751593004,{"$f":"IF(AQ9>K9,K9,AQ9)","v":30.718620410640234},40.999797714170121,{"$f":"IF(AR9>M9,M9,AR9)","v":29.690502680287246},38.174876099929193,{"$f":"IF(AS9>O9,O9,AS9)","v":28.575907757661568},null,1.0520886011934862,1.0106200060685748,0.96631940932537674,0.94174168099524636,0.91716395266511586,0.86315363608779205,0.80368160210377249,0.66717938857911951,0.67754203362690157,0.68976344986393134,0.69723982386424654,0.70511689457432725,0.72416217483009138,0.74855273093380315,0.83499999999999996,0.83499999999999996,0.83499999999999996,0.83499999999999996,0.83499999999999996,0.83499999999999996,0.83499999999999996,{"$f":"Y9*C9+($A$4-80)*AF9*$A$8/1000","v":33.341761909578238},{"$f":"Z9*E9+($A$4-80)*AG9*$A$8/1000","v":32.525032871447351},{"$f":"AA9*G9+($A$4-80)*AH9*$A$8/1000","v":31.660260948720541},{"$f":"AB9*I9+($A$4-80)*AI9*$A$8/1000","v":31.189440679680388},{"$f":"AC9*K9+($A$4-80)*AJ9*$A$8/1000","v":30.718620410640234},{"$f":"AD9*M9+($A$4-80)*AK9*$A$8/1000","v":29.690502680287246},{"$f":"AE9*O9+($A$4-80)*AL9*$A$8/1000","v":28.575907757661568}]
[null,62,45.169920097097197,38.933953676544959,43.401941943966825,38.14605036917164,{"$f":"T10*$G$13","v":41.489835137048651},37.290887023364014,40.442500252857293,36.829675331243045,39.395165368665928,36.368463639122083,37.117932638818651,35.340345908769088,34.648528370587641,34.177708101547481,null,0.95094568625467779,0.91372509355719633,0.87347021341155051,0.85142105795489031,0.82937190249823001,0.78143016081723482,0.72944270253868715,0.86194426717719641,0.87890192605711759,0.89879573876794816,0.91066761701116639,0.92317073170731712,0.95210975925446539,0.98641153632834155,0.83499999999999996,0.83499999999999996,0.83499999999999996,0.83499999999999996,0.83499999999999996,0.83499999999999996,0.83499999999999996,38.933953676544959,{"$f":"Z10*E10+($A$4-80)*AG10*$A$8/1000","v":38.14605036917164},{"$f":"AA10*G10+($A$4-80)*AH10*$A$8/1000","v":37.290887023364014},36.829675331243045,36.368463639122083,35.340345908769088,34.177708101547481]
[null,57,42.508344290482455,42.508344290482455,41.220794983311414,41.220794983311414,{"$f":"T11*$G$13","v":39.779508445433393},39.779508445433393,38.981996561140889,38.981996561140889,38.184484676848392,38.184484676848392,36.416506523718006,36.416506523718006,34.427531101446341,34.427531101446341,null,0.89491251137857797,0.86780621017497717,0.83746333569333464,0.82067361181349241,0.80388388793365029,0.76666329523616861,0.72479012845150192,1,1,1,1,1,1,1,0.83499999999999996,0.83499999999999996,0.83499999999999996,0.83499999999999996,0.83499999999999996,0.83499999999999996,0.83499999999999996,42.508344290482455,{"$f":"Z11*E11+($A$4-80)*AG11*$A$8/1000","v":41.220794983311414},{"$f":"AA11*G11+($A$4-80)*AH11*$A$8/1000","v":39.779508445433393},{"$f":"AB11*I11+($A$4-80)*AI11*$A$8/1000","v":38.981996561140889},38.184484676848392,36.416506523718006,34.427531101446341]
[1500,72,57.43526853443916,29.897087084049765,55.052341458480832,29.027510872863353,{"$f":"T12*$G$13","v":52.486851421057956},28.100283200161826,51.052771315869322,27.586224334985332,49.618691210680687,27.072165469808837,46.668858096490339,26.029634874077072,43.32026904015374,24.857388489936284,null,1.2091635480934559,1.158996662283807,1.1049863457064832,1.0747951855972488,1.0446040254880145,0.98250227571558613,0.91200566400323657,0.52053534086156428,0.52727114058818392,0.53537757437070932,0.54034724509481014,0.54560418280402789,0.55775169857937001,0.57380503493401358,0.83499999999999996,0.83499999999999996,0.83499999999999996,0.83499999999999996,0.83499999999999996,0.83499999999999996,0.83499999999999996,{"$f":"Y12*C12+($A$4-80)*AF12*$A$12/1000","v":29.897087084049765},{"$f":"Z12*E12+($A$4-80)*AG12*$A$12/1000","v":29.027510872863353},{"$f":"AA12*G12+($A$4-80)*AH12*$A$12/1000","v":28.100283200161826},{"$f":"AB12*I12+($A$4-80)*AI12*$A$12/1000","v":27.586224334985332},{"$f":"AC12*K12+($A$4-80)*AJ12*$A$12/1000","v":27.072165469808837},{"$f":"AD12*M12+($A$4-80)*AK12*$A$12/1000","v":26.029634874077072},{"$f":"AE12*O12+($A$4-80)*AL12*$A$12/1000","v":24.857388489936284}]
[null,67,51.972792555881462,36.973803985030848,49.810862749064427,36.1282492161424,47.5,35.234651562658037,46.207646404369378,34.73500556286033,44.915292808738741,34.235359563062609,42.205674117528062,33.197633255790429,39.174168099524621,32.044604025488013,null,1.0941640538080308,1.0486497420855669,1,0.97279255588146052,0.94558511176292093,0.88854050773743287,0.82471932841104467,0.71140691440192272,0.72530864197530853,0.74178213816122185,0.75171553337492214,0.76222055834848657,0.78656801365964713,0.81800343389747376,0.83499999999999996,0.83499999999999996,0.83499999999999996,0.83499999999999996,0.83499999999999996,0.83499999999999996,0.83499999999999996,{"$f":"Y13*C13+($A$4-80)*AF13*$A$12/1000","v":36.973803985030848},{"$f":"Z13*E13+($A$4-80)*AG13*$A$12/1000","v":36.1282492161424},{"$f":"AA13*G13+($A$4-80)*AH13*$A$12/1000","v":35.234651562658037},{"$f":"AB13*I13+($A$4-80)*AI13*$A$12/1000","v":34.73500556286033},{"$f":"AC13*K13+($A$4-80)*AJ13*$A$12/1000","v":34.235359563062609},{"$f":"AD13*M13+($A$4-80)*AK13*$A$12/1000","v":33.197633255790429},{"$f":"AE13*O13+($A$4-80)*AL13*$A$12/1000","v":32.044604025488013}]
[null,62,47.197329827045614,43.91600080914332,45.294831597046624,43.065641751795283,{"$f":"T14*$G$13","v":43.286639020936576},42.109588348336196,42.258521290583587,41.434585819763328,41.230403560230599,40.759583291190452,39.063669464953975,39.063669464953975,36.796045312025889,36.796045312025889,null,0.99362799635885501,0.95357540204308688,0.91129766359866482,0.88965307980175978,0.86800849600485475,0.82239304136745217,0.77465358551633456,0.93047638436482083,0.95078489605430627,0.97280799112097682,0.98050250113688053,0.98858075040783044,1,1,0.83499999999999996,0.83499999999999996,0.83499999999999996,0.83499999999999996,0.83499999999999996,0.83499999999999996,0.83499999999999996,43.91600080914332,{"$f":"Z14*E14+($A$4-80)*AG14*$A$12/1000","v":43.065641751795283},{"$f":"AA14*G14+($A$4-80)*AH14*$A$12/1000","v":42.109588348336196},41.434585819763328,40.759583291190452,39.063669464953975,36.796045312025889]
[null,57,45.981844846768482,45.981844846768482,44.478102558915744,44.478102558915744,42.839840194194387,42.839840194194387,41.927025386871648,41.927025386871648,41.014210579548909,41.014210579548909,39.006018003438861,39.006018003438861,36.743198138970357,36.743198138970357,null,0.96803883887933639,0.93638110650348938,0.90189137250935558,0.88267421867098206,0.86345706483260853,0.82117932638818647,0.77354101345200754,1,1,1,1,1,1,1,0.83499999999999996,0.83499999999999996,0.83499999999999996,0.83499999999999996,0.83499999999999996,0.83499999999999996,0.83499999999999996,45.981844846768482,{"$f":"Z15*E15+($A$4-80)*AG15*$A$12/1000","v":44.478102558915744},{"$f":"AA15*G15+($A$4-80)*AH15*$A$12/1000","v":42.839840194194387},41.927025386871648,41.014210579548909,39.006018003438861,36.743198138970357]
[1800,72,58.881359360776777,31.958126833215331,56.344695054111462,31.064529179730961,53.6158592090624,30.113280064731466,52.140942651967229,29.604025488014567,50.666026094872045,29.094770911297658,47.437544250025283,27.989784565591179,43.949630828360476,26.807929604531203,null,1.2396075654900374,1.1862041064023465,1.1287549307171032,1.097704055830889,1.0666531809446747,0.9986851421057954,0.92525538586022049,0.5427545691906005,0.55133015006821284,0.56164874551971333,0.56776928038330421,0.57424615968139581,0.59003443386672072,0.60996939221687796,0.83499999999999996,0.83499999999999996,0.83499999999999996,0.83499999999999996,0.83499999999999996,0.83499999999999996,0.83499999999999996,{"$f":"Y16*C16+($A$4-80)*AF16*$A$16/1000","v":31.958126833215331},{"$f":"Z16*E16+($A$4-80)*AG16*$A$16/1000","v":31.064529179730961},{"$f":"AA16*G16+($A$4-80)*AH16*$A$16/1000","v":30.113280064731466},{"$f":"AB16*I16+($A$4-80)*AI16*$A$16/1000","v":29.604025488014567},{"$f":"AC16*K16+($A$4-80)*AJ16*$A$16/1000","v":29.094770911297658},{"$f":"AD16*M16+($A$4-80)*AK16*$A$16/1000","v":27.989784565591179},{"$f":"AE16*O16+($A$4-80)*AL16*$A$16/1000","v":26.807929604531203}]
[null,67,53.31799332456761,40.356023060584604,51.050369171639531,39.510468291696164,48.504096288055024,38.559219176696679,47.202134115505203,38.073986042277738,45.900171942955396,37.588752907858797,42.988773136441793,36.493375139071503,39.837159906948514,35.311520178011527,null,1.1224840699908971,1.0747446141397796,1.021138869222211,0.9937291392737938,0.96631940932537674,0.90502680287245874,0.83867705067260034,0.75689313389799961,0.77395068699416514,0.7949683042789224,0.80661577608142498,0.81892401088549283,0.84890478319177454,0.88639652677279301,0.83499999999999996,0.83499999999999996,0.83499999999999996,0.83499999999999996,0.83499999999999996,0.83499999999999996,0.83499999999999996,{"$f":"Y17*C17+($A$4-80)*AF17*$A$16/1000","v":40.356023060584604},{"$f":"Z17*E17+($A$4-80)*AG17*$A$16/1000","v":39.510468291696164},{"$f":"AA17*G17+($A$4-80)*AH17*$A$16/1000","v":38.559219176696679},{"$f":"AB17*I17+($A$4-80)*AI17*$A$16/1000","v":38.073986042277738},{"$f":"AC17*K17+($A$4-80)*AJ17*$A$16/1000","v":37.588752907858797},{"$f":"AD17*M17+($A$4-80)*AK17*$A$16/1000","v":36.493375139071503},{"$f":"AE17*O17+($A$4-80)*AL17*$A$16/1000","v":35.311520178011527}]
[null,62,48.878830787903304,48.408010518863158,47.091635480934556,47.091635480934556,45.285223020127439,45.285223020127439,44.271518155153231,44.271518155153231,43.257813290179023,43.257813290179023,41.028623444927682,41.028623444927682,38.530393445939112,38.530393445939112,null,1.0290280165874379,0.99140285223020119,0.9533731162132093,0.93203196116112064,0.91069080610903208,0.8637604935774249,0.81116617780924449,0.99036760369569499,1,1,1,1,1,1,0.83499999999999996,0.83499999999999996,0.83499999999999996,0.83499999999999996,0.83499999999999996,0.83499999999999996,0.83499999999999996,48.408010518863158,{"$f":"Z18*E18+($A$4-80)*AG18*$A$16/1000","v":47.091635480934556},{"$f":"AA18*G18+($A$4-80)*AH18*$A$16/1000","v":45.285223020127439},44.271518155153231,43.257813290179023,41.028623444927682,38.530393445939112]
[null,57,48.705876403357941,48.705876403357941,47.024375442500251,47.024375442500251,45.217962981693134,45.217962981693134,44.209062405178521,44.209062405178521,43.200161828663902,43.200161828663902,40.970971983412561,40.970971983412561,38.491959138262359,38.491959138262359,null,1.0253868716496408,0.98998685142105791,0.95195711540406591,0.93071710326691626,0.90947709112976638,0.8625467785981592,0.81035703448973395,1,1,1,1,1,1,1,0.83499999999999996,0.83499999999999996,0.83499999999999996,0.83499999999999996,0.83499999999999996,0.83499999999999996,0.83499999999999996,48.705876403357941,{"$f":"Z19*E19+($A$4-80)*AG19*$A$16/1000","v":47.024375442500251},{"$f":"AA19*G19+($A$4-80)*AH19*$A$16/1000","v":45.217962981693134},44.209062405178521,43.200161828663902,40.970971983412561,38.491959138262359]

{"sheet":"24ANB7_60","index":89,"n_rows":19,"n_cols":45,"rows_kept":19,"cut":false,"hidden":true,"merged":[[2,0,2,1],[2,2,2,15],[3,2,3,3],[3,4,3,5],[3,6,3,7],[3,8,3,9],[3,10,3,11],[3,12,3,13],[3,14,3,15],[5,2,6,2],[5,3,6,3],[5,4,6,4],[5,5,6,5],[5,6,6,6],[5,7,6,7],[5,8,6,8],[4,0,6,0],[4,1,6,1],[4,2,4,3],[4,4,4,5],[4,6,4,7],[4,8,4,9],[5,9,6,9],[5,10,6,10],[5,11,6,11],[5,12,6,12],[5,13,6,13],[5,14,6,14],[5,15,6,15],[4,10,4,11],[4,12,4,13],[4,14,4,15],[7,0,10,0],[11,0,14,0],[15,0,18,0],[22,4,22,15],[23,4,23,5],[23,6,23,7],[23,8,23,9],[23,10,23,11],[23,12,23,13],[23,14,23,15],[25,12,26,12],[25,13,26,13],[25,14,26,14],[25,15,26,15],[27,0,30,0],[31,0,34,0],[24,12,24,13],[24,14,24,15],[25,4,26,4],[25,5,26,5],[25,6,26,6],[25,7,26,7],[25,8,26,8],[25,9,26,9],[25,10,26,10],[25,11,26,11],[24,0,26,0],[24,1,26,1],[24,4,24,5],[24,6,24,7],[24,8,24,9],[24,10,24,11],[35,0,38,0],[41,0,42,1],[41,4,41,15],[42,4,42,5],[42,6,42,7],[42,8,42,9],[42,10,42,11],[42,12,42,13],[42,14,42,15],[44,12,45,12],[44,13,45,13],[44,14,45,14],[44,15,45,15],[46,0,49,0],[50,0,53,0],[43,12,43,13],[43,14,43,15],[44,4,45,4],[44,5,45,5],[44,6,45,6],[44,7,45,7],[44,8,45,8],[44,9,45,9],[44,10,45,10],[44,11,45,11],[43,0,45,0],[43,1,45,1],[43,4,43,5],[43,6,43,7],[43,8,43,9],[43,10,43,11],[54,0,57,0],[60,0,61,1],[60,4,60,15],[61,4,61,5],[61,6,61,7],[61,8,61,9],[61,10,61,11],[61,12,61,13],[61,14,61,15],[63,12,64,12],[63,13,64,13],[63,14,64,14],[63,15,64,15],[65,0,68,0],[69,0,72,0],[62,12,62,13],[62,14,62,15],[63,4,64,4],[63,5,64,5],[63,6,64,6],[63,7,64,7],[63,8,64,8],[63,9,64,9],[63,10,64,10],[63,11,64,11],[62,0,64,0],[62,1,64,1],[62,4,62,5],[62,6,62,7],[62,8,62,9],[62,10,62,11],[73,0,76,0],[79,0,80,1],[79,4,79,15],[80,4,80,5],[80,6,80,7],[80,8,80,9],[80,10,80,11],[80,12,80,13],[80,14,80,15],[82,12,83,12],[82,13,83,13],[82,14,83,14],[82,15,83,15],[84,0,87,0],[88,0,91,0],[81,12,81,13],[81,14,81,15],[82,4,83,4],[82,5,83,5],[82,6,83,6],[82,7,83,7],[82,8,83,8],[82,9,83,9],[82,10,83,10],[82,11,83,11],[81,0,83,0],[81,1,83,1],[81,4,81,5],[81,6,81,7],[81,8,81,9],[81,10,81,11],[92,0,95,0],[98,0,99,1],[98,4,98,15],[99,4,99,5],[99,6,99,7],[99,8,99,9],[99,10,99,11],[99,12,99,13],[99,14,99,15],[101,12,102,12],[101,13,102,13],[101,14,102,14],[101,15,102,15],[103,0,106,0],[107,0,110,0],[100,12,100,13],[100,14,100,15],[101,4,102,4],[101,5,102,5],[101,6,102,6],[101,7,102,7],[101,8,102,8],[101,9,102,9],[101,10,102,10],[101,11,102,11],[100,0,102,0],[100,1,102,1],[100,4,100,5],[100,6,100,7],[100,8,100,9],[100,10,100,11],[111,0,114,0],[117,0,118,1],[117,4,117,15],[118,4,118,5],[118,6,118,7],[118,8,118,9],[118,10,118,11],[118,12,118,13],[118,14,118,15],[130,0,133,0],[120,12,121,12],[120,13,121,13],[120,14,121,14],[120,15,121,15],[122,0,125,0],[126,0,129,0],[119,12,119,13],[119,14,119,15],[120,4,121,4],[120,5,121,5],[120,6,121,6],[120,7,121,7],[120,8,121,8],[120,9,121,9],[120,10,121,10],[120,11,121,11],[119,0,121,0],[119,1,121,1],[119,4,119,5],[119,6,119,7],[119,8,119,9],[119,10,119,11]]}
[]
["24ANB7_60"]
["Evaporator Air \n",null,"Condenser  Entering Air Temperature ˚F"]
[80,"°F DB",75,null,85,null,95,null,100,null,105,null,115,null,125]
["CFM","EWB†\n˚F","Capacity Mbtuh",null,"Capacity Mbtuh",null,"Capacity Mbtuh",null,"Capacity Mbtuh",null,"Capacity Mbtuh",null,"Capacity Mbtuh",null,"Capacity Mbtuh"]
[null,null,"Total","Sens.","Total","Sens.","Total","Sens.","Total","Sens.","Total","Sens.","Total","Sens.","Total","Sens."]
[null,null,null,null,null,null,null,null,null,null,null,null,null,null,null,null,null,"Total Factors",null,null,null,null,null,null,"Sens. %",null,null,null,null,null,null,"IDB Adj",null,null,null,null,null,null,"Sens Calc"]
[1500,72,{"$f":"R8*$G$13","v":68.967862608399926},{"$f":"IF(AM8>C8,C8,AM8)","v":34.667573541914642},{"$f":"S8*$G$13","v":66.713144023125324},{"$f":"IF(AN8>E8,E8,AN8)","v":33.892195204897128},{"$f":"T8*$G$13","v":64.162557388199289},{"$f":"IF(AO8>G8,G8,AO8)","v":33.024995749022274},{"$f":"U8*$G$13","v":62.7036218330216},{"$f":"IF(AP8>I8,I8,AP8)","v":32.530181941846628},{"$f":"V8*$G$13","v":61.244686277843911},{"$f":"IF(AQ8>K8,K8,AQ8)","v":32.035368134670975},{"$f":"W8*$G$13","v":57.939125998979762},{"$f":"IF(AR8>M8,M8,AR8)","v":30.913110015303516},{"$f":"X8*$G$13","v":54.164257779289237},{"$f":"IF(AS8>O8,O8,AS8)","v":29.637816697840506},null,1.1494643768066655,1.1118857337187553,1.0693759564699881,1.0450603638836933,1.0207447712973985,0.96565209998299606,0.90273762965482063,0.50266272189349115,0.50802875057348218,0.51470822070281441,0.5187927107061503,0.52307179743461596,0.53354463814051767,0.54718402712375214,0.83499999999999996,0.83499999999999996,0.83499999999999996,0.83499999999999996,0.83499999999999996,0.83499999999999996,0.83499999999999996,{"$f":"Y8*C8+($A$4-80)*AF8*$A$8/1000","v":34.667573541914642},{"$f":"Z8*E8+($A$4-80)*AG8*$A$8/1000","v":33.892195204897128},{"$f":"AA8*G8+($A$4-80)*AH8*$A$8/1000","v":33.024995749022274},{"$f":"AB8*I8+($A$4-80)*AI8*$A$8/1000","v":32.530181941846628},{"$f":"AC8*K8+($A$4-80)*AJ8*$A$8/1000","v":32.035368134670975},{"$f":"AD8*M8+($A$4-80)*AK8*$A$8/1000","v":30.913110015303516},{"$f":"AE8*O8+($A$4-80)*AL8*$A$8/1000","v":29.637816697840506}]
[null,67,62.540384288386328,42.07447712973984,60.510117326985203,{"$f":"IF(AN9>E9,E9,AN9)","v":41.411324604659072},{"$f":"T9*$G$13","v":58.21458935555178},{"$f":"IF(AO9>G9,G9,AO9)","v":40.646148614181264},56.832171399421867,{"$f":"IF(AP9>I9,I9,AP9)","v":40.171739500085025},55.449753443291961,{"$f":"IF(AQ9>K9,K9,AQ9)","v":39.697330385988771},52.613501105254208,{"$f":"IF(AR9>M9,M9,AR9)","v":38.738309811256585},49.19571501445332,{"$f":"IF(AS9>O9,O9,AS9)","v":37.565039959190614},null,1.0423397381397721,1.0085019554497534,0.97024315592586297,0.94720285665703108,0.9241625573881993,0.87689168508757009,0.81992858357422205,0.67275693311582385,0.6843702579666161,0.69821240799158779,0.70684857732699047,0.71591536338546446,0.73628078340120218,0.7635835752799669,0.83499999999999996,0.83499999999999996,0.83499999999999996,0.83499999999999996,0.83499999999999996,0.83499999999999996,0.83499999999999996,{"$f":"Y9*C9+($A$4-80)*AF9*$A$8/1000","v":42.07447712973984},{"$f":"Z9*E9+($A$4-80)*AG9*$A$8/1000","v":41.411324604659072},{"$f":"AA9*G9+($A$4-80)*AH9*$A$8/1000","v":40.646148614181264},{"$f":"AB9*I9+($A$4-80)*AI9*$A$8/1000","v":40.171739500085025},{"$f":"AC9*K9+($A$4-80)*AJ9*$A$8/1000","v":39.697330385988771},{"$f":"AD9*M9+($A$4-80)*AK9*$A$8/1000","v":38.738309811256585},{"$f":"AE9*O9+($A$4-80)*AL9*$A$8/1000","v":37.565039959190614}]
[null,62,56.704642067675564,49.358952559088593,54.919231423227345,48.808025845944577,{"$f":"T10*$G$13","v":52.909369154905626},48.144873320863795,51.756503995919061,47.746981805815331,50.603638836932497,47.349090290766874,47.981635776228536,46.379867369494988,45.063764665873151,45.063764665873151,null,0.94507736779459273,0.91532052372045569,0.88182281924842709,0.86260839993198435,0.84339398061554161,0.79969392960380892,0.75106274443121923,0.87045699892047501,0.88872375998513853,0.90994986502121089,0.9225310467179183,0.93568548387096762,0.96661705294492872,1,0.83499999999999996,0.83499999999999996,0.83499999999999996,0.83499999999999996,0.83499999999999996,0.83499999999999996,0.83499999999999996,49.358952559088593,{"$f":"Z10*E10+($A$4-80)*AG10*$A$8/1000","v":48.808025845944577},{"$f":"AA10*G10+($A$4-80)*AH10*$A$8/1000","v":48.144873320863795},47.746981805815331,47.349090290766874,46.379867369494988,45.063764665873151]
[null,57,53.817377996939292,53.817377996939292,52.582894065635088,52.582894065635088,{"$f":"T11*$G$13","v":51.123958510457406},51.123958510457406,50.266961401122252,50.266961401122252,49.409964291787105,49.409964291787105,47.389899676925694,47.389899676925694,45.022955279714338,45.022955279714338,null,0.89695629994898818,0.87638156776058485,0.85206597517429006,0.8377826900187042,0.82349940486311846,0.78983166128209492,0.75038258799523894,1,1,1,1,1,1,1,0.83499999999999996,0.83499999999999996,0.83499999999999996,0.83499999999999996,0.83499999999999996,0.83499999999999996,0.83499999999999996,53.817377996939292,{"$f":"Z11*E11+($A$4-80)*AG11*$A$8/1000","v":52.582894065635088},{"$f":"AA11*G11+($A$4-80)*AH11*$A$8/1000","v":51.123958510457406},{"$f":"AB11*I11+($A$4-80)*AI11*$A$8/1000","v":50.266961401122252},49.409964291787105,47.389899676925694,45.022955279714338]
[1875,72,71.370515218500245,37.401802414555341,68.876041489542587,36.621322904267984,{"$f":"T12*$G$13","v":66.055092671314398},35.733718755313717,64.468627784390407,35.226152014963446,62.882162897466415,34.718585274613162,59.296038088760419,33.581023635436154,55.005951368814827,32.20370685257609,null,1.1895085869750042,1.1479340248257097,1.1009182111885734,1.0744771297398401,1.0480360482911069,0.98826730147934028,0.91676585614691375,0.52405117575584304,0.53169900755443644,0.54096841454938605,0.54640765943978487,0.55212135961710074,0.56632828630419818,0.58545859222850782,0.83499999999999996,0.83499999999999996,0.83499999999999996,0.83499999999999996,0.83499999999999996,0.83499999999999996,0.83499999999999996,{"$f":"Y12*C12+($A$4-80)*AF12*$A$12/1000","v":37.401802414555341},{"$f":"Z12*E12+($A$4-80)*AG12*$A$12/1000","v":36.621322904267984},{"$f":"AA12*G12+($A$4-80)*AH12*$A$12/1000","v":35.733718755313717},{"$f":"AB12*I12+($A$4-80)*AI12*$A$12/1000","v":35.226152014963446},{"$f":"AC12*K12+($A$4-80)*AJ12*$A$12/1000","v":34.718585274613162},{"$f":"AD12*M12+($A$4-80)*AK12*$A$12/1000","v":33.581023635436154},{"$f":"AE12*O12+($A$4-80)*AL12*$A$12/1000","v":32.20370685257609}]
[null,67,64.779799353851388,46.53290256759054,62.535283115116478,45.869750042509779,60,45.109675225301821,58.569120897806492,44.665873150824687,57.138241795612984,44.222071076347561,53.868389729637812,43.191634075837435,50.25675905458256,42.023465397041313,null,1.0796633225641898,1.0422547185852746,1,0.97615201496344151,0.95230402992688312,0.89780649549396352,0.83761265090970927,0.71832427750216543,0.73350191695896894,0.75182792042169699,0.76261812480947611,0.7739487545754844,0.80179924242424239,0.8361753958587087,0.83499999999999996,0.83499999999999996,0.83499999999999996,0.83499999999999996,0.83499999999999996,0.83499999999999996,0.83499999999999996,{"$f":"Y13*C13+($A$4-80)*AF13*$A$12/1000","v":46.53290256759054},{"$f":"Z13*E13+($A$4-80)*AG13*$A$12/1000","v":45.869750042509779},{"$f":"AA13*G13+($A$4-80)*AH13*$A$12/1000","v":45.109675225301821},{"$f":"AB13*I13+($A$4-80)*AI13*$A$12/1000","v":44.665873150824687},{"$f":"AC13*K13+($A$4-80)*AJ13*$A$12/1000","v":44.222071076347561},{"$f":"AD13*M13+($A$4-80)*AK13*$A$12/1000","v":43.191634075837435},{"$f":"AE13*O13+($A$4-80)*AL13*$A$12/1000","v":42.023465397041313}]
[null,62,59.097092331236176,55.500765175990473,57.179051181771804,54.898826730147931,{"$f":"T14*$G$13","v":55.077367794592753},54.052031967352498,53.983166128209483,53.317463016493797,52.88896446182622,52.582894065635095,50.481210678456051,50.481210678456051,47.757184152355038,47.757184152355038,null,0.98495153885393627,0.95298418636286342,0.91795612990987918,0.89971943547015809,0.881482741030437,0.84135351130760083,0.79595306920591735,0.9391454466983169,0.96012133107324471,0.98138371769936106,0.98766832034018437,0.99421296296296302,1,1,0.83499999999999996,0.83499999999999996,0.83499999999999996,0.83499999999999996,0.83499999999999996,0.83499999999999996,0.83499999999999996,55.500765175990473,{"$f":"Z14*E14+($A$4-80)*AG14*$A$12/1000","v":54.898826730147931},{"$f":"AA14*G14+($A$4-80)*AH14*$A$12/1000","v":54.052031967352498},53.317463016493797,52.582894065635095,50.481210678456051,47.757184152355038]
[null,57,57.903417786090799,57.903417786090799,56.418976364563846,56.418976364563846,54.66927393300459,54.66927393300459,53.700051011732697,53.700051011732697,52.730828090460804,52.730828090460804,50.409794252678111,50.409794252678111,47.701071246386661,47.701071246386661,null,0.96505696310151334,0.94031627274273077,0.91115456555007646,0.89500085019554498,0.8788471348410134,0.84016323754463518,0.79501785410644432,1,1,1,1,1,1,1,0.83499999999999996,0.83499999999999996,0.83499999999999996,0.83499999999999996,0.83499999999999996,0.83499999999999996,0.83499999999999996,57.903417786090799,{"$f":"Z15*E15+($A$4-80)*AG15*$A$12/1000","v":56.418976364563846},{"$f":"AA15*G15+($A$4-80)*AH15*$A$12/1000","v":54.66927393300459},53.700051011732697,52.730828090460804,50.409794252678111,47.701071246386661]
[2250,72,72.97738479850365,39.901377316782856,70.283965312021763,39.105594286685935,67.274273082809046,38.207787791191983,65.590885903757851,37.702771637476616,63.907498724706684,37.197755483761263,60.122428158476446,36.055092671314405,55.868049651419824,34.749192314232275,null,1.2162897466417275,1.1713994218670294,1.1212378847134841,1.0931814317292976,1.0651249787451114,1.0020404693079408,0.93113416085699707,0.54676359569411437,0.55639425170561763,0.56794055201698523,0.57481723440659516,0.58205619412515963,0.59969455285932471,0.62198685171658152,0.83499999999999996,0.83499999999999996,0.83499999999999996,0.83499999999999996,0.83499999999999996,0.83499999999999996,0.83499999999999996,{"$f":"Y16*C16+($A$4-80)*AF16*$A$16/1000","v":39.901377316782856},{"$f":"Z16*E16+($A$4-80)*AG16*$A$16/1000","v":39.105594286685935},{"$f":"AA16*G16+($A$4-80)*AH16*$A$16/1000","v":38.207787791191983},{"$f":"AB16*I16+($A$4-80)*AI16*$A$16/1000","v":37.702771637476616},{"$f":"AC16*K16+($A$4-80)*AJ16*$A$16/1000","v":37.197755483761263},{"$f":"AD16*M16+($A$4-80)*AK16*$A$16/1000","v":36.055092671314405},{"$f":"AE16*O16+($A$4-80)*AL16*$A$16/1000","v":34.749192314232275}]
[null,67,66.264240775378326,50.654650569631009,63.866689338547872,50.022105084169361,61.163067505526271,49.277333786770953,59.648019044380213,48.838632885563676,58.132970583234133,48.399931984356392,54.419316442781842,47.236864478830128,50.960720965822141,46.165618092161196,null,1.1044040129229722,1.0644448223091312,1.0193844584254379,0.99413365073967019,0.96888284305390227,0.90698860737969733,0.84934534943036899,0.76443418013856812,0.78322683706070284,0.805671392827356,0.81878046694603601,0.83257283257283254,0.8680164979377577,0.90590590590590581,0.83499999999999996,0.83499999999999996,0.83499999999999996,0.83499999999999996,0.83499999999999996,0.83499999999999996,0.83499999999999996,{"$f":"Y17*C17+($A$4-80)*AF17*$A$16/1000","v":50.654650569631009},{"$f":"Z17*E17+($A$4-80)*AG17*$A$16/1000","v":50.022105084169361},{"$f":"AA17*G17+($A$4-80)*AH17*$A$16/1000","v":49.277333786770953},{"$f":"AB17*I17+($A$4-80)*AI17*$A$16/1000","v":48.838632885563676},{"$f":"AC17*K17+($A$4-80)*AJ17*$A$16/1000","v":48.399931984356392},{"$f":"AD17*M17+($A$4-80)*AK17*$A$16/1000","v":47.236864478830128},{"$f":"AE17*O17+($A$4-80)*AL17*$A$16/1000","v":46.165618092161196}]
[null,62,61.050841693589526,61.050841693589526,59.428668593776564,59.428668593776564,57.510627444312185,57.510627444312185,56.281244686277844,56.281244686277844,55.051861928243497,55.051861928243497,52.695119877571841,52.695119877571841,49.70583234143853,49.70583234143853,null,1.0175140282264921,0.9904778098962761,0.95851045740520313,0.93802074477129738,0.91753103213739162,0.87825199795953068,0.82843053902397545,1,1,1,1,1,1,1,0.83499999999999996,0.83499999999999996,0.83499999999999996,0.83499999999999996,0.83499999999999996,0.83499999999999996,0.83499999999999996,61.050841693589526,{"$f":"Z18*E18+($A$4-80)*AG18*$A$16/1000","v":59.428668593776564},{"$f":"AA18*G18+($A$4-80)*AH18*$A$16/1000","v":57.510627444312185},56.281244686277844,55.051861928243497,52.695119877571841,49.70583234143853]
[null,57,61.020234653970405,61.020234653970405,59.357252167998638,59.357252167998638,57.439211018534252,57.439211018534252,56.255738819928581,56.255738819928581,55.072266621322896,55.072266621322896,52.633905798333615,52.633905798333615,49.644618262200296,49.644618262200296,null,1.0170039108995068,0.98928753613331066,0.95732018364223759,0.93759564699880971,0.9178711103553816,0.8772317633055603,0.82741030437000496,1,1,1,1,1,1,1,0.83499999999999996,0.83499999999999996,0.83499999999999996,0.83499999999999996,0.83499999999999996,0.83499999999999996,0.83499999999999996,61.020234653970405,{"$f":"Z19*E19+($A$4-80)*AG19*$A$16/1000","v":59.357252167998638},{"$f":"AA19*G19+($A$4-80)*AH19*$A$16/1000","v":57.439211018534252},56.255738819928581,55.072266621322896,52.633905798333615,49.644618262200296]

{"sheet":"CA16NW_18","index":90,"n_rows":19,"n_cols":45,"rows_kept":19,"cut":false,"hidden":true,"merged":[[130,0,133,0],[120,12,121,12],[120,13,121,13],[120,14,121,14],[120,15,121,15],[122,0,125,0],[126,0,129,0],[119,12,119,13],[119,14,119,15],[120,4,121,4],[120,5,121,5],[120,6,121,6],[120,7,121,7],[120,8,121,8],[120,9,121,9],[120,10,121,10],[120,11,121,11],[119,0,121,0],[119,1,121,1],[119,4,119,5],[119,6,119,7],[119,8,119,9],[119,10,119,11],[111,0,114,0],[117,0,118,1],[117,4,117,15],[118,4,118,5],[118,6,118,7],[118,8,118,9],[118,10,118,11],[118,12,118,13],[118,14,118,15],[101,12,102,12],[101,13,102,13],[101,14,102,14],[101,15,102,15],[103,0,106,0],[107,0,110,0],[100,12,100,13],[100,14,100,15],[101,4,102,4],[101,5,102,5],[101,6,102,6],[101,7,102,7],[101,8,102,8],[101,9,102,9],[101,10,102,10],[101,11,102,11],[100,0,102,0],[100,1,102,1],[100,4,100,5],[100,6,100,7],[100,8,100,9],[100,10,100,11],[92,0,95,0],[98,0,99,1],[98,4,98,15],[99,4,99,5],[99,6,99,7],[99,8,99,9],[99,10,99,11],[99,12,99,13],[99,14,99,15],[82,12,83,12],[82,13,83,13],[82,14,83,14],[82,15,83,15],[84,0,87,0],[88,0,91,0],[81,12,81,13],[81,14,81,15],[82,4,83,4],[82,5,83,5],[82,6,83,6],[82,7,83,7],[82,8,83,8],[82,9,83,9],[82,10,83,10],[82,11,83,11],[81,0,83,0],[81,1,83,1],[81,4,81,5],[81,6,81,7],[81,8,81,9],[81,10,81,11],[73,0,76,0],[79,0,80,1],[79,4,79,15],[80,4,80,5],[80,6,80,7],[80,8,80,9],[80,10,80,11],[80,12,80,13],[80,14,80,15],[63,12,64,12],[63,13,64,13],[63,14,64,14],[63,15,64,15],[65,0,68,0],[69,0,72,0],[62,12,62,13],[62,14,62,15],[63,4,64,4],[63,5,64,5],[63,6,64,6],[63,7,64,7],[63,8,64,8],[63,9,64,9],[63,10,64,10],[63,11,64,11],[62,0,64,0],[62,1,64,1],[62,4,62,5],[62,6,62,7],[62,8,62,9],[62,10,62,11],[54,0,57,0],[60,0,61,1],[60,4,60,15],[61,4,61,5],[61,6,61,7],[61,8,61,9],[61,10,61,11],[61,12,61,13],[61,14,61,15],[44,12,45,12],[44,13,45,13],[44,14,45,14],[44,15,45,15],[46,0,49,0],[50,0,53,0],[43,12,43,13],[43,14,43,15],[44,4,45,4],[44,5,45,5],[44,6,45,6],[44,7,45,7],[44,8,45,8],[44,9,45,9],[44,10,45,10],[44,11,45,11],[43,0,45,0],[43,1,45,1],[43,4,43,5],[43,6,43,7],[43,8,43,9],[43,10,43,11],[35,0,38,0],[41,0,42,1],[41,4,41,15],[42,4,42,5],[42,6,42,7],[42,8,42,9],[42,10,42,11],[42,12,42,13],[42,14,42,15],[25,12,26,12],[25,13,26,13],[25,14,26,14],[25,15,26,15],[27,0,30,0],[31,0,34,0],[24,12,24,13],[24,14,24,15],[25,4,26,4],[25,5,26,5],[25,6,26,6],[25,7,26,7],[25,8,26,8],[25,9,26,9],[25,10,26,10],[25,11,26,11],[24,0,26,0],[24,1,26,1],[24,4,24,5],[24,6,24,7],[24,8,24,9],[24,10,24,11],[7,0,10,0],[11,0,14,0],[15,0,18,0],[22,4,22,15],[23,4,23,5],[23,6,23,7],[23,8,23,9],[23,10,23,11],[23,12,23,13],[23,14,23,15],[5,10,6,10],[5,11,6,11],[5,12,6,12],[5,13,6,13],[5,14,6,14],[5,15,6,15],[4,10,4,11],[4,12,4,13],[4,14,4,15],[5,2,6,2],[5,3,6,3],[5,4,6,4],[5,5,6,5],[5,6,6,6],[5,7,6,7],[5,8,6,8],[4,0,6,0],[4,1,6,1],[4,2,4,3],[4,4,4,5],[4,6,4,7],[4,8,4,9],[5,9,6,9],[2,0,2,1],[2,2,2,15],[3,2,3,3],[3,4,3,5],[3,6,3,7],[3,8,3,9],[3,10,3,11],[3,12,3,13],[3,14,3,15]]}
[]
["CA16NW_18"]
["Evaporator Air \n",null,"Condenser  Entering Air Temperature ˚F"]
[80,"°F DB",75,null,85,null,95,null,100,null,105,null,115,null,125]
["CFM","EWB†\n˚F","Capacity Mbtuh",null,"Capacity Mbtuh",null,"Capacity Mbtuh",null,"Capacity Mbtuh",null,"Capacity Mbtuh",null,"Capacity Mbtuh",null,"Capacity Mbtuh"]
[null,null,"Total","Sens.","Total","Sens.","Total","Sens.","Total","Sens.","Total","Sens.","Total","Sens.","Total","Sens."]
[null,null,null,null,null,null,null,null,null,null,null,null,null,null,null,null,null,"Total Factors",null,null,null,null,null,null,"Sens. %",null,null,null,null,null,null,"IDB Adj",null,null,null,null,null,null,"Sens Calc"]
[525,72,{"$f":"R8*$G$13","v":70.491428571428571},{"$f":"IF(AM8>C8,C8,AM8)","v":37.577142857142867},{"$f":"S8*$G$13","v":67.782857142857139},{"$f":"IF(AN8>E8,E8,AN8)","v":36.582857142857144},{"$f":"T8*$G$13","v":64.902857142857144},{"$f":"IF(AO8>G8,G8,AO8)","v":35.485714285714288},{"$f":"U8*$G$13","v":63.27428571428571},{"$f":"IF(AP8>I8,I8,AP8)","v":34.885714285714286},{"$f":"V8*$G$13","v":61.645714285714284},{"$f":"IF(AQ8>K8,K8,AQ8)","v":34.285714285714285},{"$f":"W8*$G$13","v":57.977142857142859},{"$f":"IF(AR8>M8,M8,AR8)","v":32.982857142857142},{"$f":"X8*$G$13","v":53.828571428571429},{"$f":"IF(AS8>O8,O8,AS8)","v":31.474285714285713},null,1.1748571428571428,1.1297142857142857,1.0817142857142856,1.0545714285714285,1.0274285714285714,0.9662857142857143,0.89714285714285713,0.5330739299610896,0.53970662620131515,0.54675118858954042,0.55134109997290714,0.55617352614015569,0.56889414547604966,0.58471337579617833,0.83499999999999996,0.83499999999999996,0.83499999999999996,0.83499999999999996,0.83499999999999996,0.83499999999999996,0.83499999999999996,{"$f":"Y8*C8+($A$4-80)*AF8*$A$8/1000","v":37.577142857142867},{"$f":"Z8*E8+($A$4-80)*AG8*$A$8/1000","v":36.582857142857144},{"$f":"AA8*G8+($A$4-80)*AH8*$A$8/1000","v":35.485714285714288},{"$f":"AB8*I8+($A$4-80)*AI8*$A$8/1000","v":34.885714285714286},{"$f":"AC8*K8+($A$4-80)*AJ8*$A$8/1000","v":34.285714285714285},{"$f":"AD8*M8+($A$4-80)*AK8*$A$8/1000","v":32.982857142857142},{"$f":"AE8*O8+($A$4-80)*AL8*$A$8/1000","v":31.474285714285713}]
[null,67,64.457142857142856,46.457142857142856,61.817142857142855,{"$f":"IF(AN9>E9,E9,AN9)","v":45.36},{"$f":"T9*$G$13","v":58.971428571428568},{"$f":"IF(AO9>G9,G9,AO9)","v":44.194285714285712},57.411428571428566,{"$f":"IF(AP9>I9,I9,AP9)","v":43.56},55.851428571428571,{"$f":"IF(AQ9>K9,K9,AQ9)","v":42.925714285714285},52.32,{"$f":"IF(AR9>M9,M9,AR9)","v":41.52},48.377142857142857,{"$f":"IF(AS9>O9,O9,AS9)","v":39.977142857142859},null,1.0742857142857143,1.0302857142857142,0.98285714285714276,0.95685714285714274,0.93085714285714283,0.872,0.80628571428571427,0.7207446808510638,0.73377703826955076,0.74941860465116283,0.75873395043296521,0.76856967464702275,0.79357798165137616,0.82636428065201983,0.83499999999999996,0.83499999999999996,0.83499999999999996,0.83499999999999996,0.83499999999999996,0.83499999999999996,0.83499999999999996,{"$f":"Y9*C9+($A$4-80)*AF9*$A$8/1000","v":46.457142857142856},{"$f":"Z9*E9+($A$4-80)*AG9*$A$8/1000","v":45.36},{"$f":"AA9*G9+($A$4-80)*AH9*$A$8/1000","v":44.194285714285712},{"$f":"AB9*I9+($A$4-80)*AI9*$A$8/1000","v":43.56},{"$f":"AC9*K9+($A$4-80)*AJ9*$A$8/1000","v":42.925714285714285},{"$f":"AD9*M9+($A$4-80)*AK9*$A$8/1000","v":41.52},{"$f":"AE9*O9+($A$4-80)*AL9*$A$8/1000","v":39.977142857142859}]
[null,62,59.005714285714284,55.2,56.434285714285714,54.034285714285708,{"$f":"T10*$G$13","v":53.72571428571429},52.800000000000004,52.388571428571431,51.925714285714285,51.051428571428573,51.051428571428573,48.377142857142857,48.377142857142857,45.36,45.36,null,0.98342857142857143,0.94057142857142861,0.89542857142857146,0.87314285714285722,0.85085714285714287,0.80628571428571427,0.75600000000000001,0.93550261475886121,0.95747266099635475,0.98276962348436503,0.99116492146596846,1,1,1,0.83499999999999996,0.83499999999999996,0.83499999999999996,0.83499999999999996,0.83499999999999996,0.83499999999999996,0.83499999999999996,55.2,{"$f":"Z10*E10+($A$4-80)*AG10*$A$8/1000","v":54.034285714285708},{"$f":"AA10*G10+($A$4-80)*AH10*$A$8/1000","v":52.800000000000004},51.925714285714285,51.051428571428573,48.377142857142857,45.36]
[null,57,57.668571428571433,57.668571428571433,55.57714285714286,55.57714285714286,{"$f":"T11*$G$13","v":53.382857142857141},53.382857142857141,52.165714285714287,52.165714285714287,50.948571428571427,50.948571428571427,48.274285714285718,48.274285714285718,45.257142857142853,45.257142857142853,null,0.96114285714285719,0.92628571428571438,0.88971428571428568,0.86942857142857144,0.84914285714285709,0.8045714285714286,0.75428571428571423,1,1,1,1,1,1,1,0.83499999999999996,0.83499999999999996,0.83499999999999996,0.83499999999999996,0.83499999999999996,0.83499999999999996,0.83499999999999996,57.668571428571433,{"$f":"Z11*E11+($A$4-80)*AG11*$A$8/1000","v":55.57714285714286},{"$f":"AA11*G11+($A$4-80)*AH11*$A$8/1000","v":53.382857142857141},{"$f":"AB11*I11+($A$4-80)*AI11*$A$8/1000","v":52.165714285714287},50.948571428571427,48.274285714285718,45.257142857142853]
[600,72,71.691428571428574,39.634285714285717,68.914285714285711,38.639999999999993,{"$f":"T12*$G$13","v":65.931428571428583},37.542857142857144,64.251428571428576,36.942857142857143,62.571428571428577,36.342857142857142,58.834285714285713,35.04,54.548571428571428,33.53142857142857,null,1.1948571428571428,1.1485714285714286,1.098857142857143,1.070857142857143,1.0428571428571429,0.98057142857142854,0.90914285714285714,0.55284552845528456,0.56069651741293525,0.56942277691107634,0.57497331910352178,0.58082191780821912,0.59557109557109555,0.61470773098680076,0.83499999999999996,0.83499999999999996,0.83499999999999996,0.83499999999999996,0.83499999999999996,0.83499999999999996,0.83499999999999996,{"$f":"Y12*C12+($A$4-80)*AF12*$A$12/1000","v":39.634285714285717},{"$f":"Z12*E12+($A$4-80)*AG12*$A$12/1000","v":38.639999999999993},{"$f":"AA12*G12+($A$4-80)*AH12*$A$12/1000","v":37.542857142857144},{"$f":"AB12*I12+($A$4-80)*AI12*$A$12/1000","v":36.942857142857143},{"$f":"AC12*K12+($A$4-80)*AJ12*$A$12/1000","v":36.342857142857142},{"$f":"AD12*M12+($A$4-80)*AK12*$A$12/1000","v":35.04},{"$f":"AE12*O12+($A$4-80)*AL12*$A$12/1000","v":33.53142857142857}]
[null,67,65.622857142857143,49.782857142857139,62.914285714285725,48.720000000000006,60,47.554285714285712,58.388571428571431,46.902857142857137,56.777142857142849,46.251428571428569,53.177142857142854,44.845714285714287,49.131428571428572,43.268571428571427,null,1.0937142857142856,1.0485714285714287,1,0.9731428571428572,0.94628571428571417,0.88628571428571423,0.81885714285714284,0.75862068965517238,0.77438692098092643,0.79257142857142848,0.80328831473869633,0.81461352657004837,0.84332688588007743,0.88066992323796223,0.83499999999999996,0.83499999999999996,0.83499999999999996,0.83499999999999996,0.83499999999999996,0.83499999999999996,0.83499999999999996,{"$f":"Y13*C13+($A$4-80)*AF13*$A$12/1000","v":49.782857142857139},{"$f":"Z13*E13+($A$4-80)*AG13*$A$12/1000","v":48.720000000000006},{"$f":"AA13*G13+($A$4-80)*AH13*$A$12/1000","v":47.554285714285712},{"$f":"AB13*I13+($A$4-80)*AI13*$A$12/1000","v":46.902857142857137},{"$f":"AC13*K13+($A$4-80)*AJ13*$A$12/1000","v":46.251428571428569},{"$f":"AD13*M13+($A$4-80)*AK13*$A$12/1000","v":44.845714285714287},{"$f":"AE13*O13+($A$4-80)*AL13*$A$12/1000","v":43.268571428571427}]
[null,62,60.377142857142857,59.794285714285721,58.080000000000005,58.080000000000005,{"$f":"T14*$G$13","v":55.782857142857139},55.782857142857139,54.514285714285705,54.514285714285705,53.245714285714278,53.245714285714278,50.4,50.4,47.21142857142857,47.21142857142857,null,1.0062857142857142,0.96800000000000008,0.92971428571428572,0.90857142857142847,0.88742857142857134,0.84,0.78685714285714281,0.99034639409426473,1,1,1,1,1,1,0.83499999999999996,0.83499999999999996,0.83499999999999996,0.83499999999999996,0.83499999999999996,0.83499999999999996,0.83499999999999996,59.794285714285721,{"$f":"Z14*E14+($A$4-80)*AG14*$A$12/1000","v":58.080000000000005},{"$f":"AA14*G14+($A$4-80)*AH14*$A$12/1000","v":55.782857142857139},54.514285714285705,53.245714285714278,50.4,47.21142857142857]
[null,57,60.137142857142855,60.137142857142855,57.977142857142859,57.977142857142859,55.679999999999993,55.679999999999993,54.411428571428566,54.411428571428566,53.142857142857139,53.142857142857139,50.331428571428575,50.331428571428575,47.142857142857139,47.142857142857139,null,1.0022857142857142,0.9662857142857143,0.92799999999999994,0.90685714285714281,0.88571428571428568,0.83885714285714286,0.7857142857142857,1,1,1,1,1,1,1,0.83499999999999996,0.83499999999999996,0.83499999999999996,0.83499999999999996,0.83499999999999996,0.83499999999999996,0.83499999999999996,60.137142857142855,{"$f":"Z15*E15+($A$4-80)*AG15*$A$12/1000","v":57.977142857142859},{"$f":"AA15*G15+($A$4-80)*AH15*$A$12/1000","v":55.679999999999993},54.411428571428566,53.142857142857139,50.331428571428575,47.142857142857139]
[675,72,72.548571428571421,41.657142857142851,69.702857142857141,40.662857142857149,66.651428571428582,39.565714285714286,64.937142857142859,38.965714285714284,63.222857142857151,38.365714285714283,59.382857142857148,37.028571428571432,55.028571428571432,35.554285714285712,null,1.2091428571428571,1.1617142857142857,1.110857142857143,1.0822857142857143,1.0537142857142858,0.98971428571428577,0.91714285714285715,0.57419659735349715,0.58337432365961639,0.59362139917695467,0.60005279831045399,0.60683297180043372,0.62355658198614317,0.6461059190031152,0.83499999999999996,0.83499999999999996,0.83499999999999996,0.83499999999999996,0.83499999999999996,0.83499999999999996,0.83499999999999996,{"$f":"Y16*C16+($A$4-80)*AF16*$A$16/1000","v":41.657142857142851},{"$f":"Z16*E16+($A$4-80)*AG16*$A$16/1000","v":40.662857142857149},{"$f":"AA16*G16+($A$4-80)*AH16*$A$16/1000","v":39.565714285714286},{"$f":"AB16*I16+($A$4-80)*AI16*$A$16/1000","v":38.965714285714284},{"$f":"AC16*K16+($A$4-80)*AJ16*$A$16/1000","v":38.365714285714283},{"$f":"AD16*M16+($A$4-80)*AK16*$A$16/1000","v":37.028571428571432},{"$f":"AE16*O16+($A$4-80)*AL16*$A$16/1000","v":35.554285714285712}]
[null,67,66.48,53.074285714285722,63.702857142857134,51.977142857142859,60.754285714285707,50.777142857142856,59.125714285714281,50.142857142857146,57.497142857142855,49.508571428571422,53.794285714285714,48.10285714285714,49.68,46.491428571428571,null,1.1080000000000001,1.0617142857142856,1.0125714285714285,0.98542857142857132,0.9582857142857143,0.89657142857142857,0.82799999999999996,0.79834966477565761,0.81593110871905283,0.83577878103837477,0.84807190489997109,0.86106141920095403,0.89420012746972588,0.93581780538302284,0.83499999999999996,0.83499999999999996,0.83499999999999996,0.83499999999999996,0.83499999999999996,0.83499999999999996,0.83499999999999996,{"$f":"Y17*C17+($A$4-80)*AF17*$A$16/1000","v":53.074285714285722},{"$f":"Z17*E17+($A$4-80)*AG17*$A$16/1000","v":51.977142857142859},{"$f":"AA17*G17+($A$4-80)*AH17*$A$16/1000","v":50.777142857142856},{"$f":"AB17*I17+($A$4-80)*AI17*$A$16/1000","v":50.142857142857146},{"$f":"AC17*K17+($A$4-80)*AJ17*$A$16/1000","v":49.508571428571422},{"$f":"AD17*M17+($A$4-80)*AK17*$A$16/1000","v":48.10285714285714},{"$f":"AE17*O17+($A$4-80)*AL17*$A$16/1000","v":46.491428571428571}]
[null,62,62.297142857142866,62.297142857142866,60.068571428571424,60.068571428571424,57.668571428571433,57.668571428571433,56.348571428571439,56.348571428571439,55.028571428571432,55.028571428571432,52.08,52.08,48.754285714285714,48.754285714285714,null,1.0382857142857145,1.0011428571428571,0.96114285714285719,0.93914285714285728,0.91714285714285715,0.86799999999999999,0.81257142857142861,1,1,1,1,1,1,1,0.83499999999999996,0.83499999999999996,0.83499999999999996,0.83499999999999996,0.83499999999999996,0.83499999999999996,0.83499999999999996,62.297142857142866,{"$f":"Z18*E18+($A$4-80)*AG18*$A$16/1000","v":60.068571428571424},{"$f":"AA18*G18+($A$4-80)*AH18*$A$16/1000","v":57.668571428571433},56.348571428571439,55.028571428571432,52.08,48.754285714285714]
[null,57,62.194285714285719,62.194285714285719,59.965714285714277,59.965714285714277,57.565714285714286,57.565714285714286,56.262857142857143,56.262857142857143,54.96,54.96,52.011428571428574,52.011428571428574,48.685714285714283,48.685714285714283,null,1.0365714285714287,0.99942857142857133,0.95942857142857141,0.93771428571428572,0.91600000000000004,0.86685714285714288,0.81142857142857139,1,1,1,1,1,1,1,0.83499999999999996,0.83499999999999996,0.83499999999999996,0.83499999999999996,0.83499999999999996,0.83499999999999996,0.83499999999999996,62.194285714285719,{"$f":"Z19*E19+($A$4-80)*AG19*$A$16/1000","v":59.965714285714277},{"$f":"AA19*G19+($A$4-80)*AH19*$A$16/1000","v":57.565714285714286},56.262857142857143,54.96,52.011428571428574,48.685714285714283]

{"sheet":"CA16NW_24","index":91,"n_rows":19,"n_cols":45,"rows_kept":19,"cut":false,"hidden":true,"merged":[[130,0,133,0],[120,12,121,12],[120,13,121,13],[120,14,121,14],[120,15,121,15],[122,0,125,0],[126,0,129,0],[119,12,119,13],[119,14,119,15],[120,4,121,4],[120,5,121,5],[120,6,121,6],[120,7,121,7],[120,8,121,8],[120,9,121,9],[120,10,121,10],[120,11,121,11],[119,0,121,0],[119,1,121,1],[119,4,119,5],[119,6,119,7],[119,8,119,9],[119,10,119,11],[111,0,114,0],[117,0,118,1],[117,4,117,15],[118,4,118,5],[118,6,118,7],[118,8,118,9],[118,10,118,11],[118,12,118,13],[118,14,118,15],[101,12,102,12],[101,13,102,13],[101,14,102,14],[101,15,102,15],[103,0,106,0],[107,0,110,0],[100,12,100,13],[100,14,100,15],[101,4,102,4],[101,5,102,5],[101,6,102,6],[101,7,102,7],[101,8,102,8],[101,9,102,9],[101,10,102,10],[101,11,102,11],[100,0,102,0],[100,1,102,1],[100,4,100,5],[100,6,100,7],[100,8,100,9],[100,10,100,11],[92,0,95,0],[98,0,99,1],[98,4,98,15],[99,4,99,5],[99,6,99,7],[99,8,99,9],[99,10,99,11],[99,12,99,13],[99,14,99,15],[82,12,83,12],[82,13,83,13],[82,14,83,14],[82,15,83,15],[84,0,87,0],[88,0,91,0],[81,12,81,13],[81,14,81,15],[82,4,83,4],[82,5,83,5],[82,6,83,6],[82,7,83,7],[82,8,83,8],[82,9,83,9],[82,10,83,10],[82,11,83,11],[81,0,83,0],[81,1,83,1],[81,4,81,5],[81,6,81,7],[81,8,81,9],[81,10,81,11],[73,0,76,0],[79,0,80,1],[79,4,79,15],[80,4,80,5],[80,6,80,7],[80,8,80,9],[80,10,80,11],[80,12,80,13],[80,14,80,15],[63,12,64,12],[63,13,64,13],[63,14,64,14],[63,15,64,15],[65,0,68,0],[69,0,72,0],[62,12,62,13],[62,14,62,15],[63,4,64,4],[63,5,64,5],[63,6,64,6],[63,7,64,7],[63,8,64,8],[63,9,64,9],[63,10,64,10],[63,11,64,11],[62,0,64,0],[62,1,64,1],[62,4,62,5],[62,6,62,7],[62,8,62,9],[62,10,62,11],[54,0,57,0],[60,0,61,1],[60,4,60,15],[61,4,61,5],[61,6,61,7],[61,8,61,9],[61,10,61,11],[61,12,61,13],[61,14,61,15],[44,12,45,12],[44,13,45,13],[44,14,45,14],[44,15,45,15],[46,0,49,0],[50,0,53,0],[43,12,43,13],[43,14,43,15],[44,4,45,4],[44,5,45,5],[44,6,45,6],[44,7,45,7],[44,8,45,8],[44,9,45,9],[44,10,45,10],[44,11,45,11],[43,0,45,0],[43,1,45,1],[43,4,43,5],[43,6,43,7],[43,8,43,9],[43,10,43,11],[35,0,38,0],[41,0,42,1],[41,4,41,15],[42,4,42,5],[42,6,42,7],[42,8,42,9],[42,10,42,11],[42,12,42,13],[42,14,42,15],[25,12,26,12],[25,13,26,13],[25,14,26,14],[25,15,26,15],[27,0,30,0],[31,0,34,0],[24,12,24,13],[24,14,24,15],[25,4,26,4],[25,5,26,5],[25,6,26,6],[25,7,26,7],[25,8,26,8],[25,9,26,9],[25,10,26,10],[25,11,26,11],[24,0,26,0],[24,1,26,1],[24,4,24,5],[24,6,24,7],[24,8,24,9],[24,10,24,11],[7,0,10,0],[11,0,14,0],[15,0,18,0],[22,4,22,15],[23,4,23,5],[23,6,23,7],[23,8,23,9],[23,10,23,11],[23,12,23,13],[23,14,23,15],[5,10,6,10],[5,11,6,11],[5,12,6,12],[5,13,6,13],[5,14,6,14],[5,15,6,15],[4,10,4,11],[4,12,4,13],[4,14,4,15],[5,2,6,2],[5,3,6,3],[5,4,6,4],[5,5,6,5],[5,6,6,6],[5,7,6,7],[5,8,6,8],[4,0,6,0],[4,1,6,1],[4,2,4,3],[4,4,4,5],[4,6,4,7],[4,8,4,9],[5,9,6,9],[2,0,2,1],[2,2,2,15],[3,2,3,3],[3,4,3,5],[3,6,3,7],[3,8,3,9],[3,10,3,11],[3,12,3,13],[3,14,3,15]]}
[]
["CA16NW_24"]
["Evaporator Air \n",null,"Condenser  Entering Air Temperature ˚F"]
[80,"°F DB",75,null,85,null,95,null,100,null,105,null,115,null,125]
["CFM","EWB†\n˚F","Capacity Mbtuh",null,"Capacity Mbtuh",null,"Capacity Mbtuh",null,"Capacity Mbtuh",null,"Capacity Mbtuh",null,"Capacity Mbtuh",null,"Capacity Mbtuh"]
[null,null,"Total","Sens.","Total","Sens.","Total","Sens.","Total","Sens.","Total","Sens.","Total","Sens.","Total","Sens."]
[null,null,null,null,null,null,null,null,null,null,null,null,null,null,null,null,null,"Total Factors",null,null,null,null,null,null,"Sens. %",null,null,null,null,null,null,"IDB Adj",null,null,null,null,null,null,"Sens Calc"]
[700,72,{"$f":"R8*$G$13","v":70.672131147540981},{"$f":"IF(AM8>C8,C8,AM8)","v":37.598360655737707},{"$f":"S8*$G$13","v":67.844262295081975},{"$f":"IF(AN8>E8,E8,AN8)","v":36.540983606557376},{"$f":"T8*$G$13","v":64.868852459016395},{"$f":"IF(AO8>G8,G8,AO8)","v":35.434426229508205},{"$f":"U8*$G$13","v":63.233606557377058},{"$f":"IF(AP8>I8,I8,AP8)","v":34.831967213114758},{"$f":"V8*$G$13","v":61.598360655737714},{"$f":"IF(AQ8>K8,K8,AQ8)","v":34.229508196721319},{"$f":"W8*$G$13","v":58.081967213114758},{"$f":"IF(AR8>M8,M8,AR8)","v":32.950819672131146},{"$f":"X8*$G$13","v":54.049180327868861},{"$f":"IF(AS8>O8,O8,AS8)","v":31.500000000000004},null,1.1778688524590164,1.1307377049180329,1.0811475409836067,1.0538934426229509,1.0266393442622952,0.96803278688524597,0.90081967213114766,0.53201113430758529,0.538600942370424,0.5462471569370736,0.55084580983861553,0.55568862275449105,0.56731583403895003,0.58280254777070062,0.83499999999999996,0.83499999999999996,0.83499999999999996,0.83499999999999996,0.83499999999999996,0.83499999999999996,0.83499999999999996,{"$f":"Y8*C8+($A$4-80)*AF8*$A$8/1000","v":37.598360655737707},{"$f":"Z8*E8+($A$4-80)*AG8*$A$8/1000","v":36.540983606557376},{"$f":"AA8*G8+($A$4-80)*AH8*$A$8/1000","v":35.434426229508205},{"$f":"AB8*I8+($A$4-80)*AI8*$A$8/1000","v":34.831967213114758},{"$f":"AC8*K8+($A$4-80)*AJ8*$A$8/1000","v":34.229508196721319},{"$f":"AD8*M8+($A$4-80)*AK8*$A$8/1000","v":32.950819672131146},{"$f":"AE8*O8+($A$4-80)*AL8*$A$8/1000","v":31.500000000000004}]
[null,67,64.500000000000014,46.401639344262307,61.844262295081968,{"$f":"IF(AN9>E9,E9,AN9)","v":45.295081967213122},{"$f":"T9*$G$13","v":59.016393442622956},{"$f":"IF(AO9>G9,G9,AO9)","v":44.139344262295083},57.491803278688536,{"$f":"IF(AP9>I9,I9,AP9)","v":43.512295081967217},55.967213114754109,{"$f":"IF(AQ9>K9,K9,AQ9)","v":42.885245901639351},52.57377049180328,{"$f":"IF(AR9>M9,M9,AR9)","v":41.508196721311471},48.909836065573778,{"$f":"IF(AS9>O9,O9,AS9)","v":40.057377049180332},null,1.0750000000000002,1.0307377049180328,0.98360655737704927,0.9581967213114756,0.93278688524590181,0.8762295081967213,0.81516393442622959,0.71940526115135339,0.73240556660039768,0.74791666666666667,0.75684345594525226,0.7662565905096661,0.78952291861552848,0.8190045248868778,0.83499999999999996,0.83499999999999996,0.83499999999999996,0.83499999999999996,0.83499999999999996,0.83499999999999996,0.83499999999999996,{"$f":"Y9*C9+($A$4-80)*AF9*$A$8/1000","v":46.401639344262307},{"$f":"Z9*E9+($A$4-80)*AG9*$A$8/1000","v":45.295081967213122},{"$f":"AA9*G9+($A$4-80)*AH9*$A$8/1000","v":44.139344262295083},{"$f":"AB9*I9+($A$4-80)*AI9*$A$8/1000","v":43.512295081967217},{"$f":"AC9*K9+($A$4-80)*AJ9*$A$8/1000","v":42.885245901639351},{"$f":"AD9*M9+($A$4-80)*AK9*$A$8/1000","v":41.508196721311471},{"$f":"AE9*O9+($A$4-80)*AL9*$A$8/1000","v":40.057377049180332}]
[null,62,58.770491803278688,54.909836065573771,56.286885245901644,53.754098360655739,{"$f":"T10*$G$13","v":53.680327868852459},52.500000000000007,52.290983606557383,51.700819672131153,50.901639344262293,50.901639344262293,48.393442622950822,48.393442622950822,45.688524590163929,45.688524590163929,null,0.97950819672131151,0.93811475409836076,0.89467213114754096,0.87151639344262299,0.84836065573770492,0.8065573770491804,0.76147540983606554,0.93430962343096235,0.95500218435998252,0.97801191021530021,0.98871384904773096,1,1,1,0.83499999999999996,0.83499999999999996,0.83499999999999996,0.83499999999999996,0.83499999999999996,0.83499999999999996,0.83499999999999996,54.909836065573771,{"$f":"Z10*E10+($A$4-80)*AG10*$A$8/1000","v":53.754098360655739},{"$f":"AA10*G10+($A$4-80)*AH10*$A$8/1000","v":52.500000000000007},51.700819672131153,50.901639344262293,48.393442622950822,45.688524590163929]
[null,57,57.122950819672134,57.122950819672134,55.155737704918032,55.155737704918032,{"$f":"T11*$G$13","v":53.090163934426236},53.090163934426236,51.946721311475407,51.946721311475407,50.803278688524593,50.803278688524593,48.319672131147541,48.319672131147541,45.614754098360663,45.614754098360663,null,0.95204918032786889,0.91926229508196722,0.88483606557377059,0.86577868852459017,0.84672131147540985,0.80532786885245899,0.76024590163934436,1,1,1,1,1,1,1,0.83499999999999996,0.83499999999999996,0.83499999999999996,0.83499999999999996,0.83499999999999996,0.83499999999999996,0.83499999999999996,57.122950819672134,{"$f":"Z11*E11+($A$4-80)*AG11*$A$8/1000","v":55.155737704918032},{"$f":"AA11*G11+($A$4-80)*AH11*$A$8/1000","v":53.090163934426236},{"$f":"AB11*I11+($A$4-80)*AI11*$A$8/1000","v":51.946721311475407},50.803278688524593,48.319672131147541,45.614754098360663]
[800,72,71.901639344262293,39.663934426229503,68.97540983606558,38.606557377049185,{"$f":"T12*$G$13","v":65.852459016393453},37.47540983606558,64.204918032786892,36.872950819672141,62.557377049180339,36.270491803278688,58.844262295081968,34.967213114754102,54.688524590163937,33.516393442622956,null,1.1983606557377049,1.1495901639344264,1.0975409836065575,1.0700819672131148,1.0426229508196723,0.9807377049180328,0.91147540983606556,0.55164158686730502,0.55971479500891264,0.56908140403286034,0.57430103408655697,0.57979559748427667,0.59423318010865023,0.61285971223021596,0.83499999999999996,0.83499999999999996,0.83499999999999996,0.83499999999999996,0.83499999999999996,0.83499999999999996,0.83499999999999996,{"$f":"Y12*C12+($A$4-80)*AF12*$A$12/1000","v":39.663934426229503},{"$f":"Z12*E12+($A$4-80)*AG12*$A$12/1000","v":38.606557377049185},{"$f":"AA12*G12+($A$4-80)*AH12*$A$12/1000","v":37.47540983606558},{"$f":"AB12*I12+($A$4-80)*AI12*$A$12/1000","v":36.872950819672141},{"$f":"AC12*K12+($A$4-80)*AJ12*$A$12/1000","v":36.270491803278688},{"$f":"AD12*M12+($A$4-80)*AK12*$A$12/1000","v":34.967213114754102},{"$f":"AE12*O12+($A$4-80)*AL12*$A$12/1000","v":33.516393442622956}]
[null,67,65.680327868852473,49.696721311475422,62.877049180327873,48.565573770491802,60,47.385245901639351,58.41393442622951,46.758196721311478,56.827868852459019,46.131147540983612,53.336065573770497,44.754098360655739,49.524590163934427,43.254098360655739,null,1.0946721311475411,1.0479508196721312,1,0.9735655737704918,0.9471311475409836,0.88893442622950825,0.82540983606557383,0.75664545114189441,0.77238951896754005,0.7897540983606558,0.80046306040833515,0.81176979662483784,0.83909635776855684,0.87338629592850048,0.83499999999999996,0.83499999999999996,0.83499999999999996,0.83499999999999996,0.83499999999999996,0.83499999999999996,0.83499999999999996,{"$f":"Y13*C13+($A$4-80)*AF13*$A$12/1000","v":49.696721311475422},{"$f":"Z13*E13+($A$4-80)*AG13*$A$12/1000","v":48.565573770491802},{"$f":"AA13*G13+($A$4-80)*AH13*$A$12/1000","v":47.385245901639351},{"$f":"AB13*I13+($A$4-80)*AI13*$A$12/1000","v":46.758196721311478},{"$f":"AC13*K13+($A$4-80)*AJ13*$A$12/1000","v":46.131147540983612},{"$f":"AD13*M13+($A$4-80)*AK13*$A$12/1000","v":44.754098360655739},{"$f":"AE13*O13+($A$4-80)*AL13*$A$12/1000","v":43.254098360655739}]
[null,62,60.098360655737714,59.311475409836078,57.66393442622951,57.66393442622951,{"$f":"T14*$G$13","v":55.450819672131153},55.450819672131153,54.245901639344275,54.245901639344275,53.040983606557383,53.040983606557383,50.33606557377049,50.33606557377049,47.409836065573771,47.409836065573771,null,1.0016393442622953,0.96106557377049184,0.92418032786885251,0.9040983606557379,0.88401639344262306,0.8389344262295082,0.79016393442622956,0.98690671031096566,1,1,1,1,1,1,0.83499999999999996,0.83499999999999996,0.83499999999999996,0.83499999999999996,0.83499999999999996,0.83499999999999996,0.83499999999999996,59.311475409836078,{"$f":"Z14*E14+($A$4-80)*AG14*$A$12/1000","v":57.66393442622951},{"$f":"AA14*G14+($A$4-80)*AH14*$A$12/1000","v":55.450819672131153},54.245901639344275,53.040983606557383,50.33606557377049,47.409836065573771]
[null,57,59.655737704918039,59.655737704918039,57.56557377049181,57.56557377049181,55.377049180327873,55.377049180327873,54.172131147540988,54.172131147540988,52.967213114754102,52.967213114754102,50.262295081967224,50.262295081967224,47.336065573770497,47.336065573770497,null,0.99426229508196728,0.95942622950819678,0.92295081967213122,0.90286885245901649,0.88278688524590165,0.83770491803278702,0.78893442622950827,1,1,1,1,1,1,1,0.83499999999999996,0.83499999999999996,0.83499999999999996,0.83499999999999996,0.83499999999999996,0.83499999999999996,0.83499999999999996,59.655737704918039,{"$f":"Z15*E15+($A$4-80)*AG15*$A$12/1000","v":57.56557377049181},{"$f":"AA15*G15+($A$4-80)*AH15*$A$12/1000","v":55.377049180327873},54.172131147540988,52.967213114754102,50.262295081967224,47.336065573770497]
[900,72,72.811475409836063,41.680327868852459,69.762295081967224,40.598360655737707,66.540983606557376,39.467213114754095,64.819672131147541,38.852459016393446,63.098360655737707,38.23770491803279,59.360655737704924,36.959016393442624,55.081967213114758,35.483606557377051,null,1.2135245901639344,1.1627049180327871,1.1090163934426229,1.0803278688524591,1.0516393442622951,0.9893442622950821,0.91803278688524592,0.57244174265450865,0.58195276700740217,0.59312638580931265,0.59939301972685888,0.60600155884645368,0.62261806130903063,0.64419642857142856,0.83499999999999996,0.83499999999999996,0.83499999999999996,0.83499999999999996,0.83499999999999996,0.83499999999999996,0.83499999999999996,{"$f":"Y16*C16+($A$4-80)*AF16*$A$16/1000","v":41.680327868852459},{"$f":"Z16*E16+($A$4-80)*AG16*$A$16/1000","v":40.598360655737707},{"$f":"AA16*G16+($A$4-80)*AH16*$A$16/1000","v":39.467213114754095},{"$f":"AB16*I16+($A$4-80)*AI16*$A$16/1000","v":38.852459016393446},{"$f":"AC16*K16+($A$4-80)*AJ16*$A$16/1000","v":38.23770491803279},{"$f":"AD16*M16+($A$4-80)*AK16*$A$16/1000","v":36.959016393442624},{"$f":"AE16*O16+($A$4-80)*AL16*$A$16/1000","v":35.483606557377051}]
[null,67,66.491803278688522,52.893442622950822,63.663934426229517,51.762295081967217,60.688524590163937,50.581967213114758,59.077868852459012,49.942622950819676,57.467213114754102,49.303278688524593,53.901639344262307,47.9016393442623,49.991803278688522,46.352459016393446,null,1.1081967213114754,1.0610655737704919,1.0114754098360657,0.98463114754098358,0.95778688524590172,0.89836065573770507,0.83319672131147537,0.79548816568047342,0.81305523368095789,0.83346839546191254,0.84536940686784612,0.85793752674368851,0.88868613138686126,0.92720118052139711,0.83499999999999996,0.83499999999999996,0.83499999999999996,0.83499999999999996,0.83499999999999996,0.83499999999999996,0.83499999999999996,{"$f":"Y17*C17+($A$4-80)*AF17*$A$16/1000","v":52.893442622950822},{"$f":"Z17*E17+($A$4-80)*AG17*$A$16/1000","v":51.762295081967217},{"$f":"AA17*G17+($A$4-80)*AH17*$A$16/1000","v":50.581967213114758},{"$f":"AB17*I17+($A$4-80)*AI17*$A$16/1000","v":49.942622950819676},{"$f":"AC17*K17+($A$4-80)*AJ17*$A$16/1000","v":49.303278688524593},{"$f":"AD17*M17+($A$4-80)*AK17*$A$16/1000","v":47.9016393442623},{"$f":"AE17*O17+($A$4-80)*AL17*$A$16/1000","v":46.352459016393446}]
[null,62,61.868852459016395,61.868852459016395,59.655737704918039,59.655737704918039,57.319672131147541,57.319672131147541,56.0532786885246,56.0532786885246,54.786885245901644,54.786885245901644,51.934426229508205,51.934426229508205,48.83606557377049,48.83606557377049,null,1.0311475409836066,0.99426229508196728,0.95532786885245902,0.93422131147540999,0.91311475409836074,0.8655737704918034,0.81393442622950818,1,1,1,1,1,1,1,0.83499999999999996,0.83499999999999996,0.83499999999999996,0.83499999999999996,0.83499999999999996,0.83499999999999996,0.83499999999999996,61.868852459016395,{"$f":"Z18*E18+($A$4-80)*AG18*$A$16/1000","v":59.655737704918039},{"$f":"AA18*G18+($A$4-80)*AH18*$A$16/1000","v":57.319672131147541},56.0532786885246,54.786885245901644,51.934426229508205,48.83606557377049]
[null,57,61.795081967213122,61.795081967213122,59.581967213114758,59.581967213114758,57.245901639344268,57.245901639344268,55.979508196721312,55.979508196721312,54.713114754098363,54.713114754098363,51.860655737704917,51.860655737704917,48.76229508196721,48.76229508196721,null,1.0299180327868853,0.99303278688524599,0.95409836065573783,0.93299180327868858,0.91188524590163944,0.86434426229508199,0.81270491803278688,1,1,1,1,1,1,1,0.83499999999999996,0.83499999999999996,0.83499999999999996,0.83499999999999996,0.83499999999999996,0.83499999999999996,0.83499999999999996,61.795081967213122,{"$f":"Z19*E19+($A$4-80)*AG19*$A$16/1000","v":59.581967213114758},{"$f":"AA19*G19+($A$4-80)*AH19*$A$16/1000","v":57.245901639344268},55.979508196721312,54.713114754098363,51.860655737704917,48.76229508196721]

{"sheet":"CA16NW_30","index":92,"n_rows":19,"n_cols":45,"rows_kept":19,"cut":false,"hidden":true,"merged":[[130,0,133,0],[120,12,121,12],[120,13,121,13],[120,14,121,14],[120,15,121,15],[122,0,125,0],[126,0,129,0],[119,12,119,13],[119,14,119,15],[120,4,121,4],[120,5,121,5],[120,6,121,6],[120,7,121,7],[120,8,121,8],[120,9,121,9],[120,10,121,10],[120,11,121,11],[119,0,121,0],[119,1,121,1],[119,4,119,5],[119,6,119,7],[119,8,119,9],[119,10,119,11],[111,0,114,0],[117,0,118,1],[117,4,117,15],[118,4,118,5],[118,6,118,7],[118,8,118,9],[118,10,118,11],[118,12,118,13],[118,14,118,15],[101,12,102,12],[101,13,102,13],[101,14,102,14],[101,15,102,15],[103,0,106,0],[107,0,110,0],[100,12,100,13],[100,14,100,15],[101,4,102,4],[101,5,102,5],[101,6,102,6],[101,7,102,7],[101,8,102,8],[101,9,102,9],[101,10,102,10],[101,11,102,11],[100,0,102,0],[100,1,102,1],[100,4,100,5],[100,6,100,7],[100,8,100,9],[100,10,100,11],[92,0,95,0],[98,0,99,1],[98,4,98,15],[99,4,99,5],[99,6,99,7],[99,8,99,9],[99,10,99,11],[99,12,99,13],[99,14,99,15],[82,12,83,12],[82,13,83,13],[82,14,83,14],[82,15,83,15],[84,0,87,0],[88,0,91,0],[81,12,81,13],[81,14,81,15],[82,4,83,4],[82,5,83,5],[82,6,83,6],[82,7,83,7],[82,8,83,8],[82,9,83,9],[82,10,83,10],[82,11,83,11],[81,0,83,0],[81,1,83,1],[81,4,81,5],[81,6,81,7],[81,8,81,9],[81,10,81,11],[73,0,76,0],[79,0,80,1],[79,4,79,15],[80,4,80,5],[80,6,80,7],[80,8,80,9],[80,10,80,11],[80,12,80,13],[80,14,80,15],[63,12,64,12],[63,13,64,13],[63,14,64,14],[63,15,64,15],[65,0,68,0],[69,0,72,0],[62,12,62,13],[62,14,62,15],[63,4,64,4],[63,5,64,5],[63,6,64,6],[63,7,64,7],[63,8,64,8],[63,9,64,9],[63,10,64,10],[63,11,64,11],[62,0,64,0],[62,1,64,1],[62,4,62,5],[62,6,62,7],[62,8,62,9],[62,10,62,11],[54,0,57,0],[60,0,61,1],[60,4,60,15],[61,4,61,5],[61,6,61,7],[61,8,61,9],[61,10,61,11],[61,12,61,13],[61,14,61,15],[44,12,45,12],[44,13,45,13],[44,14,45,14],[44,15,45,15],[46,0,49,0],[50,0,53,0],[43,12,43,13],[43,14,43,15],[44,4,45,4],[44,5,45,5],[44,6,45,6],[44,7,45,7],[44,8,45,8],[44,9,45,9],[44,10,45,10],[44,11,45,11],[43,0,45,0],[43,1,45,1],[43,4,43,5],[43,6,43,7],[43,8,43,9],[43,10,43,11],[35,0,38,0],[41,0,42,1],[41,4,41,15],[42,4,42,5],[42,6,42,7],[42,8,42,9],[42,10,42,11],[42,12,42,13],[42,14,42,15],[25,12,26,12],[25,13,26,13],[25,14,26,14],[25,15,26,15],[27,0,30,0],[31,0,34,0],[24,12,24,13],[24,14,24,15],[25,4,26,4],[25,5,26,5],[25,6,26,6],[25,7,26,7],[25,8,26,8],[25,9,26,9],[25,10,26,10],[25,11,26,11],[24,0,26,0],[24,1,26,1],[24,4,24,5],[24,6,24,7],[24,8,24,9],[24,10,24,11],[7,0,10,0],[11,0,14,0],[15,0,18,0],[22,4,22,15],[23,4,23,5],[23,6,23,7],[23,8,23,9],[23,10,23,11],[23,12,23,13],[23,14,23,15],[5,10,6,10],[5,11,6,11],[5,12,6,12],[5,13,6,13],[5,14,6,14],[5,15,6,15],[4,10,4,11],[4,12,4,13],[4,14,4,15],[5,2,6,2],[5,3,6,3],[5,4,6,4],[5,5,6,5],[5,6,6,6],[5,7,6,7],[5,8,6,8],[4,0,6,0],[4,1,6,1],[4,2,4,3],[4,4,4,5],[4,6,4,7],[4,8,4,9],[5,9,6,9],[2,0,2,1],[2,2,2,15],[3,2,3,3],[3,4,3,5],[3,6,3,7],[3,8,3,9],[3,10,3,11],[3,12,3,13],[3,14,3,15]]}
[]
["CA16NW_30"]
["Evaporator Air \n",null,"Condenser  Entering Air Temperature ˚F"]
[80,"°F DB",75,null,85,null,95,null,100,null,105,null,115,null,125]
["CFM","EWB†\n˚F","Capacity Mbtuh",null,"Capacity Mbtuh",null,"Capacity Mbtuh",null,"Capacity Mbtuh",null,"Capacity Mbtuh",null,"Capacity Mbtuh",null,"Capacity Mbtuh"]
[null,null,"Total","Sens.","Total","Sens.","Total","Sens.","Total","Sens.","Total","Sens.","Total","Sens.","Total","Sens."]
[null,null,null,null,null,null,null,null,null,null,null,null,null,null,null,null,null,"Total Factors",null,null,null,null,null,null,"Sens. %",null,null,null,null,null,null,"IDB Adj",null,null,null,null,null,null,"Sens Calc"]
[875,72,{"$f":"R8*$G$13","v":71.854838709677409},{"$f":"IF(AM8>C8,C8,AM8)","v":36.713709677419345},{"$f":"S8*$G$13","v":68.447580645161295},{"$f":"IF(AN8>E8,E8,AN8)","v":35.504032258064512},{"$f":"T8*$G$13","v":64.91935483870968},{"$f":"IF(AO8>G8,G8,AO8)","v":34.254032258064512},{"$f":"U8*$G$13","v":63.04435483870968},{"$f":"IF(AP8>I8,I8,AP8)","v":33.608870967741936},{"$f":"V8*$G$13","v":61.16935483870968},{"$f":"IF(AQ8>K8,K8,AQ8)","v":32.963709677419359},{"$f":"W8*$G$13","v":57.177419354838705},{"$f":"IF(AR8>M8,M8,AR8)","v":31.592741935483868},{"$f":"X8*$G$13","v":52.903225806451609},{"$f":"IF(AS8>O8,O8,AS8)","v":30.161290322580648},null,1.1975806451612903,1.1407930107526882,1.081989247311828,1.050739247311828,1.019489247311828,0.95295698924731176,0.88172043010752676,0.51094276094276092,0.51870397643593513,0.52763975155279497,0.53309881675727533,0.53889255108767309,0.55253878702397741,0.57012195121951226,0.83499999999999996,0.83499999999999996,0.83499999999999996,0.83499999999999996,0.83499999999999996,0.83499999999999996,0.83499999999999996,{"$f":"Y8*C8+($A$4-80)*AF8*$A$8/1000","v":36.713709677419345},{"$f":"Z8*E8+($A$4-80)*AG8*$A$8/1000","v":35.504032258064512},{"$f":"AA8*G8+($A$4-80)*AH8*$A$8/1000","v":34.254032258064512},{"$f":"AB8*I8+($A$4-80)*AI8*$A$8/1000","v":33.608870967741936},{"$f":"AC8*K8+($A$4-80)*AJ8*$A$8/1000","v":32.963709677419359},{"$f":"AD8*M8+($A$4-80)*AK8*$A$8/1000","v":31.592741935483868},{"$f":"AE8*O8+($A$4-80)*AL8*$A$8/1000","v":30.161290322580648}]
[null,67,65.403225806451601,45.362903225806448,62.318548387096769,{"$f":"IF(AN9>E9,E9,AN9)","v":44.153225806451601},{"$f":"T9*$G$13","v":59.092741935483865},{"$f":"IF(AO9>G9,G9,AO9)","v":42.903225806451609},57.399193548387089,{"$f":"IF(AP9>I9,I9,AP9)","v":42.247983870967737},55.70564516129032,{"$f":"IF(AQ9>K9,K9,AQ9)","v":41.592741935483872},52.076612903225801,{"$f":"IF(AR9>M9,M9,AR9)","v":40.221774193548384},48.16532258064516,{"$f":"IF(AS9>O9,O9,AS9)","v":38.749999999999993},null,1.09005376344086,1.0386424731182795,0.98487903225806439,0.95665322580645151,0.92842741935483863,0.86794354838709664,0.802755376344086,0.69358816276202229,0.70850857327725647,0.72603207096554079,0.73603793466807166,0.74665218964893232,0.77235772357723576,0.80452071996651309,0.83499999999999996,0.83499999999999996,0.83499999999999996,0.83499999999999996,0.83499999999999996,0.83499999999999996,0.83499999999999996,{"$f":"Y9*C9+($A$4-80)*AF9*$A$8/1000","v":45.362903225806448},{"$f":"Z9*E9+($A$4-80)*AG9*$A$8/1000","v":44.153225806451601},{"$f":"AA9*G9+($A$4-80)*AH9*$A$8/1000","v":42.903225806451609},{"$f":"AB9*I9+($A$4-80)*AI9*$A$8/1000","v":42.247983870967737},{"$f":"AC9*K9+($A$4-80)*AJ9*$A$8/1000","v":41.592741935483872},{"$f":"AD9*M9+($A$4-80)*AK9*$A$8/1000","v":40.221774193548384},{"$f":"AE9*O9+($A$4-80)*AL9*$A$8/1000","v":38.749999999999993}]
[null,62,59.596774193548384,53.810483870967744,56.83467741935484,52.560483870967737,{"$f":"T10*$G$13","v":53.991935483870968},53.75,52.681451612903224,52.560483870967737,51.370967741935488,51.370967741935488,48.649193548387096,48.649193548387096,45.685483870967737,45.685483870967737,null,0.99327956989247301,0.947244623655914,0.8998655913978495,0.87802419354838712,0.85618279569892475,0.81081989247311825,0.76142473118279563,0.9029093369418133,0.92479602695991481,0.99551904406273339,0.9977037887485648,1,1,1,0.83499999999999996,0.83499999999999996,0.83499999999999996,0.83499999999999996,0.83499999999999996,0.83499999999999996,0.83499999999999996,53.810483870967744,{"$f":"Z10*E10+($A$4-80)*AG10*$A$8/1000","v":52.560483870967737},{"$f":"AA10*G10+($A$4-80)*AH10*$A$8/1000","v":53.75},52.560483870967737,51.370967741935488,48.649193548387096,45.685483870967737]
[null,57,58.306451612903224,58.306451612903224,56.088709677419352,56.088709677419352,{"$f":"T11*$G$13","v":53.770161290322584},53.770161290322584,52.530241935483872,52.530241935483872,51.29032258064516,51.29032258064516,48.568548387096776,48.568548387096776,45.625,45.625,null,0.97177419354838712,0.93481182795698925,0.89616935483870974,0.8755040322580645,0.85483870967741937,0.80947580645161288,0.76041666666666663,1,1,1,1,1,1,1,0.83499999999999996,0.83499999999999996,0.83499999999999996,0.83499999999999996,0.83499999999999996,0.83499999999999996,0.83499999999999996,58.306451612903224,{"$f":"Z11*E11+($A$4-80)*AG11*$A$8/1000","v":56.088709677419352},{"$f":"AA11*G11+($A$4-80)*AH11*$A$8/1000","v":53.770161290322584},{"$f":"AB11*I11+($A$4-80)*AI11*$A$8/1000","v":52.530241935483872},51.29032258064516,48.568548387096776,45.625]
[1000,72,73.024193548387089,38.749999999999993,69.536290322580641,37.540322580645153,{"$f":"T12*$G$13","v":65.826612903225794},36.270161290322569,63.87096774193548,35.614919354838705,61.915322580645167,34.95967741935484,57.802419354838712,33.568548387096769,53.366935483870968,32.116935483870968,null,1.2170698924731183,1.1589381720430108,1.0971102150537633,1.064516129032258,1.0319220430107527,0.9633736559139785,0.88944892473118276,0.53064605190502478,0.53986662800811824,0.55099540581929551,0.5576073232323232,0.56463692608270921,0.58074642483432148,0.60181337363052512,0.83499999999999996,0.83499999999999996,0.83499999999999996,0.83499999999999996,0.83499999999999996,0.83499999999999996,0.83499999999999996,{"$f":"Y12*C12+($A$4-80)*AF12*$A$12/1000","v":38.749999999999993},{"$f":"Z12*E12+($A$4-80)*AG12*$A$12/1000","v":37.540322580645153},{"$f":"AA12*G12+($A$4-80)*AH12*$A$12/1000","v":36.270161290322569},{"$f":"AB12*I12+($A$4-80)*AI12*$A$12/1000","v":35.614919354838705},{"$f":"AC12*K12+($A$4-80)*AJ12*$A$12/1000","v":34.95967741935484},{"$f":"AD12*M12+($A$4-80)*AK12*$A$12/1000","v":33.568548387096769},{"$f":"AE12*O12+($A$4-80)*AL12*$A$12/1000","v":32.116935483870968}]
[null,67,66.572580645161295,48.62903225806452,63.346774193548384,47.399193548387089,60,46.108870967741936,58.225806451612904,45.443548387096769,56.451612903225801,44.778225806451609,52.681451612903217,43.366935483870968,48.689516129032256,41.854838709677423,null,1.1095430107526882,1.055779569892473,1,0.97043010752688175,0.94086021505376338,0.87802419354838701,0.81149193548387089,0.73046638400969111,0.74824952259707189,0.76848118279569888,0.78047091412742375,0.79321428571428576,0.82319173363949494,0.8596273291925467,0.83499999999999996,0.83499999999999996,0.83499999999999996,0.83499999999999996,0.83499999999999996,0.83499999999999996,0.83499999999999996,{"$f":"Y13*C13+($A$4-80)*AF13*$A$12/1000","v":48.62903225806452},{"$f":"Z13*E13+($A$4-80)*AG13*$A$12/1000","v":47.399193548387089},{"$f":"AA13*G13+($A$4-80)*AH13*$A$12/1000","v":46.108870967741936},{"$f":"AB13*I13+($A$4-80)*AI13*$A$12/1000","v":45.443548387096769},{"$f":"AC13*K13+($A$4-80)*AJ13*$A$12/1000","v":44.778225806451609},{"$f":"AD13*M13+($A$4-80)*AK13*$A$12/1000","v":43.366935483870968},{"$f":"AE13*O13+($A$4-80)*AL13*$A$12/1000","v":41.854838709677423}]
[null,62,60.987903225806448,60.866935483870968,58.528225806451616,58.528225806451616,{"$f":"T14*$G$13","v":56.028225806451609},56.028225806451609,54.677419354838705,54.677419354838705,53.326612903225801,53.326612903225801,50.403225806451609,50.403225806451609,47.217741935483872,47.217741935483872,null,1.0164650537634408,0.97547043010752688,0.93380376344086014,0.91129032258064502,0.88877688172043001,0.84005376344086014,0.78696236559139787,0.99801652892561987,1,1,1,1,1,1,0.83499999999999996,0.83499999999999996,0.83499999999999996,0.83499999999999996,0.83499999999999996,0.83499999999999996,0.83499999999999996,60.866935483870968,{"$f":"Z14*E14+($A$4-80)*AG14*$A$12/1000","v":58.528225806451616},{"$f":"AA14*G14+($A$4-80)*AH14*$A$12/1000","v":56.028225806451609},54.677419354838705,53.326612903225801,50.403225806451609,47.217741935483872]
[null,57,60.826612903225801,60.826612903225801,58.447580645161281,58.447580645161281,55.927419354838705,55.927419354838705,54.586693548387089,54.586693548387089,53.24596774193548,53.24596774193548,50.342741935483865,50.342741935483865,47.157258064516128,47.157258064516128,null,1.01377688172043,0.97412634408602139,0.93212365591397839,0.90977822580645151,0.88743279569892464,0.83904569892473113,0.78595430107526876,1,1,1,1,1,1,1,0.83499999999999996,0.83499999999999996,0.83499999999999996,0.83499999999999996,0.83499999999999996,0.83499999999999996,0.83499999999999996,60.826612903225801,{"$f":"Z15*E15+($A$4-80)*AG15*$A$12/1000","v":58.447580645161281},{"$f":"AA15*G15+($A$4-80)*AH15*$A$12/1000","v":55.927419354838705},54.586693548387089,53.24596774193548,50.342741935483865,47.157258064516128]
[1125,72,73.850806451612911,40.725806451612904,70.282258064516128,39.516129032258064,66.451612903225794,38.245967741935473,64.445564516129025,37.58064516129032,62.439516129032249,36.915322580645153,58.185483870967744,35.504032258064512,53.649193548387089,34.012096774193544,null,1.2308467741935485,1.1713709677419355,1.10752688172043,1.0740927419354838,1.0406586021505375,0.969758064516129,0.89415322580645151,0.5514605514605514,0.56224899598393574,0.57554611650485432,0.5831378069763804,0.59121730707135933,0.61018711018711014,0.63397219090567458,0.83499999999999996,0.83499999999999996,0.83499999999999996,0.83499999999999996,0.83499999999999996,0.83499999999999996,0.83499999999999996,{"$f":"Y16*C16+($A$4-80)*AF16*$A$16/1000","v":40.725806451612904},{"$f":"Z16*E16+($A$4-80)*AG16*$A$16/1000","v":39.516129032258064},{"$f":"AA16*G16+($A$4-80)*AH16*$A$16/1000","v":38.245967741935473},{"$f":"AB16*I16+($A$4-80)*AI16*$A$16/1000","v":37.58064516129032},{"$f":"AC16*K16+($A$4-80)*AJ16*$A$16/1000","v":36.915322580645153},{"$f":"AD16*M16+($A$4-80)*AK16*$A$16/1000","v":35.504032258064512},{"$f":"AE16*O16+($A$4-80)*AL16*$A$16/1000","v":34.012096774193544}]
[null,67,67.439516129032256,51.814516129032256,64.092741935483872,50.54435483870968,60.624999999999993,49.233870967741936,58.810483870967744,48.548387096774185,56.99596774193548,47.862903225806448,53.145161290322577,46.411290322580641,49.052419354838705,44.838709677419352,null,1.123991935483871,1.0682123655913978,1.0104166666666665,0.98017473118279574,0.94993279569892464,0.88575268817204289,0.81754032258064502,0.76831091180866962,0.78861277131173324,0.8121050881277021,0.82550565649640029,0.83975946232755572,0.87329286798179062,0.9140978216193999,0.83499999999999996,0.83499999999999996,0.83499999999999996,0.83499999999999996,0.83499999999999996,0.83499999999999996,0.83499999999999996,{"$f":"Y17*C17+($A$4-80)*AF17*$A$16/1000","v":51.814516129032256},{"$f":"Z17*E17+($A$4-80)*AG17*$A$16/1000","v":50.54435483870968},{"$f":"AA17*G17+($A$4-80)*AH17*$A$16/1000","v":49.233870967741936},{"$f":"AB17*I17+($A$4-80)*AI17*$A$16/1000","v":48.548387096774185},{"$f":"AC17*K17+($A$4-80)*AJ17*$A$16/1000","v":47.862903225806448},{"$f":"AD17*M17+($A$4-80)*AK17*$A$16/1000","v":46.411290322580641},{"$f":"AE17*O17+($A$4-80)*AL17*$A$16/1000","v":44.838709677419352}]
[null,62,63.04435483870968,63.04435483870968,60.483870967741936,60.483870967741936,57.802419354838712,57.802419354838712,56.37096774193548,56.37096774193548,54.939516129032256,54.939516129032256,51.83467741935484,51.83467741935484,48.467741935483865,48.467741935483865,null,1.050739247311828,1.0080645161290323,0.9633736559139785,0.93951612903225801,0.91565860215053763,0.86391129032258063,0.80779569892473113,1,1,1,1,1,1,1,0.83499999999999996,0.83499999999999996,0.83499999999999996,0.83499999999999996,0.83499999999999996,0.83499999999999996,0.83499999999999996,63.04435483870968,{"$f":"Z18*E18+($A$4-80)*AG18*$A$16/1000","v":60.483870967741936},{"$f":"AA18*G18+($A$4-80)*AH18*$A$16/1000","v":57.802419354838712},56.37096774193548,54.939516129032256,51.83467741935484,48.467741935483865]
[null,57,62.943548387096776,62.943548387096776,60.403225806451609,60.403225806451609,57.721774193548384,57.721774193548384,56.290322580645167,56.290322580645167,54.858870967741936,54.858870967741936,51.774193548387089,51.774193548387089,48.407258064516128,48.407258064516128,null,1.0490591397849462,1.0067204301075268,0.96202956989247301,0.93817204301075274,0.91431451612903225,0.86290322580645151,0.80678763440860213,1,1,1,1,1,1,1,0.83499999999999996,0.83499999999999996,0.83499999999999996,0.83499999999999996,0.83499999999999996,0.83499999999999996,0.83499999999999996,62.943548387096776,{"$f":"Z19*E19+($A$4-80)*AG19*$A$16/1000","v":60.403225806451609},{"$f":"AA19*G19+($A$4-80)*AH19*$A$16/1000","v":57.721774193548384},56.290322580645167,54.858870967741936,51.774193548387089,48.407258064516128]

{"sheet":"CA16NW_36","index":93,"n_rows":19,"n_cols":45,"rows_kept":19,"cut":false,"hidden":true,"merged":[[130,0,133,0],[120,12,121,12],[120,13,121,13],[120,14,121,14],[120,15,121,15],[122,0,125,0],[126,0,129,0],[119,12,119,13],[119,14,119,15],[120,4,121,4],[120,5,121,5],[120,6,121,6],[120,7,121,7],[120,8,121,8],[120,9,121,9],[120,10,121,10],[120,11,121,11],[119,0,121,0],[119,1,121,1],[119,4,119,5],[119,6,119,7],[119,8,119,9],[119,10,119,11],[111,0,114,0],[117,0,118,1],[117,4,117,15],[118,4,118,5],[118,6,118,7],[118,8,118,9],[118,10,118,11],[118,12,118,13],[118,14,118,15],[101,12,102,12],[101,13,102,13],[101,14,102,14],[101,15,102,15],[103,0,106,0],[107,0,110,0],[100,12,100,13],[100,14,100,15],[101,4,102,4],[101,5,102,5],[101,6,102,6],[101,7,102,7],[101,8,102,8],[101,9,102,9],[101,10,102,10],[101,11,102,11],[100,0,102,0],[100,1,102,1],[100,4,100,5],[100,6,100,7],[100,8,100,9],[100,10,100,11],[92,0,95,0],[98,0,99,1],[98,4,98,15],[99,4,99,5],[99,6,99,7],[99,8,99,9],[99,10,99,11],[99,12,99,13],[99,14,99,15],[82,12,83,12],[82,13,83,13],[82,14,83,14],[82,15,83,15],[84,0,87,0],[88,0,91,0],[81,12,81,13],[81,14,81,15],[82,4,83,4],[82,5,83,5],[82,6,83,6],[82,7,83,7],[82,8,83,8],[82,9,83,9],[82,10,83,10],[82,11,83,11],[81,0,83,0],[81,1,83,1],[81,4,81,5],[81,6,81,7],[81,8,81,9],[81,10,81,11],[73,0,76,0],[79,0,80,1],[79,4,79,15],[80,4,80,5],[80,6,80,7],[80,8,80,9],[80,10,80,11],[80,12,80,13],[80,14,80,15],[63,12,64,12],[63,13,64,13],[63,14,64,14],[63,15,64,15],[65,0,68,0],[69,0,72,0],[62,12,62,13],[62,14,62,15],[63,4,64,4],[63,5,64,5],[63,6,64,6],[63,7,64,7],[63,8,64,8],[63,9,64,9],[63,10,64,10],[63,11,64,11],[62,0,64,0],[62,1,64,1],[62,4,62,5],[62,6,62,7],[62,8,62,9],[62,10,62,11],[54,0,57,0],[60,0,61,1],[60,4,60,15],[61,4,61,5],[61,6,61,7],[61,8,61,9],[61,10,61,11],[61,12,61,13],[61,14,61,15],[44,12,45,12],[44,13,45,13],[44,14,45,14],[44,15,45,15],[46,0,49,0],[50,0,53,0],[43,12,43,13],[43,14,43,15],[44,4,45,4],[44,5,45,5],[44,6,45,6],[44,7,45,7],[44,8,45,8],[44,9,45,9],[44,10,45,10],[44,11,45,11],[43,0,45,0],[43,1,45,1],[43,4,43,5],[43,6,43,7],[43,8,43,9],[43,10,43,11],[35,0,38,0],[41,0,42,1],[41,4,41,15],[42,4,42,5],[42,6,42,7],[42,8,42,9],[42,10,42,11],[42,12,42,13],[42,14,42,15],[25,12,26,12],[25,13,26,13],[25,14,26,14],[25,15,26,15],[27,0,30,0],[31,0,34,0],[24,12,24,13],[24,14,24,15],[25,4,26,4],[25,5,26,5],[25,6,26,6],[25,7,26,7],[25,8,26,8],[25,9,26,9],[25,10,26,10],[25,11,26,11],[24,0,26,0],[24,1,26,1],[24,4,24,5],[24,6,24,7],[24,8,24,9],[24,10,24,11],[7,0,10,0],[11,0,14,0],[15,0,18,0],[22,4,22,15],[23,4,23,5],[23,6,23,7],[23,8,23,9],[23,10,23,11],[23,12,23,13],[23,14,23,15],[5,10,6,10],[5,11,6,11],[5,12,6,12],[5,13,6,13],[5,14,6,14],[5,15,6,15],[4,10,4,11],[4,12,4,13],[4,14,4,15],[5,2,6,2],[5,3,6,3],[5,4,6,4],[5,5,6,5],[5,6,6,6],[5,7,6,7],[5,8,6,8],[4,0,6,0],[4,1,6,1],[4,2,4,3],[4,4,4,5],[4,6,4,7],[4,8,4,9],[5,9,6,9],[2,0,2,1],[2,2,2,15],[3,2,3,3],[3,4,3,5],[3,6,3,7],[3,8,3,9],[3,10,3,11],[3,12,3,13],[3,14,3,15]]}
[]
["CA16NW_30"]
["Evaporator Air \n",null,"Condenser  Entering Air Temperature ˚F"]
[80,"°F DB",75,null,85,null,95,null,100,null,105,null,115,null,125]
["CFM","EWB†\n˚F","Capacity Mbtuh",null,"Capacity Mbtuh",null,"Capacity Mbtuh",null,"Capacity Mbtuh",null,"Capacity Mbtuh",null,"Capacity Mbtuh",null,"Capacity Mbtuh"]
[null,null,"Total","Sens.","Total","Sens.","Total","Sens.","Total","Sens.","Total","Sens.","Total","Sens.","Total","Sens."]
[null,null,null,null,null,null,null,null,null,null,null,null,null,null,null,null,null,"Total Factors",null,null,null,null,null,null,"Sens. %",null,null,null,null,null,null,"IDB Adj",null,null,null,null,null,null,"Sens Calc"]
[1050,72,{"$f":"R8*$G$13","v":0},{"$f":"IF(AM8>C8,C8,AM8)","v":0},{"$f":"S8*$G$13","v":0},{"$f":"IF(AN8>E8,E8,AN8)","v":0},{"$f":"T8*$G$13","v":0},{"$f":"IF(AO8>G8,G8,AO8)","v":0},{"$f":"U8*$G$13","v":0},{"$f":"IF(AP8>I8,I8,AP8)","v":0},{"$f":"V8*$G$13","v":0},{"$f":"IF(AQ8>K8,K8,AQ8)","v":0},{"$f":"W8*$G$13","v":0},{"$f":"IF(AR8>M8,M8,AR8)","v":0},{"$f":"X8*$G$13","v":0},{"$f":"IF(AS8>O8,O8,AS8)","v":0},null,1.1837142857142857,1.1339999999999999,1.0697142857142856,1.033857142857143,0.998,0.9245714285714286,0.8542857142857142,0.53946415640839973,0.54698916603678516,0.55795940170940173,0.56473676937957717,0.57200114514743772,0.58930778739184175,0.60903010033444827,0.83499999999999996,0.83499999999999996,0.83499999999999996,0.83499999999999996,0.83499999999999996,0.83499999999999996,0.83499999999999996,{"$f":"Y8*C8+($A$4-80)*AF8*$A$8/1000","v":0},{"$f":"Z8*E8+($A$4-80)*AG8*$A$8/1000","v":0},{"$f":"AA8*G8+($A$4-80)*AH8*$A$8/1000","v":0},{"$f":"AB8*I8+($A$4-80)*AI8*$A$8/1000","v":0},{"$f":"AC8*K8+($A$4-80)*AJ8*$A$8/1000","v":0},{"$f":"AD8*M8+($A$4-80)*AK8*$A$8/1000","v":0},{"$f":"AE8*O8+($A$4-80)*AL8*$A$8/1000","v":0}]
[null,67,0,0,0,{"$f":"IF(AN9>E9,E9,AN9)","v":0},{"$f":"T9*$G$13","v":0},{"$f":"IF(AO9>G9,G9,AO9)","v":0},0,{"$f":"IF(AP9>I9,I9,AP9)","v":0},0,{"$f":"IF(AQ9>K9,K9,AQ9)","v":0},0,{"$f":"IF(AR9>M9,M9,AR9)","v":0},0,{"$f":"IF(AS9>O9,O9,AS9)","v":0},null,1.091142857142857,1.0471428571428572,0.98828571428571443,0.9552857142857144,0.92228571428571426,0.85457142857142854,0.7897142857142857,0.73081958627913068,0.74406548431105046,0.76409366869037287,0.77658142664872132,0.78996282527881034,0.8211300568371781,0.85600578871201161,0.83499999999999996,0.83499999999999996,0.83499999999999996,0.83499999999999996,0.83499999999999996,0.83499999999999996,0.83499999999999996,{"$f":"Y9*C9+($A$4-80)*AF9*$A$8/1000","v":0},{"$f":"Z9*E9+($A$4-80)*AG9*$A$8/1000","v":0},{"$f":"AA9*G9+($A$4-80)*AH9*$A$8/1000","v":0},{"$f":"AB9*I9+($A$4-80)*AI9*$A$8/1000","v":0},{"$f":"AC9*K9+($A$4-80)*AJ9*$A$8/1000","v":0},{"$f":"AD9*M9+($A$4-80)*AK9*$A$8/1000","v":0},{"$f":"AE9*O9+($A$4-80)*AL9*$A$8/1000","v":0}]
[null,62,0,0,0,0,{"$f":"T10*$G$13","v":0},0,0,0,0,0,0,0,0,0,null,1.0022857142857142,0.96400000000000008,0.91228571428571426,0.88628571428571423,0.86028571428571432,0.80771428571428572,0.75685714285714278,0.94726339794754844,0.96591582691167754,0.99467585342937681,0.9972598323662154,1,1,1,0.83499999999999996,0.83499999999999996,0.83499999999999996,0.83499999999999996,0.83499999999999996,0.83499999999999996,0.83499999999999996,0,{"$f":"Z10*E10+($A$4-80)*AG10*$A$8/1000","v":0},{"$f":"AA10*G10+($A$4-80)*AH10*$A$8/1000","v":0},0,0,0,0]
[null,57,0,0,0,0,{"$f":"T11*$G$13","v":0},0,0,0,0,0,0,0,0,0,null,0.98285714285714276,0.95199999999999996,0.90885714285714281,0.88385714285714279,0.85885714285714287,0.80657142857142861,0.75600000000000001,1,1,1,1,1,1,1,0.83499999999999996,0.83499999999999996,0.83499999999999996,0.83499999999999996,0.83499999999999996,0.83499999999999996,0.83499999999999996,0,{"$f":"Z11*E11+($A$4-80)*AG11*$A$8/1000","v":0},{"$f":"AA11*G11+($A$4-80)*AH11*$A$8/1000","v":0},{"$f":"AB11*I11+($A$4-80)*AI11*$A$8/1000","v":0},0,0,0]
[1200,72,0,0,0,0,{"$f":"T12*$G$13","v":0},0,0,0,0,0,0,0,0,0,null,1.198,1.1462857142857141,1.0794285714285714,1.0424285714285715,1.0054285714285713,0.93028571428571438,0.85799999999999998,0.56165036966372528,0.57078763708873381,0.58390682901005819,0.59202411950116496,0.600738846263143,0.62100737100737091,0.64435564435564441,0.83499999999999996,0.83499999999999996,0.83499999999999996,0.83499999999999996,0.83499999999999996,0.83499999999999996,0.83499999999999996,{"$f":"Y12*C12+($A$4-80)*AF12*$A$12/1000","v":0},{"$f":"Z12*E12+($A$4-80)*AG12*$A$12/1000","v":0},{"$f":"AA12*G12+($A$4-80)*AH12*$A$12/1000","v":0},{"$f":"AB12*I12+($A$4-80)*AI12*$A$12/1000","v":0},{"$f":"AC12*K12+($A$4-80)*AJ12*$A$12/1000","v":0},{"$f":"AD12*M12+($A$4-80)*AK12*$A$12/1000","v":0},{"$f":"AE12*O12+($A$4-80)*AL12*$A$12/1000","v":0}]
[null,67,0,0,0,0,null,0,0,0,0,0,0,0,0,0,null,1.1071428571428572,1.0608571428571429,1,0.96585714285714286,0.93171428571428572,0.8620000000000001,0.79599999999999993,0.77032258064516135,0.78642607056288705,0.81,0.82458216240201154,0.84023305734437281,0.87636725223732181,0.91600861450107685,0.83499999999999996,0.83499999999999996,0.83499999999999996,0.83499999999999996,0.83499999999999996,0.83499999999999996,0.83499999999999996,{"$f":"Y13*C13+($A$4-80)*AF13*$A$12/1000","v":0},{"$f":"Z13*E13+($A$4-80)*AG13*$A$12/1000","v":0},{"$f":"AA13*G13+($A$4-80)*AH13*$A$12/1000","v":0},{"$f":"AB13*I13+($A$4-80)*AI13*$A$12/1000","v":0},{"$f":"AC13*K13+($A$4-80)*AJ13*$A$12/1000","v":0},{"$f":"AD13*M13+($A$4-80)*AK13*$A$12/1000","v":0},{"$f":"AE13*O13+($A$4-80)*AL13*$A$12/1000","v":0}]
[null,62,0,0,0,0,{"$f":"T14*$G$13","v":0},0,0,0,0,0,0,0,0,0,null,1.0245714285714285,0.99028571428571421,0.94314285714285706,0.91628571428571426,0.88942857142857135,0.83342857142857152,0.77885714285714291,1,1,1,1,1,1,1,0.83499999999999996,0.83499999999999996,0.83499999999999996,0.83499999999999996,0.83499999999999996,0.83499999999999996,0.83499999999999996,0,{"$f":"Z14*E14+($A$4-80)*AG14*$A$12/1000","v":0},{"$f":"AA14*G14+($A$4-80)*AH14*$A$12/1000","v":0},0,0,0,0]
[null,57,0,0,0,0,0,0,0,0,0,0,0,0,0,0,null,1.0228571428571427,0.98885714285714288,0.94199999999999995,0.91528571428571415,0.88857142857142857,0.8322857142857143,0.77800000000000002,1,1,1,1,1,1,1,0.83499999999999996,0.83499999999999996,0.83499999999999996,0.83499999999999996,0.83499999999999996,0.83499999999999996,0.83499999999999996,0,{"$f":"Z15*E15+($A$4-80)*AG15*$A$12/1000","v":0},{"$f":"AA15*G15+($A$4-80)*AH15*$A$12/1000","v":0},0,0,0,0]
[1350,72,0,0,0,0,0,0,0,0,0,0,0,0,0,0,null,1.2074285714285713,1.1539999999999999,1.0854285714285714,1.0477142857142858,1.01,0.93285714285714283,0.8591428571428571,0.58447704685281587,0.59494924486258982,0.61042379573571992,0.61985274065994,0.62998585572842991,0.65359877488514551,0.68041237113402064,0.83499999999999996,0.83499999999999996,0.83499999999999996,0.83499999999999996,0.83499999999999996,0.83499999999999996,0.83499999999999996,{"$f":"Y16*C16+($A$4-80)*AF16*$A$16/1000","v":0},{"$f":"Z16*E16+($A$4-80)*AG16*$A$16/1000","v":0},{"$f":"AA16*G16+($A$4-80)*AH16*$A$16/1000","v":0},{"$f":"AB16*I16+($A$4-80)*AI16*$A$16/1000","v":0},{"$f":"AC16*K16+($A$4-80)*AJ16*$A$16/1000","v":0},{"$f":"AD16*M16+($A$4-80)*AK16*$A$16/1000","v":0},{"$f":"AE16*O16+($A$4-80)*AL16*$A$16/1000","v":0}]
[null,67,0,0,0,0,0,0,0,0,0,0,0,0,0,0,null,1.1182857142857143,1.0705714285714285,1.008,0.9731428571428572,0.93828571428571439,0.86742857142857144,0.8005714285714286,0.81119059785385794,0.82946357085668532,0.85629251700680276,0.8727246036406342,0.89037758830694258,0.93050065876152832,0.9725196288365453,0.83499999999999996,0.83499999999999996,0.83499999999999996,0.83499999999999996,0.83499999999999996,0.83499999999999996,0.83499999999999996,{"$f":"Y17*C17+($A$4-80)*AF17*$A$16/1000","v":0},{"$f":"Z17*E17+($A$4-80)*AG17*$A$16/1000","v":0},{"$f":"AA17*G17+($A$4-80)*AH17*$A$16/1000","v":0},{"$f":"AB17*I17+($A$4-80)*AI17*$A$16/1000","v":0},{"$f":"AC17*K17+($A$4-80)*AJ17*$A$16/1000","v":0},{"$f":"AD17*M17+($A$4-80)*AK17*$A$16/1000","v":0},{"$f":"AE17*O17+($A$4-80)*AL17*$A$16/1000","v":0}]
[null,62,0,0,0,0,0,0,0,0,0,0,0,0,0,0,null,1.0565714285714285,1.0197142857142856,0.96942857142857142,0.94100000000000006,0.91257142857142859,0.85314285714285709,0.79542857142857137,1,1,1,1,1,1,1,0.83499999999999996,0.83499999999999996,0.83499999999999996,0.83499999999999996,0.83499999999999996,0.83499999999999996,0.83499999999999996,0,{"$f":"Z18*E18+($A$4-80)*AG18*$A$16/1000","v":0},{"$f":"AA18*G18+($A$4-80)*AH18*$A$16/1000","v":0},0,0,0,0]
[null,57,0,0,0,0,0,0,0,0,0,0,0,0,0,0,null,1.0554285714285714,1.0182857142857142,0.96828571428571431,0.93985714285714272,0.91142857142857137,0.8522857142857142,0.79485714285714282,1,1,1,1,1,1,1,0.83499999999999996,0.83499999999999996,0.83499999999999996,0.83499999999999996,0.83499999999999996,0.83499999999999996,0.83499999999999996,0,{"$f":"Z19*E19+($A$4-80)*AG19*$A$16/1000","v":0},{"$f":"AA19*G19+($A$4-80)*AH19*$A$16/1000","v":0},0,0,0,0]

{"sheet":"CA16NW_42","index":94,"n_rows":19,"n_cols":45,"rows_kept":19,"cut":false,"hidden":true,"merged":[[130,0,133,0],[120,12,121,12],[120,13,121,13],[120,14,121,14],[120,15,121,15],[122,0,125,0],[126,0,129,0],[119,12,119,13],[119,14,119,15],[120,4,121,4],[120,5,121,5],[120,6,121,6],[120,7,121,7],[120,8,121,8],[120,9,121,9],[120,10,121,10],[120,11,121,11],[119,0,121,0],[119,1,121,1],[119,4,119,5],[119,6,119,7],[119,8,119,9],[119,10,119,11],[111,0,114,0],[117,0,118,1],[117,4,117,15],[118,4,118,5],[118,6,118,7],[118,8,118,9],[118,10,118,11],[118,12,118,13],[118,14,118,15],[101,12,102,12],[101,13,102,13],[101,14,102,14],[101,15,102,15],[103,0,106,0],[107,0,110,0],[100,12,100,13],[100,14,100,15],[101,4,102,4],[101,5,102,5],[101,6,102,6],[101,7,102,7],[101,8,102,8],[101,9,102,9],[101,10,102,10],[101,11,102,11],[100,0,102,0],[100,1,102,1],[100,4,100,5],[100,6,100,7],[100,8,100,9],[100,10,100,11],[92,0,95,0],[98,0,99,1],[98,4,98,15],[99,4,99,5],[99,6,99,7],[99,8,99,9],[99,10,99,11],[99,12,99,13],[99,14,99,15],[82,12,83,12],[82,13,83,13],[82,14,83,14],[82,15,83,15],[84,0,87,0],[88,0,91,0],[81,12,81,13],[81,14,81,15],[82,4,83,4],[82,5,83,5],[82,6,83,6],[82,7,83,7],[82,8,83,8],[82,9,83,9],[82,10,83,10],[82,11,83,11],[81,0,83,0],[81,1,83,1],[81,4,81,5],[81,6,81,7],[81,8,81,9],[81,10,81,11],[73,0,76,0],[79,0,80,1],[79,4,79,15],[80,4,80,5],[80,6,80,7],[80,8,80,9],[80,10,80,11],[80,12,80,13],[80,14,80,15],[63,12,64,12],[63,13,64,13],[63,14,64,14],[63,15,64,15],[65,0,68,0],[69,0,72,0],[62,12,62,13],[62,14,62,15],[63,4,64,4],[63,5,64,5],[63,6,64,6],[63,7,64,7],[63,8,64,8],[63,9,64,9],[63,10,64,10],[63,11,64,11],[62,0,64,0],[62,1,64,1],[62,4,62,5],[62,6,62,7],[62,8,62,9],[62,10,62,11],[54,0,57,0],[60,0,61,1],[60,4,60,15],[61,4,61,5],[61,6,61,7],[61,8,61,9],[61,10,61,11],[61,12,61,13],[61,14,61,15],[44,12,45,12],[44,13,45,13],[44,14,45,14],[44,15,45,15],[46,0,49,0],[50,0,53,0],[43,12,43,13],[43,14,43,15],[44,4,45,4],[44,5,45,5],[44,6,45,6],[44,7,45,7],[44,8,45,8],[44,9,45,9],[44,10,45,10],[44,11,45,11],[43,0,45,0],[43,1,45,1],[43,4,43,5],[43,6,43,7],[43,8,43,9],[43,10,43,11],[35,0,38,0],[41,0,42,1],[41,4,41,15],[42,4,42,5],[42,6,42,7],[42,8,42,9],[42,10,42,11],[42,12,42,13],[42,14,42,15],[25,12,26,12],[25,13,26,13],[25,14,26,14],[25,15,26,15],[27,0,30,0],[31,0,34,0],[24,12,24,13],[24,14,24,15],[25,4,26,4],[25,5,26,5],[25,6,26,6],[25,7,26,7],[25,8,26,8],[25,9,26,9],[25,10,26,10],[25,11,26,11],[24,0,26,0],[24,1,26,1],[24,4,24,5],[24,6,24,7],[24,8,24,9],[24,10,24,11],[7,0,10,0],[11,0,14,0],[15,0,18,0],[22,4,22,15],[23,4,23,5],[23,6,23,7],[23,8,23,9],[23,10,23,11],[23,12,23,13],[23,14,23,15],[5,10,6,10],[5,11,6,11],[5,12,6,12],[5,13,6,13],[5,14,6,14],[5,15,6,15],[4,10,4,11],[4,12,4,13],[4,14,4,15],[5,2,6,2],[5,3,6,3],[5,4,6,4],[5,5,6,5],[5,6,6,6],[5,7,6,7],[5,8,6,8],[4,0,6,0],[4,1,6,1],[4,2,4,3],[4,4,4,5],[4,6,4,7],[4,8,4,9],[5,9,6,9],[2,0,2,1],[2,2,2,15],[3,2,3,3],[3,4,3,5],[3,6,3,7],[3,8,3,9],[3,10,3,11],[3,12,3,13],[3,14,3,15]]}
[]
["CA16NW_42"]
["Evaporator Air \n",null,"Condenser  Entering Air Temperature ˚F"]
[80,"°F DB",75,null,85,null,95,null,100,null,105,null,115,null,125]
["CFM","EWB†\n˚F","Capacity Mbtuh",null,"Capacity Mbtuh",null,"Capacity Mbtuh",null,"Capacity Mbtuh",null,"Capacity Mbtuh",null,"Capacity Mbtuh",null,"Capacity Mbtuh"]
[null,null,"Total","Sens.","Total","Sens.","Total","Sens.","Total","Sens.","Total","Sens.","Total","Sens.","Total","Sens."]
[null,null,null,null,null,null,null,null,null,null,null,null,null,null,null,null,null,"Total Factors",null,null,null,null,null,null,"Sens. %",null,null,null,null,null,null,"IDB Adj",null,null,null,null,null,null,"Sens Calc"]
[1225,72,{"$f":"R8*$G$13","v":71.437037037037044},{"$f":"IF(AM8>C8,C8,AM8)","v":36.533333333333339},{"$f":"S8*$G$13","v":68.207407407407402},{"$f":"IF(AN8>E8,E8,AN8)","v":35.377777777777773},{"$f":"T8*$G$13","v":64.829629629629622},{"$f":"IF(AO8>G8,G8,AO8)","v":34.17777777777777},{"$f":"U8*$G$13","v":63.044444444444444},{"$f":"IF(AP8>I8,I8,AP8)","v":33.55555555555555},{"$f":"V8*$G$13","v":61.25925925925926},{"$f":"IF(AQ8>K8,K8,AQ8)","v":32.933333333333337},{"$f":"W8*$G$13","v":57.377777777777773},{"$f":"IF(AR8>M8,M8,AR8)","v":31.599999999999998},{"$f":"X8*$G$13","v":53.125925925925927},{"$f":"IF(AS8>O8,O8,AS8)","v":30.148148148148152},null,1.1906172839506173,1.1367901234567901,1.0804938271604938,1.0507407407407408,1.0209876543209877,0.9562962962962962,0.88543209876543205,0.51140605557859808,0.51867940920938316,0.52719378427787933,0.5322523792738808,0.53760580411124548,0.55073586367157246,0.56748466257668717,0.83499999999999996,0.83499999999999996,0.83499999999999996,0.83499999999999996,0.83499999999999996,0.83499999999999996,0.83499999999999996,{"$f":"Y8*C8+($A$4-80)*AF8*$A$8/1000","v":36.533333333333339},{"$f":"Z8*E8+($A$4-80)*AG8*$A$8/1000","v":35.377777777777773},{"$f":"AA8*G8+($A$4-80)*AH8*$A$8/1000","v":34.17777777777777},{"$f":"AB8*I8+($A$4-80)*AI8*$A$8/1000","v":33.55555555555555},{"$f":"AC8*K8+($A$4-80)*AJ8*$A$8/1000","v":32.933333333333337},{"$f":"AD8*M8+($A$4-80)*AK8*$A$8/1000","v":31.599999999999998},{"$f":"AE8*O8+($A$4-80)*AL8*$A$8/1000","v":30.148148148148152}]
[null,67,65.096296296296302,45.096296296296302,62.162962962962958,{"$f":"IF(AN9>E9,E9,AN9)","v":43.940740740740736},{"$f":"T9*$G$13","v":59.140740740740739},{"$f":"IF(AO9>G9,G9,AO9)","v":42.755555555555553},57.525925925925925,{"$f":"IF(AP9>I9,I9,AP9)","v":42.133333333333326},55.911111111111119,{"$f":"IF(AQ9>K9,K9,AQ9)","v":41.511111111111113},52.370370370370374,{"$f":"IF(AR9>M9,M9,AR9)","v":40.148148148148152},48.48888888888888,{"$f":"IF(AS9>O9,O9,AS9)","v":38.681481481481477},null,1.0849382716049383,1.0360493827160493,0.98567901234567901,0.95876543209876541,0.93185185185185193,0.87283950617283956,0.80814814814814806,0.69276285844333185,0.70686367969494757,0.72294589178356705,0.73242338398145757,0.7424483306836247,0.76661951909476667,0.79773907729911397,0.83499999999999996,0.83499999999999996,0.83499999999999996,0.83499999999999996,0.83499999999999996,0.83499999999999996,0.83499999999999996,{"$f":"Y9*C9+($A$4-80)*AF9*$A$8/1000","v":45.096296296296302},{"$f":"Z9*E9+($A$4-80)*AG9*$A$8/1000","v":43.940740740740736},{"$f":"AA9*G9+($A$4-80)*AH9*$A$8/1000","v":42.755555555555553},{"$f":"AB9*I9+($A$4-80)*AI9*$A$8/1000","v":42.133333333333326},{"$f":"AC9*K9+($A$4-80)*AJ9*$A$8/1000","v":41.511111111111113},{"$f":"AD9*M9+($A$4-80)*AK9*$A$8/1000","v":40.148148148148152},{"$f":"AE9*O9+($A$4-80)*AL9*$A$8/1000","v":38.681481481481477}]
[null,62,59.466666666666669,53.481481481481488,56.859259259259261,52.281481481481478,{"$f":"T10*$G$13","v":54.207407407407416},51.007407407407413,52.896296296296292,51.296296296296298,51.585185185185189,51.585185185185189,48.94814814814815,48.94814814814815,45.955555555555556,45.955555555555556,null,0.99111111111111116,0.94765432098765434,0.90345679012345692,0.88160493827160491,0.85975308641975312,0.81580246913580245,0.7659259259259259,0.8993522670652716,0.91948931735278783,0.94096747745285592,0.96975213555524442,1,1,1,0.83499999999999996,0.83499999999999996,0.83499999999999996,0.83499999999999996,0.83499999999999996,0.83499999999999996,0.83499999999999996,53.481481481481488,{"$f":"Z10*E10+($A$4-80)*AG10*$A$8/1000","v":52.281481481481478},{"$f":"AA10*G10+($A$4-80)*AH10*$A$8/1000","v":51.007407407407413},51.296296296296298,51.585185185185189,48.94814814814815,45.955555555555556]
[null,57,58.162962962962958,58.162962962962958,56.074074074074076,56.074074074074076,{"$f":"T11*$G$13","v":53.88148148148148},53.88148148148148,52.696296296296296,52.696296296296296,51.511111111111113,51.511111111111113,48.888888888888886,48.888888888888886,45.896296296296299,45.896296296296299,null,0.96938271604938264,0.9345679012345679,0.89802469135802465,0.87827160493827161,0.85851851851851857,0.81481481481481477,0.76493827160493832,1,1,1,1,1,1,1,0.83499999999999996,0.83499999999999996,0.83499999999999996,0.83499999999999996,0.83499999999999996,0.83499999999999996,0.83499999999999996,58.162962962962958,{"$f":"Z11*E11+($A$4-80)*AG11*$A$8/1000","v":56.074074074074076},{"$f":"AA11*G11+($A$4-80)*AH11*$A$8/1000","v":53.88148148148148},{"$f":"AB11*I11+($A$4-80)*AI11*$A$8/1000","v":52.696296296296296},51.511111111111113,48.888888888888886,45.896296296296299]
[1400,72,72.622222222222234,38.503703703703707,69.214814814814815,37.318518518518516,{"$f":"T12*$G$13","v":65.718518518518522},36.103703703703708,63.851851851851855,35.466666666666669,61.985185185185188,34.829629629629629,57.955555555555549,33.466666666666669,53.57037037037037,32.014814814814812,null,1.2103703703703705,1.1535802469135803,1.0953086419753086,1.0641975308641975,1.0330864197530865,0.96592592592592585,0.89283950617283947,0.53019175846593225,0.5391695205479452,0.54936880072137062,0.55545243619489559,0.56190248565965584,0.5774539877300614,0.5976216814159292,0.83499999999999996,0.83499999999999996,0.83499999999999996,0.83499999999999996,0.83499999999999996,0.83499999999999996,0.83499999999999996,{"$f":"Y12*C12+($A$4-80)*AF12*$A$12/1000","v":38.503703703703707},{"$f":"Z12*E12+($A$4-80)*AG12*$A$12/1000","v":37.318518518518516},{"$f":"AA12*G12+($A$4-80)*AH12*$A$12/1000","v":36.103703703703708},{"$f":"AB12*I12+($A$4-80)*AI12*$A$12/1000","v":35.466666666666669},{"$f":"AC12*K12+($A$4-80)*AJ12*$A$12/1000","v":34.829629629629629},{"$f":"AD12*M12+($A$4-80)*AK12*$A$12/1000","v":33.466666666666669},{"$f":"AE12*O12+($A$4-80)*AL12*$A$12/1000","v":32.014814814814812}]
[null,67,66.251851851851853,48.266666666666666,63.155555555555566,47.06666666666667,60,45.851851851851848,58.32592592592593,45.214814814814815,56.651851851851852,44.577777777777776,52.992592592592594,43.2,48.992592592592587,41.674074074074063,null,1.1041975308641976,1.0525925925925927,1,0.97209876543209883,0.94419753086419755,0.88320987654320993,0.81654320987654316,0.72853309481216455,0.74524982406755802,0.76419753086419751,0.77520955041910078,0.78687238493723843,0.81520827509085825,0.85061989718778341,0.83499999999999996,0.83499999999999996,0.83499999999999996,0.83499999999999996,0.83499999999999996,0.83499999999999996,0.83499999999999996,{"$f":"Y13*C13+($A$4-80)*AF13*$A$12/1000","v":48.266666666666666},{"$f":"Z13*E13+($A$4-80)*AG13*$A$12/1000","v":47.06666666666667},{"$f":"AA13*G13+($A$4-80)*AH13*$A$12/1000","v":45.851851851851848},{"$f":"AB13*I13+($A$4-80)*AI13*$A$12/1000","v":45.214814814814815},{"$f":"AC13*K13+($A$4-80)*AJ13*$A$12/1000","v":44.577777777777776},{"$f":"AD13*M13+($A$4-80)*AK13*$A$12/1000","v":43.2},{"$f":"AE13*O13+($A$4-80)*AL13*$A$12/1000","v":41.674074074074063}]
[null,62,60.903703703703712,60.444444444444443,58.474074074074068,58.474074074074068,{"$f":"T14*$G$13","v":56.103703703703701},56.103703703703701,54.822222222222216,54.822222222222216,53.540740740740745,53.540740740740745,50.681481481481484,50.681481481481484,47.496296296296293,47.496296296296293,null,1.0150617283950618,0.97456790123456782,0.93506172839506163,0.91370370370370357,0.89234567901234574,0.84469135802469142,0.79160493827160494,0.99245925565555815,1,1,1,1,1,1,0.83499999999999996,0.83499999999999996,0.83499999999999996,0.83499999999999996,0.83499999999999996,0.83499999999999996,0.83499999999999996,60.444444444444443,{"$f":"Z14*E14+($A$4-80)*AG14*$A$12/1000","v":58.474074074074068},{"$f":"AA14*G14+($A$4-80)*AH14*$A$12/1000","v":56.103703703703701},54.822222222222216,53.540740740740745,50.681481481481484,47.496296296296293]
[null,57,60.666666666666664,60.666666666666664,58.385185185185179,58.385185185185179,56.014814814814819,56.014814814814819,54.740740740740748,54.740740740740748,53.466666666666669,53.466666666666669,50.622222222222227,50.622222222222227,47.422222222222217,47.422222222222217,null,1.0111111111111111,0.9730864197530863,0.93358024691358032,0.91234567901234576,0.89111111111111119,0.84370370370370373,0.79037037037037028,1,1,1,1,1,1,1,0.83499999999999996,0.83499999999999996,0.83499999999999996,0.83499999999999996,0.83499999999999996,0.83499999999999996,0.83499999999999996,60.666666666666664,{"$f":"Z15*E15+($A$4-80)*AG15*$A$12/1000","v":58.385185185185179},{"$f":"AA15*G15+($A$4-80)*AH15*$A$12/1000","v":56.014814814814819},54.740740740740748,53.466666666666669,50.622222222222227,47.422222222222217]
[1575,72,73.451851851851842,40.385185185185179,69.94074074074075,39.18518518518519,66.311111111111103,37.955555555555556,64.385185185185179,37.311111111111117,62.459259259259248,36.666666666666664,58.325925925925922,35.288888888888891,53.837037037037042,33.822222222222216,null,1.2241975308641975,1.1656790123456791,1.105185185185185,1.0730864197530863,1.0409876543209875,0.97209876543209872,0.89728395061728405,0.54981847519160953,0.56026265621690319,0.57238605898123329,0.57949838932351605,0.58704933586337771,0.60502921005842014,0.62823335167859096,0.83499999999999996,0.83499999999999996,0.83499999999999996,0.83499999999999996,0.83499999999999996,0.83499999999999996,0.83499999999999996,{"$f":"Y16*C16+($A$4-80)*AF16*$A$16/1000","v":40.385185185185179},{"$f":"Z16*E16+($A$4-80)*AG16*$A$16/1000","v":39.18518518518519},{"$f":"AA16*G16+($A$4-80)*AH16*$A$16/1000","v":37.955555555555556},{"$f":"AB16*I16+($A$4-80)*AI16*$A$16/1000","v":37.311111111111117},{"$f":"AC16*K16+($A$4-80)*AJ16*$A$16/1000","v":36.666666666666664},{"$f":"AD16*M16+($A$4-80)*AK16*$A$16/1000","v":35.288888888888891},{"$f":"AE16*O16+($A$4-80)*AL16*$A$16/1000","v":33.822222222222216}]
[null,67,67.066666666666663,51.288888888888877,63.88148148148148,50.088888888888896,60.63703703703704,48.844444444444449,58.911111111111111,48.185185185185183,57.18518518518519,47.525925925925925,53.437037037037044,46.103703703703708,49.377777777777773,44.518518518518519,null,1.1177777777777778,1.0646913580246913,1.0106172839506173,0.98185185185185186,0.9530864197530865,0.89061728395061734,0.8229629629629629,0.76474486414844256,0.78409090909090917,0.80552162228194479,0.81793034075191751,0.83108808290155434,0.86276684225117828,0.90159015901590167,0.83499999999999996,0.83499999999999996,0.83499999999999996,0.83499999999999996,0.83499999999999996,0.83499999999999996,0.83499999999999996,{"$f":"Y17*C17+($A$4-80)*AF17*$A$16/1000","v":51.288888888888877},{"$f":"Z17*E17+($A$4-80)*AG17*$A$16/1000","v":50.088888888888896},{"$f":"AA17*G17+($A$4-80)*AH17*$A$16/1000","v":48.844444444444449},{"$f":"AB17*I17+($A$4-80)*AI17*$A$16/1000","v":48.185185185185183},{"$f":"AC17*K17+($A$4-80)*AJ17*$A$16/1000","v":47.525925925925925},{"$f":"AD17*M17+($A$4-80)*AK17*$A$16/1000","v":46.103703703703708},{"$f":"AE17*O17+($A$4-80)*AL17*$A$16/1000","v":44.518518518518519}]
[null,62,62.755555555555553,62.755555555555553,60.31111111111111,60.31111111111111,57.792592592592584,57.792592592592584,56.42222222222221,56.42222222222221,55.05185185185185,55.05185185185185,52.029629629629625,52.029629629629625,48.651851851851852,48.651851851851852,null,1.0459259259259259,1.0051851851851852,0.96320987654320978,0.94037037037037019,0.91753086419753083,0.86716049382716043,0.81086419753086425,1,1,1,1,1,1,1,0.83499999999999996,0.83499999999999996,0.83499999999999996,0.83499999999999996,0.83499999999999996,0.83499999999999996,0.83499999999999996,62.755555555555553,{"$f":"Z18*E18+($A$4-80)*AG18*$A$16/1000","v":60.31111111111111},{"$f":"AA18*G18+($A$4-80)*AH18*$A$16/1000","v":57.792592592592584},56.42222222222221,55.05185185185185,52.029629629629625,48.651851851851852]
[null,57,62.666666666666657,62.666666666666657,60.237037037037034,60.237037037037034,57.703703703703709,57.703703703703709,56.348148148148148,56.348148148148148,54.992592592592587,54.992592592592587,51.970370370370361,51.970370370370361,48.592592592592588,48.592592592592588,null,1.0444444444444443,1.0039506172839505,0.96172839506172847,0.93913580246913575,0.91654320987654314,0.86617283950617274,0.80987654320987645,1,1,1,1,1,1,1,0.83499999999999996,0.83499999999999996,0.83499999999999996,0.83499999999999996,0.83499999999999996,0.83499999999999996,0.83499999999999996,62.666666666666657,{"$f":"Z19*E19+($A$4-80)*AG19*$A$16/1000","v":60.237037037037034},{"$f":"AA19*G19+($A$4-80)*AH19*$A$16/1000","v":57.703703703703709},56.348148148148148,54.992592592592587,51.970370370370361,48.592592592592588]

{"sheet":"CA16NW_48","index":95,"n_rows":19,"n_cols":45,"rows_kept":19,"cut":false,"hidden":true,"merged":[[130,0,133,0],[120,12,121,12],[120,13,121,13],[120,14,121,14],[120,15,121,15],[122,0,125,0],[126,0,129,0],[119,12,119,13],[119,14,119,15],[120,4,121,4],[120,5,121,5],[120,6,121,6],[120,7,121,7],[120,8,121,8],[120,9,121,9],[120,10,121,10],[120,11,121,11],[119,0,121,0],[119,1,121,1],[119,4,119,5],[119,6,119,7],[119,8,119,9],[119,10,119,11],[111,0,114,0],[117,0,118,1],[117,4,117,15],[118,4,118,5],[118,6,118,7],[118,8,118,9],[118,10,118,11],[118,12,118,13],[118,14,118,15],[101,12,102,12],[101,13,102,13],[101,14,102,14],[101,15,102,15],[103,0,106,0],[107,0,110,0],[100,12,100,13],[100,14,100,15],[101,4,102,4],[101,5,102,5],[101,6,102,6],[101,7,102,7],[101,8,102,8],[101,9,102,9],[101,10,102,10],[101,11,102,11],[100,0,102,0],[100,1,102,1],[100,4,100,5],[100,6,100,7],[100,8,100,9],[100,10,100,11],[92,0,95,0],[98,0,99,1],[98,4,98,15],[99,4,99,5],[99,6,99,7],[99,8,99,9],[99,10,99,11],[99,12,99,13],[99,14,99,15],[82,12,83,12],[82,13,83,13],[82,14,83,14],[82,15,83,15],[84,0,87,0],[88,0,91,0],[81,12,81,13],[81,14,81,15],[82,4,83,4],[82,5,83,5],[82,6,83,6],[82,7,83,7],[82,8,83,8],[82,9,83,9],[82,10,83,10],[82,11,83,11],[81,0,83,0],[81,1,83,1],[81,4,81,5],[81,6,81,7],[81,8,81,9],[81,10,81,11],[73,0,76,0],[79,0,80,1],[79,4,79,15],[80,4,80,5],[80,6,80,7],[80,8,80,9],[80,10,80,11],[80,12,80,13],[80,14,80,15],[63,12,64,12],[63,13,64,13],[63,14,64,14],[63,15,64,15],[65,0,68,0],[69,0,72,0],[62,12,62,13],[62,14,62,15],[63,4,64,4],[63,5,64,5],[63,6,64,6],[63,7,64,7],[63,8,64,8],[63,9,64,9],[63,10,64,10],[63,11,64,11],[62,0,64,0],[62,1,64,1],[62,4,62,5],[62,6,62,7],[62,8,62,9],[62,10,62,11],[54,0,57,0],[60,0,61,1],[60,4,60,15],[61,4,61,5],[61,6,61,7],[61,8,61,9],[61,10,61,11],[61,12,61,13],[61,14,61,15],[44,12,45,12],[44,13,45,13],[44,14,45,14],[44,15,45,15],[46,0,49,0],[50,0,53,0],[43,12,43,13],[43,14,43,15],[44,4,45,4],[44,5,45,5],[44,6,45,6],[44,7,45,7],[44,8,45,8],[44,9,45,9],[44,10,45,10],[44,11,45,11],[43,0,45,0],[43,1,45,1],[43,4,43,5],[43,6,43,7],[43,8,43,9],[43,10,43,11],[35,0,38,0],[41,0,42,1],[41,4,41,15],[42,4,42,5],[42,6,42,7],[42,8,42,9],[42,10,42,11],[42,12,42,13],[42,14,42,15],[25,12,26,12],[25,13,26,13],[25,14,26,14],[25,15,26,15],[27,0,30,0],[31,0,34,0],[24,12,24,13],[24,14,24,15],[25,4,26,4],[25,5,26,5],[25,6,26,6],[25,7,26,7],[25,8,26,8],[25,9,26,9],[25,10,26,10],[25,11,26,11],[24,0,26,0],[24,1,26,1],[24,4,24,5],[24,6,24,7],[24,8,24,9],[24,10,24,11],[7,0,10,0],[11,0,14,0],[15,0,18,0],[22,4,22,15],[23,4,23,5],[23,6,23,7],[23,8,23,9],[23,10,23,11],[23,12,23,13],[23,14,23,15],[5,10,6,10],[5,11,6,11],[5,12,6,12],[5,13,6,13],[5,14,6,14],[5,15,6,15],[4,10,4,11],[4,12,4,13],[4,14,4,15],[5,2,6,2],[5,3,6,3],[5,4,6,4],[5,5,6,5],[5,6,6,6],[5,7,6,7],[5,8,6,8],[4,0,6,0],[4,1,6,1],[4,2,4,3],[4,4,4,5],[4,6,4,7],[4,8,4,9],[5,9,6,9],[2,0,2,1],[2,2,2,15],[3,2,3,3],[3,4,3,5],[3,6,3,7],[3,8,3,9],[3,10,3,11],[3,12,3,13],[3,14,3,15]]}
[]
["CA16NW_48"]
["Evaporator Air \n",null,"Condenser  Entering Air Temperature ˚F"]
[80,"°F DB",75,null,85,null,95,null,100,null,105,null,115,null,125]
["CFM","EWB†\n˚F","Capacity Mbtuh",null,"Capacity Mbtuh",null,"Capacity Mbtuh",null,"Capacity Mbtuh",null,"Capacity Mbtuh",null,"Capacity Mbtuh",null,"Capacity Mbtuh"]
[null,null,"Total","Sens.","Total","Sens.","Total","Sens.","Total","Sens.","Total","Sens.","Total","Sens.","Total","Sens."]
[null,null,null,null,null,null,null,null,null,null,null,null,null,null,null,null,null,"Total Factors",null,null,null,null,null,null,"Sens. %",null,null,null,null,null,null,"IDB Adj",null,null,null,null,null,null,"Sens Calc"]
[1400,72,{"$f":"R8*$G$13","v":62.618384401114213},{"$f":"IF(AM8>C8,C8,AM8)","v":62.618384401114213},{"$f":"S8*$G$13","v":60.222841225626745},{"$f":"IF(AN8>E8,E8,AN8)","v":60.222841225626745},{"$f":"T8*$G$13","v":57.688022284122567},{"$f":"IF(AO8>G8,G8,AO8)","v":57.688022284122567},{"$f":"U8*$G$13","v":56.337047353760447},{"$f":"IF(AP8>I8,I8,AP8)","v":56.337047353760447},{"$f":"V8*$G$13","v":54.986072423398326},{"$f":"IF(AQ8>K8,K8,AQ8)","v":54.986072423398326},{"$f":"W8*$G$13","v":52.103064066852369},{"$f":"IF(AR8>M8,M8,AR8)","v":52.103064066852369},{"$f":"X8*$G$13","v":48.927576601671319},{"$f":"IF(AS8>O8,O8,AS8)","v":48.927576601671319},null,1.0436397400185702,1.0037140204271124,0.96146703806870948,0.93895078922934083,0.91643454038997207,0.86838440111420612,0.81545961002785528,1,1,1,1,1,1,1,0.83499999999999996,0.83499999999999996,0.83499999999999996,0.83499999999999996,0.83499999999999996,0.83499999999999996,0.83499999999999996,{"$f":"Y8*C8+($A$4-80)*AF8*$A$8/1000","v":62.618384401114213},{"$f":"Z8*E8+($A$4-80)*AG8*$A$8/1000","v":60.222841225626745},{"$f":"AA8*G8+($A$4-80)*AH8*$A$8/1000","v":57.688022284122567},{"$f":"AB8*I8+($A$4-80)*AI8*$A$8/1000","v":56.337047353760447},{"$f":"AC8*K8+($A$4-80)*AJ8*$A$8/1000","v":54.986072423398326},{"$f":"AD8*M8+($A$4-80)*AK8*$A$8/1000","v":52.103064066852369},{"$f":"AE8*O8+($A$4-80)*AL8*$A$8/1000","v":48.927576601671319}]
[null,67,63.83008356545961,56.51810584958217,60.877437325905291,{"$f":"IF(AN9>E9,E9,AN9)","v":55.139275766016716},{"$f":"T9*$G$13","v":57.910863509749305},{"$f":"IF(AO9>G9,G9,AO9)","v":57.381615598885801},56.49721448467966,{"$f":"IF(AP9>I9,I9,AP9)","v":56.232590529247908},55.083565459610021,{"$f":"IF(AQ9>K9,K9,AQ9)","v":55.083565459610021},52.172701949860723,{"$f":"IF(AR9>M9,M9,AR9)","v":52.172701949860723},48.983286908078,{"$f":"IF(AS9>O9,O9,AS9)","v":48.983286908078},null,1.0638347260909935,1.0146239554317549,0.9651810584958217,0.94162024141132772,0.91805942432683374,0.86954503249767878,0.81638811513463327,0.88544621427012871,0.90574239304506987,0.990860990860991,0.99531615925058559,1,1,1,0.83499999999999996,0.83499999999999996,0.83499999999999996,0.83499999999999996,0.83499999999999996,0.83499999999999996,0.83499999999999996,{"$f":"Y9*C9+($A$4-80)*AF9*$A$8/1000","v":56.51810584958217},{"$f":"Z9*E9+($A$4-80)*AG9*$A$8/1000","v":55.139275766016716},{"$f":"AA9*G9+($A$4-80)*AH9*$A$8/1000","v":57.381615598885801},{"$f":"AB9*I9+($A$4-80)*AI9*$A$8/1000","v":56.232590529247908},{"$f":"AC9*K9+($A$4-80)*AJ9*$A$8/1000","v":55.083565459610021},{"$f":"AD9*M9+($A$4-80)*AK9*$A$8/1000","v":52.172701949860723},{"$f":"AE9*O9+($A$4-80)*AL9*$A$8/1000","v":48.983286908078}]
[null,62,70.111420612813376,47.757660167130922,66.657381615598894,46.420612813370482,{"$f":"T10*$G$13","v":63.119777158774369},45.055710306406681,61.274373259052936,44.359331476323121,59.428969359331482,43.662952646239553,55.543175487465184,42.200557103064064,51.420612813370482,40.65459610027856,null,1.168523676880223,1.1109563602599815,1.0519962859795728,1.021239554317549,0.99048282265552468,0.92571959145775307,0.85701021355617468,0.68116805721096541,0.69640618470539073,0.71381288614298322,0.72394590294351624,0.73470822591984997,0.75977933801404207,0.79062838569880822,0.83499999999999996,0.83499999999999996,0.83499999999999996,0.83499999999999996,0.83499999999999996,0.83499999999999996,0.83499999999999996,47.757660167130922,{"$f":"Z10*E10+($A$4-80)*AG10*$A$8/1000","v":46.420612813370482},{"$f":"AA10*G10+($A$4-80)*AH10*$A$8/1000","v":45.055710306406681},44.359331476323121,43.662952646239553,42.200557103064064,40.65459610027856]
[null,57,77.409470752089135,38.816155988857936,73.551532033426184,37.451253481894149,{"$f":"T11*$G$13","v":69.582172701949858},36.072423398328688,67.513927576601674,35.362116991643454,65.445682451253489,34.651810584958213,61.128133704735383,33.175487465181064,56.532033426183851,31.643454038997213,null,1.2901578458681522,1.2258588672237698,1.159702878365831,1.1252321262766947,1.0907613741875581,1.0188022284122564,0.94220055710306416,0.5014393666786614,0.5091838666919144,0.5184147317854283,0.5237751418256833,0.52947435624600969,0.5427204374572796,0.55974377925597429,0.83499999999999996,0.83499999999999996,0.83499999999999996,0.83499999999999996,0.83499999999999996,0.83499999999999996,0.83499999999999996,38.816155988857936,{"$f":"Z11*E11+($A$4-80)*AG11*$A$8/1000","v":37.451253481894149},{"$f":"AA11*G11+($A$4-80)*AH11*$A$8/1000","v":36.072423398328688},{"$f":"AB11*I11+($A$4-80)*AI11*$A$8/1000","v":35.362116991643454},34.651810584958213,33.175487465181064,31.643454038997213]
[1600,72,65.278551532033418,65.278551532033418,62.660167130919227,62.660167130919227,{"$f":"T12*$G$13","v":59.930362116991645},59.930362116991645,58.461002785515319,58.461002785515319,56.991643454039,56.991643454039,53.857938718662957,53.857938718662957,50.459610027855149,50.459610027855149,null,1.0879758588672237,1.0443361188486537,0.99883936861652745,0.97435004642525536,0.94986072423398338,0.89763231197771598,0.84099350046425247,1,1,1,1,1,1,1,0.83499999999999996,0.83499999999999996,0.83499999999999996,0.83499999999999996,0.83499999999999996,0.83499999999999996,0.83499999999999996,{"$f":"Y12*C12+($A$4-80)*AF12*$A$12/1000","v":65.278551532033418},{"$f":"Z12*E12+($A$4-80)*AG12*$A$12/1000","v":62.660167130919227},{"$f":"AA12*G12+($A$4-80)*AH12*$A$12/1000","v":59.930362116991645},{"$f":"AB12*I12+($A$4-80)*AI12*$A$12/1000","v":58.461002785515319},{"$f":"AC12*K12+($A$4-80)*AJ12*$A$12/1000","v":56.991643454039},{"$f":"AD12*M12+($A$4-80)*AK12*$A$12/1000","v":53.857938718662957},{"$f":"AE12*O12+($A$4-80)*AL12*$A$12/1000","v":50.459610027855149}]
[null,67,65.51532033426183,64.860724233983277,62.771587743732596,62.771587743732596,60,60,58.530640668523674,58.530640668523674,57.061281337047355,57.061281337047355,53.927576601671312,53.927576601671312,50.515320334261844,50.515320334261844,null,1.0919220055710306,1.04619312906221,1,0.97551067780872791,0.95102135561745593,0.89879294336118853,0.8419220055710307,0.9900085034013606,1,1,1,1,1,1,0.83499999999999996,0.83499999999999996,0.83499999999999996,0.83499999999999996,0.83499999999999996,0.83499999999999996,0.83499999999999996,{"$f":"Y13*C13+($A$4-80)*AF13*$A$12/1000","v":64.860724233983277},{"$f":"Z13*E13+($A$4-80)*AG13*$A$12/1000","v":62.771587743732596},{"$f":"AA13*G13+($A$4-80)*AH13*$A$12/1000","v":60},{"$f":"AB13*I13+($A$4-80)*AI13*$A$12/1000","v":58.530640668523674},{"$f":"AC13*K13+($A$4-80)*AJ13*$A$12/1000","v":57.061281337047355},{"$f":"AD13*M13+($A$4-80)*AK13*$A$12/1000","v":53.927576601671312},{"$f":"AE13*O13+($A$4-80)*AL13*$A$12/1000","v":50.515320334261844}]
[null,62,71.350974930362113,50.947075208913652,67.771587743732596,49.582172701949872,{"$f":"T14*$G$13","v":64.066852367688028},48.18941504178273,62.15181058495822,47.465181058495823,60.236768802228411,46.740947075208915,56.225626740947078,45.236768802228411,51.96378830083566,43.635097493036213,null,1.1891829155060352,1.1295264623955432,1.0677808727948004,1.0358635097493036,1.0039461467038069,0.93709377901578461,0.86606313834726101,0.7140347452664455,0.73160706946157017,0.75217391304347825,0.76369747899159657,0.77595375722543358,0.80455783998018326,0.83972125435540057,0.83499999999999996,0.83499999999999996,0.83499999999999996,0.83499999999999996,0.83499999999999996,0.83499999999999996,0.83499999999999996,50.947075208913652,{"$f":"Z14*E14+($A$4-80)*AG14*$A$12/1000","v":49.582172701949872},{"$f":"AA14*G14+($A$4-80)*AH14*$A$12/1000","v":48.18941504178273},47.465181058495823,46.740947075208915,45.236768802228411,43.635097493036213]
[null,57,78.760445682451248,40.807799442896936,74.721448467966567,39.415041782729801,70.557103064066837,37.994428969359326,68.412256267409475,37.270194986072426,66.267409470752085,36.545961002785511,61.768802228412262,35.055710306406695,57.019498607242333,33.481894150417823,null,1.3126740947075208,1.2453574744661096,1.1759517177344474,1.1402042711234912,1.1044568245125348,1.0294800371402044,0.95032497678737227,0.51812555260831128,0.52749301025163098,0.53849190682984605,0.5447882736156352,0.55149222362337114,0.5675310033821872,0.58720078163165612,0.83499999999999996,0.83499999999999996,0.83499999999999996,0.83499999999999996,0.83499999999999996,0.83499999999999996,0.83499999999999996,40.807799442896936,{"$f":"Z15*E15+($A$4-80)*AG15*$A$12/1000","v":39.415041782729801},{"$f":"AA15*G15+($A$4-80)*AH15*$A$12/1000","v":37.994428969359326},37.270194986072426,36.545961002785511,35.055710306406695,33.481894150417823]
[1800,72,67.465181058495816,67.465181058495816,64.651810584958227,64.651810584958227,61.699164345403894,61.699164345403894,60.146239554317553,60.146239554317553,58.593314763231199,58.593314763231199,55.264623955431759,55.264623955431759,51.657381615598894,51.657381615598894,null,1.1244196843082637,1.0775301764159704,1.0283194057567315,1.0024373259052926,0.97655524605385335,0.92107706592386263,0.86095636025998157,1,1,1,1,1,1,1,0.83499999999999996,0.83499999999999996,0.83499999999999996,0.83499999999999996,0.83499999999999996,0.83499999999999996,0.83499999999999996,{"$f":"Y16*C16+($A$4-80)*AF16*$A$16/1000","v":67.465181058495816},{"$f":"Z16*E16+($A$4-80)*AG16*$A$16/1000","v":64.651810584958227},{"$f":"AA16*G16+($A$4-80)*AH16*$A$16/1000","v":61.699164345403894},{"$f":"AB16*I16+($A$4-80)*AI16*$A$16/1000","v":60.146239554317553},{"$f":"AC16*K16+($A$4-80)*AJ16*$A$16/1000","v":58.593314763231199},{"$f":"AD16*M16+($A$4-80)*AK16*$A$16/1000","v":55.264623955431759},{"$f":"AE16*O16+($A$4-80)*AL16*$A$16/1000","v":51.657381615598894}]
[null,67,67.548746518105844,67.548746518105844,64.735376044568255,64.735376044568255,61.768802228412262,61.768802228412262,60.208913649025078,60.208913649025078,58.649025069637887,58.649025069637887,55.32033426183844,55.32033426183844,51.713091922005574,51.713091922005574,null,1.1258124419684308,1.0789229340761375,1.0294800371402044,1.003481894150418,0.97748375116063146,0.92200557103064062,0.86188486536675957,1,1,1,1,1,1,1,0.83499999999999996,0.83499999999999996,0.83499999999999996,0.83499999999999996,0.83499999999999996,0.83499999999999996,0.83499999999999996,{"$f":"Y17*C17+($A$4-80)*AF17*$A$16/1000","v":67.548746518105844},{"$f":"Z17*E17+($A$4-80)*AG17*$A$16/1000","v":64.735376044568255},{"$f":"AA17*G17+($A$4-80)*AH17*$A$16/1000","v":61.768802228412262},{"$f":"AB17*I17+($A$4-80)*AI17*$A$16/1000","v":60.208913649025078},{"$f":"AC17*K17+($A$4-80)*AJ17*$A$16/1000","v":58.649025069637887},{"$f":"AD17*M17+($A$4-80)*AK17*$A$16/1000","v":55.32033426183844},{"$f":"AE17*O17+($A$4-80)*AL17*$A$16/1000","v":51.713091922005574}]
[null,62,72.311977715877447,54.011142061281348,68.579387186629532,52.604456824512539,64.777158774373262,51.169916434540397,62.799442896935943,50.424791086350979,60.82172701949861,49.67966573816156,56.713091922005567,48.105849582172702,52.409470752089142,46.406685236768801,null,1.2051996285979574,1.1429897864438254,1.079619312906221,1.0466573816155991,1.0136954503249769,0.94521819870009283,0.87349117920148567,0.74691833590138679,0.7670593013809911,0.78993764781767373,0.80294965624306935,0.81680787726127779,0.8482318271119843,0.88546372575073073,0.83499999999999996,0.83499999999999996,0.83499999999999996,0.83499999999999996,0.83499999999999996,0.83499999999999996,0.83499999999999996,54.011142061281348,{"$f":"Z18*E18+($A$4-80)*AG18*$A$16/1000","v":52.604456824512539},{"$f":"AA18*G18+($A$4-80)*AH18*$A$16/1000","v":51.169916434540397},50.424791086350979,49.67966573816156,48.105849582172702,46.406685236768801]
[null,57,79.749303621169915,42.68802228412256,75.543175487465192,41.267409470752092,71.253481894150411,39.832869080779943,69.032033426183844,39.087743732590532,66.810584958217277,38.342618384401121,62.186629526462397,36.82451253481895,57.325905292479106,35.236768802228418,null,1.3291550603528319,1.2590529247910864,1.1875580315691736,1.1505338904363973,1.1135097493036212,1.03644382544104,0.95543175487465182,0.53527768075445337,0.54627581120943947,0.55903049257232218,0.5662261676586301,0.57390035438815934,0.59216125419932819,0.61467444120505355,0.83499999999999996,0.83499999999999996,0.83499999999999996,0.83499999999999996,0.83499999999999996,0.83499999999999996,0.83499999999999996,42.68802228412256,{"$f":"Z19*E19+($A$4-80)*AG19*$A$16/1000","v":41.267409470752092},{"$f":"AA19*G19+($A$4-80)*AH19*$A$16/1000","v":39.832869080779943},39.087743732590532,38.342618384401121,36.82451253481895,35.236768802228418]

{"sheet":"CA16NW_60","index":96,"n_rows":19,"n_cols":45,"rows_kept":19,"cut":false,"hidden":true,"merged":[[130,0,133,0],[120,12,121,12],[120,13,121,13],[120,14,121,14],[120,15,121,15],[122,0,125,0],[126,0,129,0],[119,12,119,13],[119,14,119,15],[120,4,121,4],[120,5,121,5],[120,6,121,6],[120,7,121,7],[120,8,121,8],[120,9,121,9],[120,10,121,10],[120,11,121,11],[119,0,121,0],[119,1,121,1],[119,4,119,5],[119,6,119,7],[119,8,119,9],[119,10,119,11],[111,0,114,0],[117,0,118,1],[117,4,117,15],[118,4,118,5],[118,6,118,7],[118,8,118,9],[118,10,118,11],[118,12,118,13],[118,14,118,15],[101,12,102,12],[101,13,102,13],[101,14,102,14],[101,15,102,15],[103,0,106,0],[107,0,110,0],[100,12,100,13],[100,14,100,15],[101,4,102,4],[101,5,102,5],[101,6,102,6],[101,7,102,7],[101,8,102,8],[101,9,102,9],[101,10,102,10],[101,11,102,11],[100,0,102,0],[100,1,102,1],[100,4,100,5],[100,6,100,7],[100,8,100,9],[100,10,100,11],[92,0,95,0],[98,0,99,1],[98,4,98,15],[99,4,99,5],[99,6,99,7],[99,8,99,9],[99,10,99,11],[99,12,99,13],[99,14,99,15],[82,12,83,12],[82,13,83,13],[82,14,83,14],[82,15,83,15],[84,0,87,0],[88,0,91,0],[81,12,81,13],[81,14,81,15],[82,4,83,4],[82,5,83,5],[82,6,83,6],[82,7,83,7],[82,8,83,8],[82,9,83,9],[82,10,83,10],[82,11,83,11],[81,0,83,0],[81,1,83,1],[81,4,81,5],[81,6,81,7],[81,8,81,9],[81,10,81,11],[73,0,76,0],[79,0,80,1],[79,4,79,15],[80,4,80,5],[80,6,80,7],[80,8,80,9],[80,10,80,11],[80,12,80,13],[80,14,80,15],[63,12,64,12],[63,13,64,13],[63,14,64,14],[63,15,64,15],[65,0,68,0],[69,0,72,0],[62,12,62,13],[62,14,62,15],[63,4,64,4],[63,5,64,5],[63,6,64,6],[63,7,64,7],[63,8,64,8],[63,9,64,9],[63,10,64,10],[63,11,64,11],[62,0,64,0],[62,1,64,1],[62,4,62,5],[62,6,62,7],[62,8,62,9],[62,10,62,11],[54,0,57,0],[60,0,61,1],[60,4,60,15],[61,4,61,5],[61,6,61,7],[61,8,61,9],[61,10,61,11],[61,12,61,13],[61,14,61,15],[44,12,45,12],[44,13,45,13],[44,14,45,14],[44,15,45,15],[46,0,49,0],[50,0,53,0],[43,12,43,13],[43,14,43,15],[44,4,45,4],[44,5,45,5],[44,6,45,6],[44,7,45,7],[44,8,45,8],[44,9,45,9],[44,10,45,10],[44,11,45,11],[43,0,45,0],[43,1,45,1],[43,4,43,5],[43,6,43,7],[43,8,43,9],[43,10,43,11],[35,0,38,0],[41,0,42,1],[41,4,41,15],[42,4,42,5],[42,6,42,7],[42,8,42,9],[42,10,42,11],[42,12,42,13],[42,14,42,15],[25,12,26,12],[25,13,26,13],[25,14,26,14],[25,15,26,15],[27,0,30,0],[31,0,34,0],[24,12,24,13],[24,14,24,15],[25,4,26,4],[25,5,26,5],[25,6,26,6],[25,7,26,7],[25,8,26,8],[25,9,26,9],[25,10,26,10],[25,11,26,11],[24,0,26,0],[24,1,26,1],[24,4,24,5],[24,6,24,7],[24,8,24,9],[24,10,24,11],[7,0,10,0],[11,0,14,0],[15,0,18,0],[22,4,22,15],[23,4,23,5],[23,6,23,7],[23,8,23,9],[23,10,23,11],[23,12,23,13],[23,14,23,15],[5,10,6,10],[5,11,6,11],[5,12,6,12],[5,13,6,13],[5,14,6,14],[5,15,6,15],[4,10,4,11],[4,12,4,13],[4,14,4,15],[5,2,6,2],[5,3,6,3],[5,4,6,4],[5,5,6,5],[5,6,6,6],[5,7,6,7],[5,8,6,8],[4,0,6,0],[4,1,6,1],[4,2,4,3],[4,4,4,5],[4,6,4,7],[4,8,4,9],[5,9,6,9],[2,0,2,1],[2,2,2,15],[3,2,3,3],[3,4,3,5],[3,6,3,7],[3,8,3,9],[3,10,3,11],[3,12,3,13],[3,14,3,15]]}
[]
["CA16NW_60"]
["Evaporator Air \n",null,"Condenser  Entering Air Temperature ˚F"]
[80,"°F DB",75,null,85,null,95,null,100,null,105,null,115,null,125]
["CFM","EWB†\n˚F","Capacity Mbtuh",null,"Capacity Mbtuh",null,"Capacity Mbtuh",null,"Capacity Mbtuh",null,"Capacity Mbtuh",null,"Capacity Mbtuh",null,"Capacity Mbtuh"]
[null,null,"Total","Sens.","Total","Sens.","Total","Sens.","Total","Sens.","Total","Sens.","Total","Sens.","Total","Sens."]
[null,null,null,null,null,null,null,null,null,null,null,null,null,null,null,null,null,"Total Factors",null,null,null,null,null,null,"Sens. %",null,null,null,null,null,null,"IDB Adj",null,null,null,null,null,null,"Sens Calc"]
[1750,72,{"$f":"R8*$G$13","v":63.205849268841384},{"$f":"IF(AM8>C8,C8,AM8)","v":63.205849268841384},{"$f":"S8*$G$13","v":60.686164229471316},{"$f":"IF(AN8>E8,E8,AN8)","v":60.686164229471316},{"$f":"T8*$G$13","v":57.964004499437564},{"$f":"IF(AO8>G8,G8,AO8)","v":57.964004499437564},{"$f":"U8*$G$13","v":56.501687289088864},{"$f":"IF(AP8>I8,I8,AP8)","v":56.501687289088864},{"$f":"V8*$G$13","v":55.039370078740156},{"$f":"IF(AQ8>K8,K8,AQ8)","v":55.039370078740156},{"$f":"W8*$G$13","v":51.844769403824522},{"$f":"IF(AR8>M8,M8,AR8)","v":51.844769403824522},{"$f":"X8*$G$13","v":48.357705286839142},{"$f":"IF(AS8>O8,O8,AS8)","v":48.357705286839142},null,1.0534308211473564,1.0114360704911887,0.96606674165729278,0.94169478815148111,0.91732283464566922,0.86407949006374207,0.80596175478065235,1,1,1,1,1,1,1,0.83499999999999996,0.83499999999999996,0.83499999999999996,0.83499999999999996,0.83499999999999996,0.83499999999999996,0.83499999999999996,{"$f":"Y8*C8+($A$4-80)*AF8*$A$8/1000","v":63.205849268841384},{"$f":"Z8*E8+($A$4-80)*AG8*$A$8/1000","v":60.686164229471316},{"$f":"AA8*G8+($A$4-80)*AH8*$A$8/1000","v":57.964004499437564},{"$f":"AB8*I8+($A$4-80)*AI8*$A$8/1000","v":56.501687289088864},{"$f":"AC8*K8+($A$4-80)*AJ8*$A$8/1000","v":55.039370078740156},{"$f":"AD8*M8+($A$4-80)*AK8*$A$8/1000","v":51.844769403824522},{"$f":"AE8*O8+($A$4-80)*AL8*$A$8/1000","v":48.357705286839142}]
[null,67,63.712035995500557,56.265466816647915,60.821147356580425,{"$f":"IF(AN9>E9,E9,AN9)","v":60.483689538807653},{"$f":"T9*$G$13","v":58.042744656917883},{"$f":"IF(AO9>G9,G9,AO9)","v":58.042744656917883},56.574803149606296,{"$f":"IF(AP9>I9,I9,AP9)","v":56.574803149606296},55.10686164229471,{"$f":"IF(AQ9>K9,K9,AQ9)","v":55.10686164229471},51.912260967379069,{"$f":"IF(AR9>M9,M9,AR9)","v":51.912260967379069},48.41394825646794,{"$f":"IF(AS9>O9,O9,AS9)","v":48.41394825646794},null,1.061867266591676,1.0136857892763405,0.96737907761529807,0.94291338582677164,0.91844769403824522,0.86520434945631786,0.80689913760779897,0.88312146892655374,0.99445163676715376,1,1,1,1,1,0.83499999999999996,0.83499999999999996,0.83499999999999996,0.83499999999999996,0.83499999999999996,0.83499999999999996,0.83499999999999996,{"$f":"Y9*C9+($A$4-80)*AF9*$A$8/1000","v":56.265466816647915},{"$f":"Z9*E9+($A$4-80)*AG9*$A$8/1000","v":60.483689538807653},{"$f":"AA9*G9+($A$4-80)*AH9*$A$8/1000","v":58.042744656917883},{"$f":"AB9*I9+($A$4-80)*AI9*$A$8/1000","v":56.574803149606296},{"$f":"AC9*K9+($A$4-80)*AJ9*$A$8/1000","v":55.10686164229471},{"$f":"AD9*M9+($A$4-80)*AK9*$A$8/1000","v":51.912260967379069},{"$f":"AE9*O9+($A$4-80)*AL9*$A$8/1000","v":48.41394825646794}]
[null,62,69.291338582677156,47.142857142857132,65.849268841394817,45.860517435320588,{"$f":"T10*$G$13","v":62.227221597300336},44.533183352080989,60.303712035995495,43.830146231721031,58.380202474690662,43.127109111361086,54.308211473565798,41.653543307086608,49.943757030371202,40.078740157480318,null,1.1548556430446193,1.0974878140232469,1.0371203599550056,1.0050618672665916,0.97300337457817765,0.90513685789276332,0.83239595050618664,0.68035714285714277,0.69644687393235405,0.71565437454808389,0.72682335385189334,0.7387283236994221,0.76698425849212926,0.80247747747747755,0.83499999999999996,0.83499999999999996,0.83499999999999996,0.83499999999999996,0.83499999999999996,0.83499999999999996,0.83499999999999996,47.142857142857132,{"$f":"Z10*E10+($A$4-80)*AG10*$A$8/1000","v":45.860517435320588},{"$f":"AA10*G10+($A$4-80)*AH10*$A$8/1000","v":44.533183352080989},43.830146231721031,43.127109111361086,41.653543307086608,40.078740157480318]
[null,57,76.062992125984252,37.817772778402691,72.193475815523058,36.524184476940377,{"$f":"T11*$G$13","v":68.132733408323944},35.174353205849258,66.012373453318332,34.476940382452192,63.892013498312707,33.779527559055119,59.370078740157474,32.317210348706404,54.55568053993251,30.776152980877395,null,1.2677165354330708,1.2032245969253843,1.1355455568053991,1.1002062242219721,1.0648668916385451,0.98950131233595795,0.90926134233220846,0.49719018041999402,0.50592084761607969,0.5162621759947168,0.52227996932776688,0.52869718309859159,0.54433497536945807,0.56412371134020622,0.83499999999999996,0.83499999999999996,0.83499999999999996,0.83499999999999996,0.83499999999999996,0.83499999999999996,0.83499999999999996,37.817772778402691,{"$f":"Z11*E11+($A$4-80)*AG11*$A$8/1000","v":36.524184476940377},{"$f":"AA11*G11+($A$4-80)*AH11*$A$8/1000","v":35.174353205849258},{"$f":"AB11*I11+($A$4-80)*AI11*$A$8/1000","v":34.476940382452192},33.779527559055119,32.317210348706404,30.776152980877395]
[2000,72,65.579302587176599,65.579302587176599,62.857142857142861,62.857142857142861,{"$f":"T12*$G$13","v":59.921259842519682},59.921259842519682,58.352080989876264,58.352080989876264,56.782902137232838,56.782902137232838,53.374578177727784,53.374578177727784,49.662542182227213,49.662542182227213,null,1.0929883764529433,1.0476190476190477,0.99868766404199472,0.97253468316460434,0.94638170228721397,0.88957630296212975,0.82770903637045357,1,1,1,1,1,1,1,0.83499999999999996,0.83499999999999996,0.83499999999999996,0.83499999999999996,0.83499999999999996,0.83499999999999996,0.83499999999999996,{"$f":"Y12*C12+($A$4-80)*AF12*$A$12/1000","v":65.579302587176599},{"$f":"Z12*E12+($A$4-80)*AG12*$A$12/1000","v":62.857142857142861},{"$f":"AA12*G12+($A$4-80)*AH12*$A$12/1000","v":59.921259842519682},{"$f":"AB12*I12+($A$4-80)*AI12*$A$12/1000","v":58.352080989876264},{"$f":"AC12*K12+($A$4-80)*AJ12*$A$12/1000","v":56.782902137232838},{"$f":"AD12*M12+($A$4-80)*AK12*$A$12/1000","v":53.374578177727784},{"$f":"AE12*O12+($A$4-80)*AL12*$A$12/1000","v":49.662542182227213}]
[null,67,65.669291338582681,65.669291338582681,62.935883014623172,62.935883014623172,60,60,58.425196850393689,58.425196850393689,56.8503937007874,56.8503937007874,53.442069741282332,53.442069741282332,49.718785151856018,49.718785151856018,null,1.094488188976378,1.0489313835770528,1,0.97375328083989487,0.94750656167978997,0.89070116235470553,0.82864641919760029,1,1,1,1,1,1,1,0.83499999999999996,0.83499999999999996,0.83499999999999996,0.83499999999999996,0.83499999999999996,0.83499999999999996,0.83499999999999996,{"$f":"Y13*C13+($A$4-80)*AF13*$A$12/1000","v":65.669291338582681},{"$f":"Z13*E13+($A$4-80)*AG13*$A$12/1000","v":62.935883014623172},{"$f":"AA13*G13+($A$4-80)*AH13*$A$12/1000","v":60},{"$f":"AB13*I13+($A$4-80)*AI13*$A$12/1000","v":58.425196850393689},{"$f":"AC13*K13+($A$4-80)*AJ13*$A$12/1000","v":56.8503937007874},{"$f":"AD13*M13+($A$4-80)*AK13*$A$12/1000","v":53.442069741282332},{"$f":"AE13*O13+($A$4-80)*AL13*$A$12/1000","v":49.718785151856018}]
[null,62,70.337457817772773,50.37120359955005,66.737907761529812,49.055118110236222,{"$f":"T14*$G$13","v":62.99212598425197},47.694038245219346,61.006749156355454,46.974128233970752,59.021372328458938,46.254218222722159,54.836895388076485,44.724409448818889,50.393700787401571,43.070866141732282,null,1.1722909636295462,1.1122984626921635,1.0498687664041995,1.0167791526059242,0.98368953880764898,0.91394825646794142,0.83989501312335946,0.71613625459779306,0.73504129445474464,0.75714285714285712,0.76998248363602839,0.78368591576138746,0.81558974358974357,0.85468750000000004,0.83499999999999996,0.83499999999999996,0.83499999999999996,0.83499999999999996,0.83499999999999996,0.83499999999999996,0.83499999999999996,50.37120359955005,{"$f":"Z14*E14+($A$4-80)*AG14*$A$12/1000","v":49.055118110236222},{"$f":"AA14*G14+($A$4-80)*AH14*$A$12/1000","v":47.694038245219346},46.974128233970752,46.254218222722159,44.724409448818889,43.070866141732282]
[null,57,77.109111361079854,39.797525309336329,73.070866141732267,38.470191226096738,68.875140607424072,37.109111361079869,66.670416197975243,36.400449943757025,64.465691788526428,35.691788526434188,59.808773903262086,34.206974128233966,54.859392575928013,32.643419572553427,null,1.2851518560179975,1.2178477690288712,1.1479190101237344,1.1111736032995874,1.0744281964754405,0.99681289838770148,0.9143232095988002,0.51611962071480677,0.52647783251231539,0.53878817573085092,0.5459760418424161,0.55365555749432904,0.57193906338160616,0.59503793315562836,0.83499999999999996,0.83499999999999996,0.83499999999999996,0.83499999999999996,0.83499999999999996,0.83499999999999996,0.83499999999999996,39.797525309336329,{"$f":"Z15*E15+($A$4-80)*AG15*$A$12/1000","v":38.470191226096738},{"$f":"AA15*G15+($A$4-80)*AH15*$A$12/1000","v":37.109111361079869},36.400449943757025,35.691788526434188,34.206974128233966,32.643419572553427]
[2250,72,67.525309336332953,67.525309336332953,64.611923509561294,64.611923509561294,61.496062992125978,61.496062992125978,59.831271091113599,59.831271091113599,58.166479190101235,58.166479190101235,54.578177727784031,54.578177727784031,50.674915635545553,50.674915635545553,null,1.1254218222722159,1.0768653918260216,1.0249343832020996,0.99718785151856004,0.96944131983502058,0.90963629546306712,0.84458192725909254,1,1,1,1,1,1,1,0.83499999999999996,0.83499999999999996,0.83499999999999996,0.83499999999999996,0.83499999999999996,0.83499999999999996,0.83499999999999996,{"$f":"Y16*C16+($A$4-80)*AF16*$A$16/1000","v":67.525309336332953},{"$f":"Z16*E16+($A$4-80)*AG16*$A$16/1000","v":64.611923509561294},{"$f":"AA16*G16+($A$4-80)*AH16*$A$16/1000","v":61.496062992125978},{"$f":"AB16*I16+($A$4-80)*AI16*$A$16/1000","v":59.831271091113599},{"$f":"AC16*K16+($A$4-80)*AJ16*$A$16/1000","v":58.166479190101235},{"$f":"AD16*M16+($A$4-80)*AK16*$A$16/1000","v":54.578177727784031},{"$f":"AE16*O16+($A$4-80)*AL16*$A$16/1000","v":50.674915635545553}]
[null,67,67.604049493813278,67.604049493813278,64.690663667041619,64.690663667041619,61.574803149606304,61.574803149606304,59.904386951631047,59.904386951631047,58.233970753655797,58.233970753655797,54.634420697412821,54.634420697412821,50.719910011248594,50.719910011248594,null,1.1267341582302213,1.078177727784027,1.026246719160105,0.9984064491938508,0.97056617922759658,0.91057367829021363,0.84533183352080987,1,1,1,1,1,1,1,0.83499999999999996,0.83499999999999996,0.83499999999999996,0.83499999999999996,0.83499999999999996,0.83499999999999996,0.83499999999999996,{"$f":"Y17*C17+($A$4-80)*AF17*$A$16/1000","v":67.604049493813278},{"$f":"Z17*E17+($A$4-80)*AG17*$A$16/1000","v":64.690663667041619},{"$f":"AA17*G17+($A$4-80)*AH17*$A$16/1000","v":61.574803149606304},{"$f":"AB17*I17+($A$4-80)*AI17*$A$16/1000","v":59.904386951631047},{"$f":"AC17*K17+($A$4-80)*AJ17*$A$16/1000","v":58.233970753655797},{"$f":"AD17*M17+($A$4-80)*AK17*$A$16/1000","v":54.634420697412821},{"$f":"AE17*O17+($A$4-80)*AL17*$A$16/1000","v":50.719910011248594}]
[null,62,71.1023622047244,53.453318335208095,67.412823397075357,52.103487064116983,63.543307086614163,50.697412823397066,61.518560179977491,49.949381327334081,59.493813273340827,49.201349831271088,55.253093363329576,47.58155230596175,50.832395950506182,50.3599550056243,null,1.1850393700787401,1.1235470566179226,1.0590551181102361,1.0253093363329582,0.99156355455568046,0.92088488938882629,0.84720659917510299,0.75177978168011395,0.77290171867178381,0.79784032572136654,0.81194002559882983,0.82699943278502552,0.86115635179153094,0.99070590838681138,0.83499999999999996,0.83499999999999996,0.83499999999999996,0.83499999999999996,0.83499999999999996,0.83499999999999996,0.83499999999999996,53.453318335208095,{"$f":"Z18*E18+($A$4-80)*AG18*$A$16/1000","v":52.103487064116983},{"$f":"AA18*G18+($A$4-80)*AH18*$A$16/1000","v":50.697412823397066},49.949381327334081,49.201349831271088,47.58155230596175,50.3599550056243]
[null,57,77.840269966254212,41.676040494938128,73.678290213723272,40.326209223847016,69.347581552305954,38.942632170978627,67.086614173228341,38.22272215973004,64.825646794150728,37.502812148481439,60.067491563554555,35.995500562429697,55.005624296962878,34.409448818897637,null,1.2973378327709035,1.2279715035620546,1.1557930258717659,1.1181102362204725,1.0804274465691788,1.0011248593925759,0.91676040494938127,0.53540462427745661,0.54732824427480919,0.56155717761557178,0.56975184439973181,0.57851813291688359,0.59925093632958804,0.62556237218813904,0.83499999999999996,0.83499999999999996,0.83499999999999996,0.83499999999999996,0.83499999999999996,0.83499999999999996,0.83499999999999996,41.676040494938128,{"$f":"Z19*E19+($A$4-80)*AG19*$A$16/1000","v":40.326209223847016},{"$f":"AA19*G19+($A$4-80)*AH19*$A$16/1000","v":38.942632170978627},38.22272215973004,37.502812148481439,35.995500562429697,34.409448818897637]

{"sheet":"24AHA4_18","index":97,"n_rows":19,"n_cols":45,"rows_kept":19,"cut":false,"hidden":true,"merged":[[130,0,133,0],[120,12,121,12],[120,13,121,13],[120,14,121,14],[120,15,121,15],[122,0,125,0],[126,0,129,0],[119,12,119,13],[119,14,119,15],[120,4,121,4],[120,5,121,5],[120,6,121,6],[120,7,121,7],[120,8,121,8],[120,9,121,9],[120,10,121,10],[120,11,121,11],[119,0,121,0],[119,1,121,1],[119,4,119,5],[119,6,119,7],[119,8,119,9],[119,10,119,11],[111,0,114,0],[117,0,118,1],[117,4,117,15],[118,4,118,5],[118,6,118,7],[118,8,118,9],[118,10,118,11],[118,12,118,13],[118,14,118,15],[101,12,102,12],[101,13,102,13],[101,14,102,14],[101,15,102,15],[103,0,106,0],[107,0,110,0],[100,12,100,13],[100,14,100,15],[101,4,102,4],[101,5,102,5],[101,6,102,6],[101,7,102,7],[101,8,102,8],[101,9,102,9],[101,10,102,10],[101,11,102,11],[100,0,102,0],[100,1,102,1],[100,4,100,5],[100,6,100,7],[100,8,100,9],[100,10,100,11],[92,0,95,0],[98,0,99,1],[98,4,98,15],[99,4,99,5],[99,6,99,7],[99,8,99,9],[99,10,99,11],[99,12,99,13],[99,14,99,15],[82,12,83,12],[82,13,83,13],[82,14,83,14],[82,15,83,15],[84,0,87,0],[88,0,91,0],[81,12,81,13],[81,14,81,15],[82,4,83,4],[82,5,83,5],[82,6,83,6],[82,7,83,7],[82,8,83,8],[82,9,83,9],[82,10,83,10],[82,11,83,11],[81,0,83,0],[81,1,83,1],[81,4,81,5],[81,6,81,7],[81,8,81,9],[81,10,81,11],[73,0,76,0],[79,0,80,1],[79,4,79,15],[80,4,80,5],[80,6,80,7],[80,8,80,9],[80,10,80,11],[80,12,80,13],[80,14,80,15],[63,12,64,12],[63,13,64,13],[63,14,64,14],[63,15,64,15],[65,0,68,0],[69,0,72,0],[62,12,62,13],[62,14,62,15],[63,4,64,4],[63,5,64,5],[63,6,64,6],[63,7,64,7],[63,8,64,8],[63,9,64,9],[63,10,64,10],[63,11,64,11],[62,0,64,0],[62,1,64,1],[62,4,62,5],[62,6,62,7],[62,8,62,9],[62,10,62,11],[54,0,57,0],[60,0,61,1],[60,4,60,15],[61,4,61,5],[61,6,61,7],[61,8,61,9],[61,10,61,11],[61,12,61,13],[61,14,61,15],[44,12,45,12],[44,13,45,13],[44,14,45,14],[44,15,45,15],[46,0,49,0],[50,0,53,0],[43,12,43,13],[43,14,43,15],[44,4,45,4],[44,5,45,5],[44,6,45,6],[44,7,45,7],[44,8,45,8],[44,9,45,9],[44,10,45,10],[44,11,45,11],[43,0,45,0],[43,1,45,1],[43,4,43,5],[43,6,43,7],[43,8,43,9],[43,10,43,11],[35,0,38,0],[41,0,42,1],[41,4,41,15],[42,4,42,5],[42,6,42,7],[42,8,42,9],[42,10,42,11],[42,12,42,13],[42,14,42,15],[25,12,26,12],[25,13,26,13],[25,14,26,14],[25,15,26,15],[27,0,30,0],[31,0,34,0],[24,12,24,13],[24,14,24,15],[25,4,26,4],[25,5,26,5],[25,6,26,6],[25,7,26,7],[25,8,26,8],[25,9,26,9],[25,10,26,10],[25,11,26,11],[24,0,26,0],[24,1,26,1],[24,4,24,5],[24,6,24,7],[24,8,24,9],[24,10,24,11],[7,0,10,0],[11,0,14,0],[15,0,18,0],[22,4,22,15],[23,4,23,5],[23,6,23,7],[23,8,23,9],[23,10,23,11],[23,12,23,13],[23,14,23,15],[5,10,6,10],[5,11,6,11],[5,12,6,12],[5,13,6,13],[5,14,6,14],[5,15,6,15],[4,10,4,11],[4,12,4,13],[4,14,4,15],[5,2,6,2],[5,3,6,3],[5,4,6,4],[5,5,6,5],[5,6,6,6],[5,7,6,7],[5,8,6,8],[4,0,6,0],[4,1,6,1],[4,2,4,3],[4,4,4,5],[4,6,4,7],[4,8,4,9],[5,9,6,9],[2,0,2,1],[2,2,2,15],[3,2,3,3],[3,4,3,5],[3,6,3,7],[3,8,3,9],[3,10,3,11],[3,12,3,13],[3,14,3,15]]}
[]
["24AHA4_18"]
["Evaporator Air \n",null,"Condenser  Entering Air Temperature ˚F"]
[80,"°F DB",75,null,85,null,95,null,100,null,105,null,115,null,125]
["CFM","EWB†\n˚F","Capacity Mbtuh",null,"Capacity Mbtuh",null,"Capacity Mbtuh",null,"Capacity Mbtuh",null,"Capacity Mbtuh",null,"Capacity Mbtuh",null,"Capacity Mbtuh"]
[null,null,"Total","Sens.","Total","Sens.","Total","Sens.","Total","Sens.","Total","Sens.","Total","Sens.","Total","Sens."]
[null,null,null,null,null,null,null,null,null,null,null,null,null,null,null,null,null,"Total Factors",null,null,null,null,null,null,"Sens. %",null,null,null,null,null,null,"IDB Adj",null,null,null,null,null,null,"Sens Calc"]
[525,72,{"$f":"R8*$G$13","v":71.633333333333326},{"$f":"IF(AM8>C8,C8,AM8)","v":36.4},{"$f":"S8*$G$13","v":68.5},{"$f":"IF(AN8>E8,E8,AN8)","v":35.233333333333334},{"$f":"T8*$G$13","v":65.2},{"$f":"IF(AO8>G8,G8,AO8)","v":34.033333333333339},{"$f":"U8*$G$13","v":63.433333333333337},{"$f":"IF(AP8>I8,I8,AP8)","v":33.4},{"$f":"V8*$G$13","v":61.666666666666657},{"$f":"IF(AQ8>K8,K8,AQ8)","v":32.766666666666666},{"$f":"W8*$G$13","v":57.866666666666667},{"$f":"IF(AR8>M8,M8,AR8)","v":31.433333333333334},{"$f":"X8*$G$13","v":53.733333333333341},{"$f":"IF(AS8>O8,O8,AS8)","v":30},null,1.1938888888888888,1.1416666666666666,1.0866666666666667,1.0572222222222223,1.0277777777777777,0.96444444444444444,0.89555555555555566,0.50814332247557004,0.51435523114355231,0.52198364008179965,0.52653704676826063,0.53135135135135136,0.54320276497695852,0.55831265508684857,0.83499999999999996,0.83499999999999996,0.83499999999999996,0.83499999999999996,0.83499999999999996,0.83499999999999996,0.83499999999999996,{"$f":"Y8*C8+($A$4-80)*AF8*$A$8/1000","v":36.4},{"$f":"Z8*E8+($A$4-80)*AG8*$A$8/1000","v":35.233333333333334},{"$f":"AA8*G8+($A$4-80)*AH8*$A$8/1000","v":34.033333333333339},{"$f":"AB8*I8+($A$4-80)*AI8*$A$8/1000","v":33.4},{"$f":"AC8*K8+($A$4-80)*AJ8*$A$8/1000","v":32.766666666666666},{"$f":"AD8*M8+($A$4-80)*AK8*$A$8/1000","v":31.433333333333334},{"$f":"AE8*O8+($A$4-80)*AL8*$A$8/1000","v":30}]
[null,67,64.766666666666666,44.366666666666667,61.93333333333333,{"$f":"IF(AN9>E9,E9,AN9)","v":43.2},{"$f":"T9*$G$13","v":58.900000000000006},{"$f":"IF(AO9>G9,G9,AO9)","v":42},57.300000000000004,{"$f":"IF(AP9>I9,I9,AP9)","v":41.366666666666667},55.7,{"$f":"IF(AQ9>K9,K9,AQ9)","v":40.733333333333334},52.266666666666666,{"$f":"IF(AR9>M9,M9,AR9)","v":39.4},48.566666666666663,{"$f":"IF(AS9>O9,O9,AS9)","v":37.966666666666661},null,1.0794444444444444,1.0322222222222222,0.9816666666666668,0.95500000000000007,0.92833333333333334,0.87111111111111106,0.80944444444444441,0.68502316006176023,0.69752421959095812,0.71307300509337856,0.72193135543920883,0.73129862357869535,0.75382653061224492,0.7817433081674674,0.83499999999999996,0.83499999999999996,0.83499999999999996,0.83499999999999996,0.83499999999999996,0.83499999999999996,0.83499999999999996,{"$f":"Y9*C9+($A$4-80)*AF9*$A$8/1000","v":44.366666666666667},{"$f":"Z9*E9+($A$4-80)*AG9*$A$8/1000","v":43.2},{"$f":"AA9*G9+($A$4-80)*AH9*$A$8/1000","v":42},{"$f":"AB9*I9+($A$4-80)*AI9*$A$8/1000","v":41.366666666666667},{"$f":"AC9*K9+($A$4-80)*AJ9*$A$8/1000","v":40.733333333333334},{"$f":"AD9*M9+($A$4-80)*AK9*$A$8/1000","v":39.4},{"$f":"AE9*O9+($A$4-80)*AL9*$A$8/1000","v":37.966666666666661}]
[null,62,58.93333333333333,52.266666666666659,56.366666666666667,51.1,{"$f":"T10*$G$13","v":53.7},49.866666666666674,52.316666666666663,49.2,50.93333333333333,48.533333333333339,48.266666666666673,48.266666666666673,45.5,45.5,null,0.98222222222222222,0.93944444444444442,0.89500000000000002,0.87194444444444441,0.8488888888888888,0.80444444444444452,0.7583333333333333,0.8868778280542986,0.90656416321703137,0.92861576660459355,0.94042688754380388,0.95287958115183258,1,1,0.83499999999999996,0.83499999999999996,0.83499999999999996,0.83499999999999996,0.83499999999999996,0.83499999999999996,0.83499999999999996,52.266666666666659,{"$f":"Z10*E10+($A$4-80)*AG10*$A$8/1000","v":51.1},{"$f":"AA10*G10+($A$4-80)*AH10*$A$8/1000","v":49.866666666666674},49.2,48.533333333333339,48.266666666666673,45.5]
[null,57,57.233333333333341,57.233333333333341,55.166666666666671,55.166666666666671,{"$f":"T11*$G$13","v":53.033333333333339},53.033333333333339,51.866666666666667,51.866666666666667,50.7,50.7,48.2,48.2,45.433333333333337,45.433333333333337,null,0.95388888888888901,0.91944444444444451,0.88388888888888895,0.86444444444444446,0.84500000000000008,0.80333333333333334,0.75722222222222224,1,1,1,1,1,1,1,0.83499999999999996,0.83499999999999996,0.83499999999999996,0.83499999999999996,0.83499999999999996,0.83499999999999996,0.83499999999999996,57.233333333333341,{"$f":"Z11*E11+($A$4-80)*AG11*$A$8/1000","v":55.166666666666671},{"$f":"AA11*G11+($A$4-80)*AH11*$A$8/1000","v":53.033333333333339},{"$f":"AB11*I11+($A$4-80)*AI11*$A$8/1000","v":51.866666666666667},50.7,48.2,45.433333333333337]
[600,72,73.099999999999994,38.333333333333329,69.8,37.133333333333333,{"$f":"T12*$G$13","v":66.333333333333329},35.9,64.483333333333334,35.25,62.633333333333333,34.6,58.699999999999996,33.233333333333334,54.400000000000006,31.766666666666666,null,1.2183333333333333,1.1633333333333333,1.1055555555555554,1.0747222222222221,1.0438888888888889,0.97833333333333328,0.90666666666666673,0.5243958048335613,0.53199617956064948,0.54120603015075375,0.5466528818816232,0.55242150079829699,0.56615559341283372,0.58394607843137247,0.83499999999999996,0.83499999999999996,0.83499999999999996,0.83499999999999996,0.83499999999999996,0.83499999999999996,0.83499999999999996,{"$f":"Y12*C12+($A$4-80)*AF12*$A$12/1000","v":38.333333333333329},{"$f":"Z12*E12+($A$4-80)*AG12*$A$12/1000","v":37.133333333333333},{"$f":"AA12*G12+($A$4-80)*AH12*$A$12/1000","v":35.9},{"$f":"AB12*I12+($A$4-80)*AI12*$A$12/1000","v":35.25},{"$f":"AC12*K12+($A$4-80)*AJ12*$A$12/1000","v":34.6},{"$f":"AD12*M12+($A$4-80)*AK12*$A$12/1000","v":33.233333333333334},{"$f":"AE12*O12+($A$4-80)*AL12*$A$12/1000","v":31.766666666666666}]
[null,67,66.133333333333326,47.4,63.13333333333334,46.233333333333334,60,45,58.333333333333336,44.35,56.666666666666664,43.699999999999996,53.1,42.333333333333336,49.266666666666666,40.866666666666667,null,1.1022222222222222,1.0522222222222224,1,0.97222222222222221,0.94444444444444442,0.88500000000000001,0.82111111111111112,0.71673387096774199,0.73231256599788797,0.75,0.76028571428571423,0.77117647058823524,0.79723791588198367,0.82949932341001353,0.83499999999999996,0.83499999999999996,0.83499999999999996,0.83499999999999996,0.83499999999999996,0.83499999999999996,0.83499999999999996,{"$f":"Y13*C13+($A$4-80)*AF13*$A$12/1000","v":47.4},{"$f":"Z13*E13+($A$4-80)*AG13*$A$12/1000","v":46.233333333333334},{"$f":"AA13*G13+($A$4-80)*AH13*$A$12/1000","v":45},{"$f":"AB13*I13+($A$4-80)*AI13*$A$12/1000","v":44.35},{"$f":"AC13*K13+($A$4-80)*AJ13*$A$12/1000","v":43.699999999999996},{"$f":"AD13*M13+($A$4-80)*AK13*$A$12/1000","v":42.333333333333336},{"$f":"AE13*O13+($A$4-80)*AL13*$A$12/1000","v":40.866666666666667}]
[null,62,60.466666666666676,56.366666666666674,57.866666666666667,55.100000000000009,{"$f":"T14*$G$13","v":55.36666666666666},55.36666666666666,54.116666666666667,54.116666666666667,52.866666666666667,52.866666666666667,50.166666666666671,50.166666666666671,47.166666666666664,47.166666666666664,null,1.0077777777777779,0.96444444444444444,0.9227777777777777,0.90194444444444444,0.88111111111111107,0.83611111111111114,0.78611111111111109,0.93219404630650493,0.95218894009216604,1,1,1,1,1,0.83499999999999996,0.83499999999999996,0.83499999999999996,0.83499999999999996,0.83499999999999996,0.83499999999999996,0.83499999999999996,56.366666666666674,{"$f":"Z14*E14+($A$4-80)*AG14*$A$12/1000","v":55.100000000000009},{"$f":"AA14*G14+($A$4-80)*AH14*$A$12/1000","v":55.36666666666666},54.116666666666667,52.866666666666667,50.166666666666671,47.166666666666664]
[null,57,59.833333333333336,59.833333333333336,57.633333333333333,57.633333333333333,55.3,55.3,54.050000000000004,54.050000000000004,52.8,52.8,50.066666666666663,50.066666666666663,47.1,47.1,null,0.99722222222222223,0.9605555555555555,0.92166666666666663,0.90083333333333337,0.88,0.83444444444444443,0.78500000000000003,1,1,1,1,1,1,1,0.83499999999999996,0.83499999999999996,0.83499999999999996,0.83499999999999996,0.83499999999999996,0.83499999999999996,0.83499999999999996,59.833333333333336,{"$f":"Z15*E15+($A$4-80)*AG15*$A$12/1000","v":57.633333333333333},{"$f":"AA15*G15+($A$4-80)*AH15*$A$12/1000","v":55.3},54.050000000000004,52.8,50.066666666666663,47.1]
[675,72,74.166666666666671,40.166666666666679,70.733333333333334,38.966666666666669,67.166666666666671,37.70000000000001,65.25,37.033333333333331,63.333333333333336,36.366666666666667,59.266666666666673,35,54.866666666666667,33.5,null,1.2361111111111112,1.1788888888888889,1.1194444444444445,1.0874999999999999,1.0555555555555556,0.98777777777777787,0.9144444444444445,0.54157303370786525,0.5508953817153629,0.56129032258064526,0.56756066411238826,0.5742105263157895,0.59055118110236215,0.61057108140947758,0.83499999999999996,0.83499999999999996,0.83499999999999996,0.83499999999999996,0.83499999999999996,0.83499999999999996,0.83499999999999996,{"$f":"Y16*C16+($A$4-80)*AF16*$A$16/1000","v":40.166666666666679},{"$f":"Z16*E16+($A$4-80)*AG16*$A$16/1000","v":38.966666666666669},{"$f":"AA16*G16+($A$4-80)*AH16*$A$16/1000","v":37.70000000000001},{"$f":"AB16*I16+($A$4-80)*AI16*$A$16/1000","v":37.033333333333331},{"$f":"AC16*K16+($A$4-80)*AJ16*$A$16/1000","v":36.366666666666667},{"$f":"AD16*M16+($A$4-80)*AK16*$A$16/1000","v":35},{"$f":"AE16*O16+($A$4-80)*AL16*$A$16/1000","v":33.5}]
[null,67,67.166666666666671,50.366666666666667,64.066666666666663,49.13333333333334,60.833333333333329,47.9,59.11666666666666,47.233333333333327,57.399999999999991,46.566666666666663,53.733333333333341,45.166666666666671,49.8,43.633333333333333,null,1.1194444444444445,1.0677777777777777,1.0138888888888888,0.9852777777777777,0.95666666666666655,0.89555555555555566,0.83,0.7498759305210918,0.76690946930280968,0.78739726027397261,0.79898505779532003,0.81126596980255528,0.84057071960297769,0.87617135207496655,0.83499999999999996,0.83499999999999996,0.83499999999999996,0.83499999999999996,0.83499999999999996,0.83499999999999996,0.83499999999999996,{"$f":"Y17*C17+($A$4-80)*AF17*$A$16/1000","v":50.366666666666667},{"$f":"Z17*E17+($A$4-80)*AG17*$A$16/1000","v":49.13333333333334},{"$f":"AA17*G17+($A$4-80)*AH17*$A$16/1000","v":47.9},{"$f":"AB17*I17+($A$4-80)*AI17*$A$16/1000","v":47.233333333333327},{"$f":"AC17*K17+($A$4-80)*AJ17*$A$16/1000","v":46.566666666666663},{"$f":"AD17*M17+($A$4-80)*AK17*$A$16/1000","v":45.166666666666671},{"$f":"AE17*O17+($A$4-80)*AL17*$A$16/1000","v":43.633333333333333}]
[null,62,62.099999999999994,62.099999999999994,59.733333333333341,59.733333333333341,57.266666666666666,57.266666666666666,55.933333333333337,55.933333333333337,54.599999999999994,54.599999999999994,51.7,51.7,48.533333333333331,48.533333333333331,null,1.0349999999999999,0.99555555555555564,0.95444444444444443,0.93222222222222229,0.90999999999999992,0.86166666666666669,0.80888888888888888,1,1,1,1,1,1,1,0.83499999999999996,0.83499999999999996,0.83499999999999996,0.83499999999999996,0.83499999999999996,0.83499999999999996,0.83499999999999996,62.099999999999994,{"$f":"Z18*E18+($A$4-80)*AG18*$A$16/1000","v":59.733333333333341},{"$f":"AA18*G18+($A$4-80)*AH18*$A$16/1000","v":57.266666666666666},55.933333333333337,54.599999999999994,51.7,48.533333333333331]
[null,57,62.000000000000007,62.000000000000007,59.633333333333333,59.633333333333333,57.166666666666664,57.166666666666664,55.849999999999994,55.849999999999994,54.533333333333331,54.533333333333331,51.633333333333333,51.633333333333333,48.5,48.5,null,1.0333333333333334,0.99388888888888893,0.95277777777777772,0.93083333333333329,0.90888888888888886,0.86055555555555552,0.80833333333333335,1,1,1,1,1,1,1,0.83499999999999996,0.83499999999999996,0.83499999999999996,0.83499999999999996,0.83499999999999996,0.83499999999999996,0.83499999999999996,62.000000000000007,{"$f":"Z19*E19+($A$4-80)*AG19*$A$16/1000","v":59.633333333333333},{"$f":"AA19*G19+($A$4-80)*AH19*$A$16/1000","v":57.166666666666664},55.849999999999994,54.533333333333331,51.633333333333333,48.5]

{"sheet":"24AHA4_24","index":98,"n_rows":19,"n_cols":45,"rows_kept":19,"cut":false,"hidden":true,"merged":[[130,0,133,0],[120,12,121,12],[120,13,121,13],[120,14,121,14],[120,15,121,15],[122,0,125,0],[126,0,129,0],[119,12,119,13],[119,14,119,15],[120,4,121,4],[120,5,121,5],[120,6,121,6],[120,7,121,7],[120,8,121,8],[120,9,121,9],[120,10,121,10],[120,11,121,11],[119,0,121,0],[119,1,121,1],[119,4,119,5],[119,6,119,7],[119,8,119,9],[119,10,119,11],[111,0,114,0],[117,0,118,1],[117,4,117,15],[118,4,118,5],[118,6,118,7],[118,8,118,9],[118,10,118,11],[118,12,118,13],[118,14,118,15],[101,12,102,12],[101,13,102,13],[101,14,102,14],[101,15,102,15],[103,0,106,0],[107,0,110,0],[100,12,100,13],[100,14,100,15],[101,4,102,4],[101,5,102,5],[101,6,102,6],[101,7,102,7],[101,8,102,8],[101,9,102,9],[101,10,102,10],[101,11,102,11],[100,0,102,0],[100,1,102,1],[100,4,100,5],[100,6,100,7],[100,8,100,9],[100,10,100,11],[92,0,95,0],[98,0,99,1],[98,4,98,15],[99,4,99,5],[99,6,99,7],[99,8,99,9],[99,10,99,11],[99,12,99,13],[99,14,99,15],[82,12,83,12],[82,13,83,13],[82,14,83,14],[82,15,83,15],[84,0,87,0],[88,0,91,0],[81,12,81,13],[81,14,81,15],[82,4,83,4],[82,5,83,5],[82,6,83,6],[82,7,83,7],[82,8,83,8],[82,9,83,9],[82,10,83,10],[82,11,83,11],[81,0,83,0],[81,1,83,1],[81,4,81,5],[81,6,81,7],[81,8,81,9],[81,10,81,11],[73,0,76,0],[79,0,80,1],[79,4,79,15],[80,4,80,5],[80,6,80,7],[80,8,80,9],[80,10,80,11],[80,12,80,13],[80,14,80,15],[63,12,64,12],[63,13,64,13],[63,14,64,14],[63,15,64,15],[65,0,68,0],[69,0,72,0],[62,12,62,13],[62,14,62,15],[63,4,64,4],[63,5,64,5],[63,6,64,6],[63,7,64,7],[63,8,64,8],[63,9,64,9],[63,10,64,10],[63,11,64,11],[62,0,64,0],[62,1,64,1],[62,4,62,5],[62,6,62,7],[62,8,62,9],[62,10,62,11],[54,0,57,0],[60,0,61,1],[60,4,60,15],[61,4,61,5],[61,6,61,7],[61,8,61,9],[61,10,61,11],[61,12,61,13],[61,14,61,15],[44,12,45,12],[44,13,45,13],[44,14,45,14],[44,15,45,15],[46,0,49,0],[50,0,53,0],[43,12,43,13],[43,14,43,15],[44,4,45,4],[44,5,45,5],[44,6,45,6],[44,7,45,7],[44,8,45,8],[44,9,45,9],[44,10,45,10],[44,11,45,11],[43,0,45,0],[43,1,45,1],[43,4,43,5],[43,6,43,7],[43,8,43,9],[43,10,43,11],[35,0,38,0],[41,0,42,1],[41,4,41,15],[42,4,42,5],[42,6,42,7],[42,8,42,9],[42,10,42,11],[42,12,42,13],[42,14,42,15],[25,12,26,12],[25,13,26,13],[25,14,26,14],[25,15,26,15],[27,0,30,0],[31,0,34,0],[24,12,24,13],[24,14,24,15],[25,4,26,4],[25,5,26,5],[25,6,26,6],[25,7,26,7],[25,8,26,8],[25,9,26,9],[25,10,26,10],[25,11,26,11],[24,0,26,0],[24,1,26,1],[24,4,24,5],[24,6,24,7],[24,8,24,9],[24,10,24,11],[7,0,10,0],[11,0,14,0],[15,0,18,0],[22,4,22,15],[23,4,23,5],[23,6,23,7],[23,8,23,9],[23,10,23,11],[23,12,23,13],[23,14,23,15],[5,10,6,10],[5,11,6,11],[5,12,6,12],[5,13,6,13],[5,14,6,14],[5,15,6,15],[4,10,4,11],[4,12,4,13],[4,14,4,15],[5,2,6,2],[5,3,6,3],[5,4,6,4],[5,5,6,5],[5,6,6,6],[5,7,6,7],[5,8,6,8],[4,0,6,0],[4,1,6,1],[4,2,4,3],[4,4,4,5],[4,6,4,7],[4,8,4,9],[5,9,6,9],[2,0,2,1],[2,2,2,15],[3,2,3,3],[3,4,3,5],[3,6,3,7],[3,8,3,9],[3,10,3,11],[3,12,3,13],[3,14,3,15]]}
[]
["24AHA4_24"]
["Evaporator Air \n",null,"Condenser  Entering Air Temperature ˚F"]
[80,"°F DB",75,null,85,null,95,null,100,null,105,null,115,null,125]
["CFM","EWB†\n˚F","Capacity Mbtuh",null,"Capacity Mbtuh",null,"Capacity Mbtuh",null,"Capacity Mbtuh",null,"Capacity Mbtuh",null,"Capacity Mbtuh",null,"Capacity Mbtuh"]
[null,null,"Total","Sens.","Total","Sens.","Total","Sens.","Total","Sens.","Total","Sens.","Total","Sens.","Total","Sens."]
[null,null,null,null,null,null,null,null,null,null,null,null,null,null,null,null,null,"Total Factors",null,null,null,null,null,null,"Sens. %",null,null,null,null,null,null,"IDB Adj",null,null,null,null,null,null,"Sens Calc"]
[700,72,{"$f":"R8*$G$13","v":71.550000000000011},{"$f":"IF(AM8>C8,C8,AM8)","v":35.57500000000001},{"$f":"S8*$G$13","v":68.324999999999989},{"$f":"IF(AN8>E8,E8,AN8)","v":34.424999999999997},{"$f":"T8*$G$13","v":64.875},{"$f":"IF(AO8>G8,G8,AO8)","v":33.25},{"$f":"U8*$G$13","v":63.037499999999994},{"$f":"IF(AP8>I8,I8,AP8)","v":32.625},{"$f":"V8*$G$13","v":61.2},{"$f":"IF(AQ8>K8,K8,AQ8)","v":32},{"$f":"W8*$G$13","v":57.25},{"$f":"IF(AR8>M8,M8,AR8)","v":30.65},{"$f":"X8*$G$13","v":53.025000000000006},{"$f":"IF(AS8>O8,O8,AS8)","v":29.25},null,1.1925000000000001,1.1387499999999999,1.08125,1.0506249999999999,1.02,0.95416666666666661,0.88375000000000004,0.49720475192173308,0.50384193194291993,0.51252408477842004,0.51754907792980376,0.52287581699346408,0.53537117903930131,0.55162659123055158,0.83499999999999996,0.83499999999999996,0.83499999999999996,0.83499999999999996,0.83499999999999996,0.83499999999999996,0.83499999999999996,{"$f":"Y8*C8+($A$4-80)*AF8*$A$8/1000","v":35.57500000000001},{"$f":"Z8*E8+($A$4-80)*AG8*$A$8/1000","v":34.424999999999997},{"$f":"AA8*G8+($A$4-80)*AH8*$A$8/1000","v":33.25},{"$f":"AB8*I8+($A$4-80)*AI8*$A$8/1000","v":32.625},{"$f":"AC8*K8+($A$4-80)*AJ8*$A$8/1000","v":32},{"$f":"AD8*M8+($A$4-80)*AK8*$A$8/1000","v":30.65},{"$f":"AE8*O8+($A$4-80)*AL8*$A$8/1000","v":29.25}]
[null,67,65.149999999999991,43.824999999999996,62.199999999999996,{"$f":"IF(AN9>E9,E9,AN9)","v":42.699999999999989},{"$f":"T9*$G$13","v":59.074999999999996},{"$f":"IF(AO9>G9,G9,AO9)","v":41.5},57.412500000000001,{"$f":"IF(AP9>I9,I9,AP9)","v":40.862499999999997},55.75,{"$f":"IF(AQ9>K9,K9,AQ9)","v":40.224999999999994},52.175000000000004,{"$f":"IF(AR9>M9,M9,AR9)","v":38.9},48.324999999999996,{"$f":"IF(AS9>O9,O9,AS9)","v":37.475000000000001},null,1.0858333333333332,1.0366666666666666,0.98458333333333325,0.95687500000000003,0.9291666666666667,0.86958333333333337,0.80541666666666656,0.67267843438219499,0.68649517684887451,0.70249682606855701,0.7117352492924014,0.72152466367712997,0.74556780067081929,0.77547853078116924,0.83499999999999996,0.83499999999999996,0.83499999999999996,0.83499999999999996,0.83499999999999996,0.83499999999999996,0.83499999999999996,{"$f":"Y9*C9+($A$4-80)*AF9*$A$8/1000","v":43.824999999999996},{"$f":"Z9*E9+($A$4-80)*AG9*$A$8/1000","v":42.699999999999989},{"$f":"AA9*G9+($A$4-80)*AH9*$A$8/1000","v":41.5},{"$f":"AB9*I9+($A$4-80)*AI9*$A$8/1000","v":40.862499999999997},{"$f":"AC9*K9+($A$4-80)*AJ9*$A$8/1000","v":40.224999999999994},{"$f":"AD9*M9+($A$4-80)*AK9*$A$8/1000","v":38.9},{"$f":"AE9*O9+($A$4-80)*AL9*$A$8/1000","v":37.475000000000001}]
[null,62,59.5,51.974999999999994,56.849999999999994,50.8,{"$f":"T10*$G$13","v":54.124999999999993},49.574999999999989,52.787500000000001,50.512499999999996,51.449999999999996,51.449999999999996,48.775000000000006,48.775000000000006,45.824999999999996,45.824999999999996,null,0.9916666666666667,0.9474999999999999,0.90208333333333324,0.87979166666666664,0.85749999999999993,0.81291666666666673,0.76374999999999993,0.87352941176470578,0.89357959542656118,0.91593533487297918,0.95690267582287469,1,1,1,0.83499999999999996,0.83499999999999996,0.83499999999999996,0.83499999999999996,0.83499999999999996,0.83499999999999996,0.83499999999999996,51.974999999999994,{"$f":"Z10*E10+($A$4-80)*AG10*$A$8/1000","v":50.8},{"$f":"AA10*G10+($A$4-80)*AH10*$A$8/1000","v":49.574999999999989},50.512499999999996,51.449999999999996,48.775000000000006,45.824999999999996]
[null,57,58.224999999999994,58.224999999999994,56.1,56.1,{"$f":"T11*$G$13","v":53.825000000000003},53.825000000000003,52.599999999999994,52.599999999999994,51.375000000000007,51.375000000000007,48.699999999999996,48.699999999999996,45.774999999999991,45.774999999999991,null,0.97041666666666659,0.93500000000000005,0.89708333333333334,0.87666666666666659,0.85625000000000007,0.81166666666666665,0.76291666666666658,1,1,1,1,1,1,1,0.83499999999999996,0.83499999999999996,0.83499999999999996,0.83499999999999996,0.83499999999999996,0.83499999999999996,0.83499999999999996,58.224999999999994,{"$f":"Z11*E11+($A$4-80)*AG11*$A$8/1000","v":56.1},{"$f":"AA11*G11+($A$4-80)*AH11*$A$8/1000","v":53.825000000000003},{"$f":"AB11*I11+($A$4-80)*AI11*$A$8/1000","v":52.599999999999994},51.375000000000007,48.699999999999996,45.774999999999991]
[800,72,72.775000000000006,37.475000000000009,69.400000000000006,36.324999999999996,{"$f":"T12*$G$13","v":65.824999999999989},35.099999999999994,63.912500000000001,34.462499999999999,62.000000000000007,33.825000000000003,57.9,32.475000000000001,53.524999999999999,31.049999999999997,null,1.2129166666666666,1.1566666666666667,1.0970833333333332,1.0652083333333333,1.0333333333333334,0.96499999999999997,0.89208333333333334,0.51494331844726904,0.52341498559077804,0.53323205469046719,0.53921376882456484,0.54556451612903223,0.56088082901554404,0.5801027557216254,0.83499999999999996,0.83499999999999996,0.83499999999999996,0.83499999999999996,0.83499999999999996,0.83499999999999996,0.83499999999999996,{"$f":"Y12*C12+($A$4-80)*AF12*$A$12/1000","v":37.475000000000009},{"$f":"Z12*E12+($A$4-80)*AG12*$A$12/1000","v":36.324999999999996},{"$f":"AA12*G12+($A$4-80)*AH12*$A$12/1000","v":35.099999999999994},{"$f":"AB12*I12+($A$4-80)*AI12*$A$12/1000","v":34.462499999999999},{"$f":"AC12*K12+($A$4-80)*AJ12*$A$12/1000","v":33.825000000000003},{"$f":"AD12*M12+($A$4-80)*AK12*$A$12/1000","v":32.475000000000001},{"$f":"AE12*O12+($A$4-80)*AL12*$A$12/1000","v":31.049999999999997}]
[null,67,66.325000000000003,46.875,63.25,45.724999999999994,60,44.5,58.262500000000003,43.849999999999994,56.524999999999999,43.2,52.824999999999996,41.849999999999994,48.849999999999994,40.4,null,1.1054166666666667,1.0541666666666667,1,0.97104166666666669,0.94208333333333327,0.88041666666666663,0.81416666666666659,0.70674707877874099,0.72292490118577069,0.7416666666666667,0.75262819137524128,0.76426360017691297,0.79223852342640788,0.82702149437052208,0.83499999999999996,0.83499999999999996,0.83499999999999996,0.83499999999999996,0.83499999999999996,0.83499999999999996,0.83499999999999996,{"$f":"Y13*C13+($A$4-80)*AF13*$A$12/1000","v":46.875},{"$f":"Z13*E13+($A$4-80)*AG13*$A$12/1000","v":45.724999999999994},{"$f":"AA13*G13+($A$4-80)*AH13*$A$12/1000","v":44.5},{"$f":"AB13*I13+($A$4-80)*AI13*$A$12/1000","v":43.849999999999994},{"$f":"AC13*K13+($A$4-80)*AJ13*$A$12/1000","v":43.2},{"$f":"AD13*M13+($A$4-80)*AK13*$A$12/1000","v":41.849999999999994},{"$f":"AE13*O13+($A$4-80)*AL13*$A$12/1000","v":40.4}]
[null,62,60.975000000000009,56.050000000000011,58.5,58.5,{"$f":"T14*$G$13","v":56.050000000000004},56.050000000000004,54.725000000000001,54.725000000000001,53.4,53.4,50.5,50.5,47.35,47.35,null,1.0162500000000001,0.97499999999999998,0.9341666666666667,0.91208333333333336,0.89,0.84166666666666667,0.78916666666666668,0.91922919229192301,1,1,1,1,1,1,0.83499999999999996,0.83499999999999996,0.83499999999999996,0.83499999999999996,0.83499999999999996,0.83499999999999996,0.83499999999999996,56.050000000000011,{"$f":"Z14*E14+($A$4-80)*AG14*$A$12/1000","v":58.5},{"$f":"AA14*G14+($A$4-80)*AH14*$A$12/1000","v":56.050000000000004},54.725000000000001,53.4,50.5,47.35]
[null,57,60.7,60.7,58.4,58.4,55.975000000000001,55.975000000000001,54.637500000000003,54.637500000000003,53.3,53.3,50.425000000000004,50.425000000000004,47.275000000000006,47.275000000000006,null,1.0116666666666667,0.97333333333333327,0.93291666666666673,0.91062500000000002,0.88833333333333331,0.8404166666666667,0.78791666666666671,1,1,1,1,1,1,1,0.83499999999999996,0.83499999999999996,0.83499999999999996,0.83499999999999996,0.83499999999999996,0.83499999999999996,0.83499999999999996,60.7,{"$f":"Z15*E15+($A$4-80)*AG15*$A$12/1000","v":58.4},{"$f":"AA15*G15+($A$4-80)*AH15*$A$12/1000","v":55.975000000000001},54.637500000000003,53.3,50.425000000000004,47.275000000000006]
[900,72,73.650000000000006,39.300000000000004,70.175000000000011,38.125000000000007,66.474999999999994,36.9,64.5,36.25,62.525000000000006,35.6,58.324999999999996,34.224999999999994,53.825000000000003,32.774999999999999,null,1.2275,1.1695833333333334,1.1079166666666667,1.075,1.0420833333333335,0.9720833333333333,0.89708333333333334,0.53360488798370675,0.54328464552903455,0.55509590071455439,0.56201550387596899,0.56937225109956013,0.58679811401628801,0.60891778913144445,0.83499999999999996,0.83499999999999996,0.83499999999999996,0.83499999999999996,0.83499999999999996,0.83499999999999996,0.83499999999999996,{"$f":"Y16*C16+($A$4-80)*AF16*$A$16/1000","v":39.300000000000004},{"$f":"Z16*E16+($A$4-80)*AG16*$A$16/1000","v":38.125000000000007},{"$f":"AA16*G16+($A$4-80)*AH16*$A$16/1000","v":36.9},{"$f":"AB16*I16+($A$4-80)*AI16*$A$16/1000","v":36.25},{"$f":"AC16*K16+($A$4-80)*AJ16*$A$16/1000","v":35.6},{"$f":"AD16*M16+($A$4-80)*AK16*$A$16/1000","v":34.224999999999994},{"$f":"AE16*O16+($A$4-80)*AL16*$A$16/1000","v":32.774999999999999}]
[null,67,67.199999999999989,49.824999999999996,64.025000000000006,48.650000000000006,60.674999999999997,47.4,58.887500000000003,46.737500000000004,57.1,46.075000000000003,53.3,44.674999999999997,49.25,43.174999999999997,null,1.1199999999999999,1.0670833333333334,1.01125,0.98145833333333332,0.95166666666666666,0.88833333333333331,0.8208333333333333,0.74144345238095244,0.7598594299101914,0.78121137206427693,0.79367437911271499,0.8069176882661997,0.83818011257035652,0.87664974619289338,0.83499999999999996,0.83499999999999996,0.83499999999999996,0.83499999999999996,0.83499999999999996,0.83499999999999996,0.83499999999999996,{"$f":"Y17*C17+($A$4-80)*AF17*$A$16/1000","v":49.824999999999996},{"$f":"Z17*E17+($A$4-80)*AG17*$A$16/1000","v":48.650000000000006},{"$f":"AA17*G17+($A$4-80)*AH17*$A$16/1000","v":47.4},{"$f":"AB17*I17+($A$4-80)*AI17*$A$16/1000","v":46.737500000000004},{"$f":"AC17*K17+($A$4-80)*AJ17*$A$16/1000","v":46.075000000000003},{"$f":"AD17*M17+($A$4-80)*AK17*$A$16/1000","v":44.674999999999997},{"$f":"AE17*O17+($A$4-80)*AL17*$A$16/1000","v":43.174999999999997}]
[null,62,62.875,62.875,60.4,60.4,57.774999999999999,57.774999999999999,56.362500000000004,56.362500000000004,54.95,54.95,51.875,51.875,48.550000000000004,48.550000000000004,null,1.0479166666666666,1.0066666666666666,0.96291666666666664,0.93937500000000007,0.91583333333333339,0.86458333333333337,0.8091666666666667,1,1,1,1,1,1,1,0.83499999999999996,0.83499999999999996,0.83499999999999996,0.83499999999999996,0.83499999999999996,0.83499999999999996,0.83499999999999996,62.875,{"$f":"Z18*E18+($A$4-80)*AG18*$A$16/1000","v":60.4},{"$f":"AA18*G18+($A$4-80)*AH18*$A$16/1000","v":57.774999999999999},56.362500000000004,54.95,51.875,48.550000000000004]
[null,57,62.774999999999991,62.774999999999991,60.324999999999996,60.324999999999996,57.699999999999996,57.699999999999996,56.287500000000001,56.287500000000001,54.875,54.875,51.825000000000003,51.825000000000003,48.475000000000001,48.475000000000001,null,1.0462499999999999,1.0054166666666666,0.96166666666666656,0.93812499999999999,0.9145833333333333,0.86375000000000002,0.80791666666666673,1,1,1,1,1,1,1,0.83499999999999996,0.83499999999999996,0.83499999999999996,0.83499999999999996,0.83499999999999996,0.83499999999999996,0.83499999999999996,62.774999999999991,{"$f":"Z19*E19+($A$4-80)*AG19*$A$16/1000","v":60.324999999999996},{"$f":"AA19*G19+($A$4-80)*AH19*$A$16/1000","v":57.699999999999996},56.287500000000001,54.875,51.825000000000003,48.475000000000001]

{"sheet":"24AHA4_30","index":99,"n_rows":19,"n_cols":45,"rows_kept":19,"cut":false,"hidden":true,"merged":[[130,0,133,0],[120,12,121,12],[120,13,121,13],[120,14,121,14],[120,15,121,15],[122,0,125,0],[126,0,129,0],[119,12,119,13],[119,14,119,15],[120,4,121,4],[120,5,121,5],[120,6,121,6],[120,7,121,7],[120,8,121,8],[120,9,121,9],[120,10,121,10],[120,11,121,11],[119,0,121,0],[119,1,121,1],[119,4,119,5],[119,6,119,7],[119,8,119,9],[119,10,119,11],[111,0,114,0],[117,0,118,1],[117,4,117,15],[118,4,118,5],[118,6,118,7],[118,8,118,9],[118,10,118,11],[118,12,118,13],[118,14,118,15],[101,12,102,12],[101,13,102,13],[101,14,102,14],[101,15,102,15],[103,0,106,0],[107,0,110,0],[100,12,100,13],[100,14,100,15],[101,4,102,4],[101,5,102,5],[101,6,102,6],[101,7,102,7],[101,8,102,8],[101,9,102,9],[101,10,102,10],[101,11,102,11],[100,0,102,0],[100,1,102,1],[100,4,100,5],[100,6,100,7],[100,8,100,9],[100,10,100,11],[92,0,95,0],[98,0,99,1],[98,4,98,15],[99,4,99,5],[99,6,99,7],[99,8,99,9],[99,10,99,11],[99,12,99,13],[99,14,99,15],[82,12,83,12],[82,13,83,13],[82,14,83,14],[82,15,83,15],[84,0,87,0],[88,0,91,0],[81,12,81,13],[81,14,81,15],[82,4,83,4],[82,5,83,5],[82,6,83,6],[82,7,83,7],[82,8,83,8],[82,9,83,9],[82,10,83,10],[82,11,83,11],[81,0,83,0],[81,1,83,1],[81,4,81,5],[81,6,81,7],[81,8,81,9],[81,10,81,11],[73,0,76,0],[79,0,80,1],[79,4,79,15],[80,4,80,5],[80,6,80,7],[80,8,80,9],[80,10,80,11],[80,12,80,13],[80,14,80,15],[63,12,64,12],[63,13,64,13],[63,14,64,14],[63,15,64,15],[65,0,68,0],[69,0,72,0],[62,12,62,13],[62,14,62,15],[63,4,64,4],[63,5,64,5],[63,6,64,6],[63,7,64,7],[63,8,64,8],[63,9,64,9],[63,10,64,10],[63,11,64,11],[62,0,64,0],[62,1,64,1],[62,4,62,5],[62,6,62,7],[62,8,62,9],[62,10,62,11],[54,0,57,0],[60,0,61,1],[60,4,60,15],[61,4,61,5],[61,6,61,7],[61,8,61,9],[61,10,61,11],[61,12,61,13],[61,14,61,15],[44,12,45,12],[44,13,45,13],[44,14,45,14],[44,15,45,15],[46,0,49,0],[50,0,53,0],[43,12,43,13],[43,14,43,15],[44,4,45,4],[44,5,45,5],[44,6,45,6],[44,7,45,7],[44,8,45,8],[44,9,45,9],[44,10,45,10],[44,11,45,11],[43,0,45,0],[43,1,45,1],[43,4,43,5],[43,6,43,7],[43,8,43,9],[43,10,43,11],[35,0,38,0],[41,0,42,1],[41,4,41,15],[42,4,42,5],[42,6,42,7],[42,8,42,9],[42,10,42,11],[42,12,42,13],[42,14,42,15],[25,12,26,12],[25,13,26,13],[25,14,26,14],[25,15,26,15],[27,0,30,0],[31,0,34,0],[24,12,24,13],[24,14,24,15],[25,4,26,4],[25,5,26,5],[25,6,26,6],[25,7,26,7],[25,8,26,8],[25,9,26,9],[25,10,26,10],[25,11,26,11],[24,0,26,0],[24,1,26,1],[24,4,24,5],[24,6,24,7],[24,8,24,9],[24,10,24,11],[7,0,10,0],[11,0,14,0],[15,0,18,0],[22,4,22,15],[23,4,23,5],[23,6,23,7],[23,8,23,9],[23,10,23,11],[23,12,23,13],[23,14,23,15],[5,10,6,10],[5,11,6,11],[5,12,6,12],[5,13,6,13],[5,14,6,14],[5,15,6,15],[4,10,4,11],[4,12,4,13],[4,14,4,15],[5,2,6,2],[5,3,6,3],[5,4,6,4],[5,5,6,5],[5,6,6,6],[5,7,6,7],[5,8,6,8],[4,0,6,0],[4,1,6,1],[4,2,4,3],[4,4,4,5],[4,6,4,7],[4,8,4,9],[5,9,6,9],[2,0,2,1],[2,2,2,15],[3,2,3,3],[3,4,3,5],[3,6,3,7],[3,8,3,9],[3,10,3,11],[3,12,3,13],[3,14,3,15]]}
[]
["24AHA4_30"]
["Evaporator Air \n",null,"Condenser  Entering Air Temperature ˚F"]
[80,"°F DB",75,null,85,null,95,null,100,null,105,null,115,null,125]
["CFM","EWB†\n˚F","Capacity Mbtuh",null,"Capacity Mbtuh",null,"Capacity Mbtuh",null,"Capacity Mbtuh",null,"Capacity Mbtuh",null,"Capacity Mbtuh",null,"Capacity Mbtuh"]
[null,null,"Total","Sens.","Total","Sens.","Total","Sens.","Total","Sens.","Total","Sens.","Total","Sens.","Total","Sens."]
[null,null,null,null,null,null,null,null,null,null,null,null,null,null,null,null,null,"Total Factors",null,null,null,null,null,null,"Sens. %",null,null,null,null,null,null,"IDB Adj",null,null,null,null,null,null,"Sens Calc"]
[875,72,{"$f":"R8*$G$13","v":71.351351351351354},{"$f":"IF(AM8>C8,C8,AM8)","v":34.13513513513513},{"$f":"S8*$G$13","v":68.148648648648646},{"$f":"IF(AN8>E8,E8,AN8)","v":33.020270270270267},{"$f":"T8*$G$13","v":64.804054054054049},{"$f":"IF(AO8>G8,G8,AO8)","v":31.885135135135137},{"$f":"U8*$G$13","v":62.989864864864856},{"$f":"IF(AP8>I8,I8,AP8)","v":31.277027027027025},{"$f":"V8*$G$13","v":61.175675675675677},{"$f":"IF(AQ8>K8,K8,AQ8)","v":30.668918918918919},{"$f":"W8*$G$13","v":57.243243243243235},{"$f":"IF(AR8>M8,M8,AR8)","v":29.351351351351351},{"$f":"X8*$G$13","v":52.96621621621621},{"$f":"IF(AS8>O8,O8,AS8)","v":27.952702702702698},null,1.1891891891891893,1.1358108108108107,1.0800675675675675,1.0498310810810809,1.0195945945945946,0.95405405405405397,0.88277027027027022,0.47840909090909084,0.48453301606186794,0.49202377228651867,0.49654062751407885,0.50132538104705104,0.51274787535410771,0.52774588595484118,0.83499999999999996,0.83499999999999996,0.83499999999999996,0.83499999999999996,0.83499999999999996,0.83499999999999996,0.83499999999999996,{"$f":"Y8*C8+($A$4-80)*AF8*$A$8/1000","v":34.13513513513513},{"$f":"Z8*E8+($A$4-80)*AG8*$A$8/1000","v":33.020270270270267},{"$f":"AA8*G8+($A$4-80)*AH8*$A$8/1000","v":31.885135135135137},{"$f":"AB8*I8+($A$4-80)*AI8*$A$8/1000","v":31.277027027027025},{"$f":"AC8*K8+($A$4-80)*AJ8*$A$8/1000","v":30.668918918918919},{"$f":"AD8*M8+($A$4-80)*AK8*$A$8/1000","v":29.351351351351351},{"$f":"AE8*O8+($A$4-80)*AL8*$A$8/1000","v":27.952702702702698}]
[null,67,64.844594594594582,41.797297297297298,61.945945945945937,{"$f":"IF(AN9>E9,E9,AN9)","v":40.702702702702695},{"$f":"T9*$G$13","v":58.905405405405403},{"$f":"IF(AO9>G9,G9,AO9)","v":39.547297297297298},57.263513513513516,{"$f":"IF(AP9>I9,I9,AP9)","v":38.939189189189193},55.621621621621621,{"$f":"IF(AQ9>K9,K9,AQ9)","v":38.331081081081081},52.03378378378379,{"$f":"IF(AR9>M9,M9,AR9)","v":37.013513513513516},48.141891891891888,{"$f":"IF(AS9>O9,O9,AS9)","v":35.614864864864863},null,1.0807432432432431,1.0324324324324323,0.98175675675675667,0.95439189189189189,0.927027027027027,0.86722972972972978,0.8023648648648648,0.64457643013441712,0.65706806282722507,0.67136958017894022,0.68,0.68913994169096204,0.71133619010518112,0.73978947368421055,0.83499999999999996,0.83499999999999996,0.83499999999999996,0.83499999999999996,0.83499999999999996,0.83499999999999996,0.83499999999999996,{"$f":"Y9*C9+($A$4-80)*AF9*$A$8/1000","v":41.797297297297298},{"$f":"Z9*E9+($A$4-80)*AG9*$A$8/1000","v":40.702702702702695},{"$f":"AA9*G9+($A$4-80)*AH9*$A$8/1000","v":39.547297297297298},{"$f":"AB9*I9+($A$4-80)*AI9*$A$8/1000","v":38.939189189189193},{"$f":"AC9*K9+($A$4-80)*AJ9*$A$8/1000","v":38.331081081081081},{"$f":"AD9*M9+($A$4-80)*AK9*$A$8/1000","v":37.013513513513516},{"$f":"AE9*O9+($A$4-80)*AL9*$A$8/1000","v":35.614864864864863}]
[null,62,59.148648648648646,49.378378378378379,56.594594594594597,48.283783783783782,{"$f":"T10*$G$13","v":53.878378378378372},47.108108108108098,52.45945945945946,48.861486486486484,51.040540540540533,50.614864864864856,48.263513513513509,48.263513513513509,45.283783783783782,45.283783783783782,null,0.98581081081081079,0.94324324324324327,0.89797297297297285,0.87432432432432428,0.85067567567567559,0.80439189189189186,0.75472972972972974,0.83481836874571624,0.85315186246418329,0.87434161023325807,0.93141421947449765,0.99166004765687055,1,1,0.83499999999999996,0.83499999999999996,0.83499999999999996,0.83499999999999996,0.83499999999999996,0.83499999999999996,0.83499999999999996,49.378378378378379,{"$f":"Z10*E10+($A$4-80)*AG10*$A$8/1000","v":48.283783783783782},{"$f":"AA10*G10+($A$4-80)*AH10*$A$8/1000","v":47.108108108108098},48.861486486486484,50.614864864864856,48.263513513513509,45.283783783783782]
[null,57,57.527027027027025,57.527027027027025,55.479729729729726,55.479729729729726,{"$f":"T11*$G$13","v":53.270270270270274},53.270270270270274,52.064189189189193,52.064189189189193,50.858108108108105,50.858108108108105,48.182432432432435,48.182432432432435,45.222972972972968,45.222972972972968,null,0.95878378378378371,0.92466216216216213,0.88783783783783787,0.86773648648648649,0.84763513513513511,0.80304054054054053,0.75371621621621609,1,1,1,1,1,1,1,0.83499999999999996,0.83499999999999996,0.83499999999999996,0.83499999999999996,0.83499999999999996,0.83499999999999996,0.83499999999999996,57.527027027027025,{"$f":"Z11*E11+($A$4-80)*AG11*$A$8/1000","v":55.479729729729726},{"$f":"AA11*G11+($A$4-80)*AH11*$A$8/1000","v":53.270270270270274},{"$f":"AB11*I11+($A$4-80)*AI11*$A$8/1000","v":52.064189189189193},50.858108108108105,48.182432432432435,45.222972972972968]
[1000,72,72.77027027027026,35.939189189189186,69.445945945945937,34.804054054054056,{"$f":"T12*$G$13","v":65.918918918918919},33.628378378378372,64.03378378378379,33.01013513513513,62.148648648648653,32.391891891891895,58.074324324324316,31.054054054054049,53.635135135135137,29.63513513513513,null,1.2128378378378377,1.1574324324324323,1.0986486486486486,1.0672297297297297,1.0358108108108108,0.96790540540540526,0.89391891891891895,0.49387186629526464,0.50116754232340932,0.51014760147601468,0.51551123773345986,0.52120026092628835,0.53472949389179758,0.55253212396069529,0.83499999999999996,0.83499999999999996,0.83499999999999996,0.83499999999999996,0.83499999999999996,0.83499999999999996,0.83499999999999996,{"$f":"Y12*C12+($A$4-80)*AF12*$A$12/1000","v":35.939189189189186},{"$f":"Z12*E12+($A$4-80)*AG12*$A$12/1000","v":34.804054054054056},{"$f":"AA12*G12+($A$4-80)*AH12*$A$12/1000","v":33.628378378378372},{"$f":"AB12*I12+($A$4-80)*AI12*$A$12/1000","v":33.01013513513513},{"$f":"AC12*K12+($A$4-80)*AJ12*$A$12/1000","v":32.391891891891895},{"$f":"AD12*M12+($A$4-80)*AK12*$A$12/1000","v":31.054054054054049},{"$f":"AE12*O12+($A$4-80)*AL12*$A$12/1000","v":29.63513513513513}]
[null,67,66.182432432432421,44.655405405405403,63.182432432432435,43.540540540540547,60,42.364864864864863,58.287162162162168,41.736486486486491,56.574324324324323,41.108108108108105,52.864864864864856,39.770270270270267,48.851351351351347,38.331081081081081,null,1.1030405405405403,1.0530405405405405,1,0.97145270270270279,0.94290540540540535,0.88108108108108096,0.81418918918918914,0.67473200612557438,0.68912415784408088,0.70608108108108103,0.71604938271604934,0.72662128269437476,0.75230061349693256,0.7846473029045643,0.83499999999999996,0.83499999999999996,0.83499999999999996,0.83499999999999996,0.83499999999999996,0.83499999999999996,0.83499999999999996,{"$f":"Y13*C13+($A$4-80)*AF13*$A$12/1000","v":44.655405405405403},{"$f":"Z13*E13+($A$4-80)*AG13*$A$12/1000","v":43.540540540540547},{"$f":"AA13*G13+($A$4-80)*AH13*$A$12/1000","v":42.364864864864863},{"$f":"AB13*I13+($A$4-80)*AI13*$A$12/1000","v":41.736486486486491},{"$f":"AC13*K13+($A$4-80)*AJ13*$A$12/1000","v":41.108108108108105},{"$f":"AD13*M13+($A$4-80)*AK13*$A$12/1000","v":39.770270270270267},{"$f":"AE13*O13+($A$4-80)*AL13*$A$12/1000","v":38.331081081081081}]
[null,62,60.689189189189193,53.229729729729733,58.094594594594589,52.013513513513509,{"$f":"T14*$G$13","v":55.601351351351354},55.601351351351354,54.304054054054049,54.304054054054049,53.006756756756751,53.006756756756751,50.128378378378379,50.128378378378379,46.966216216216218,46.966216216216218,null,1.0114864864864865,0.96824324324324318,0.92668918918918919,0.90506756756756745,0.88344594594594583,0.83547297297297296,0.78277027027027024,0.87708750835003346,0.89532449406838799,1,1,1,1,1,0.83499999999999996,0.83499999999999996,0.83499999999999996,0.83499999999999996,0.83499999999999996,0.83499999999999996,0.83499999999999996,53.229729729729733,{"$f":"Z14*E14+($A$4-80)*AG14*$A$12/1000","v":52.013513513513509},{"$f":"AA14*G14+($A$4-80)*AH14*$A$12/1000","v":55.601351351351354},54.304054054054049,53.006756756756751,50.128378378378379,46.966216216216218]
[null,57,60.10135135135134,60.10135135135134,57.891891891891888,57.891891891891888,55.520270270270274,55.520270270270274,54.222972972972975,54.222972972972975,52.92567567567567,52.92567567567567,50.067567567567565,50.067567567567565,46.905405405405403,46.905405405405403,null,1.001689189189189,0.96486486486486478,0.92533783783783785,0.90371621621621623,0.88209459459459449,0.83445945945945943,0.78175675675675671,1,1,1,1,1,1,1,0.83499999999999996,0.83499999999999996,0.83499999999999996,0.83499999999999996,0.83499999999999996,0.83499999999999996,0.83499999999999996,60.10135135135134,{"$f":"Z15*E15+($A$4-80)*AG15*$A$12/1000","v":57.891891891891888},{"$f":"AA15*G15+($A$4-80)*AH15*$A$12/1000","v":55.520270270270274},54.222972972972975,52.92567567567567,50.067567567567565,46.905405405405403]
[1125,72,73.86486486486487,37.641891891891895,70.398648648648631,36.486486486486484,66.77027027027026,35.290540540540533,64.824324324324323,34.662162162162168,62.878378378378379,34.033783783783782,58.662162162162161,32.67567567567567,54.141891891891895,31.236486486486491,null,1.2310810810810811,1.1733108108108106,1.1128378378378376,1.0804054054054053,1.047972972972973,0.97770270270270265,0.90236486486486489,0.50960482985729971,0.51828390440541328,0.52853673345476626,0.5347091932457787,0.54126370083816888,0.55701451278507252,0.57693747660052419,0.83499999999999996,0.83499999999999996,0.83499999999999996,0.83499999999999996,0.83499999999999996,0.83499999999999996,0.83499999999999996,{"$f":"Y16*C16+($A$4-80)*AF16*$A$16/1000","v":37.641891891891895},{"$f":"Z16*E16+($A$4-80)*AG16*$A$16/1000","v":36.486486486486484},{"$f":"AA16*G16+($A$4-80)*AH16*$A$16/1000","v":35.290540540540533},{"$f":"AB16*I16+($A$4-80)*AI16*$A$16/1000","v":34.662162162162168},{"$f":"AC16*K16+($A$4-80)*AJ16*$A$16/1000","v":34.033783783783782},{"$f":"AD16*M16+($A$4-80)*AK16*$A$16/1000","v":32.67567567567567},{"$f":"AE16*O16+($A$4-80)*AL16*$A$16/1000","v":31.236486486486491}]
[null,67,67.256756756756758,47.391891891891888,64.135135135135144,46.256756756756765,60.831081081081081,45.060810810810807,59.077702702702709,44.422297297297298,57.324324324324323,43.78378378378379,53.513513513513509,42.405405405405411,49.418918918918919,40.905405405405411,null,1.1209459459459459,1.068918918918919,1.0138513513513514,0.98462837837837847,0.95540540540540542,0.89189189189189177,0.82364864864864862,0.70464135021097041,0.72123893805309736,0.74075308230589798,0.75193000514668029,0.76379066478076385,0.79242424242424259,0.82772764561115675,0.83499999999999996,0.83499999999999996,0.83499999999999996,0.83499999999999996,0.83499999999999996,0.83499999999999996,0.83499999999999996,{"$f":"Y17*C17+($A$4-80)*AF17*$A$16/1000","v":47.391891891891888},{"$f":"Z17*E17+($A$4-80)*AG17*$A$16/1000","v":46.256756756756765},{"$f":"AA17*G17+($A$4-80)*AH17*$A$16/1000","v":45.060810810810807},{"$f":"AB17*I17+($A$4-80)*AI17*$A$16/1000","v":44.422297297297298},{"$f":"AC17*K17+($A$4-80)*AJ17*$A$16/1000","v":43.78378378378379},{"$f":"AD17*M17+($A$4-80)*AK17*$A$16/1000","v":42.405405405405411},{"$f":"AE17*O17+($A$4-80)*AL17*$A$16/1000","v":40.905405405405411}]
[null,62,62.351351351351347,62.351351351351347,59.979729729729726,59.979729729729726,57.445945945945944,57.445945945945944,56.077702702702702,56.077702702702702,54.709459459459453,54.709459459459453,51.668918918918919,51.668918918918919,48.324324324324323,48.324324324324323,null,1.0391891891891891,0.99966216216216208,0.95743243243243237,0.93462837837837831,0.91182432432432425,0.8611486486486486,0.80540540540540539,1,1,1,1,1,1,1,0.83499999999999996,0.83499999999999996,0.83499999999999996,0.83499999999999996,0.83499999999999996,0.83499999999999996,0.83499999999999996,62.351351351351347,{"$f":"Z18*E18+($A$4-80)*AG18*$A$16/1000","v":59.979729729729726},{"$f":"AA18*G18+($A$4-80)*AH18*$A$16/1000","v":57.445945945945944},56.077702702702702,54.709459459459453,51.668918918918919,48.324324324324323]
[null,57,62.27027027027026,62.27027027027026,59.898648648648646,59.898648648648646,57.38513513513513,57.38513513513513,56.006756756756751,56.006756756756751,54.628378378378372,54.628378378378372,51.587837837837839,51.587837837837839,48.263513513513509,48.263513513513509,null,1.0378378378378377,0.99831081081081074,0.95641891891891884,0.93344594594594588,0.91047297297297292,0.85979729729729726,0.80439189189189186,1,1,1,1,1,1,1,0.83499999999999996,0.83499999999999996,0.83499999999999996,0.83499999999999996,0.83499999999999996,0.83499999999999996,0.83499999999999996,62.27027027027026,{"$f":"Z19*E19+($A$4-80)*AG19*$A$16/1000","v":59.898648648648646},{"$f":"AA19*G19+($A$4-80)*AH19*$A$16/1000","v":57.38513513513513},56.006756756756751,54.628378378378372,51.587837837837839,48.263513513513509]

{"sheet":"24AHA4_36","index":100,"n_rows":19,"n_cols":45,"rows_kept":19,"cut":false,"hidden":true,"merged":[[130,0,133,0],[120,12,121,12],[120,13,121,13],[120,14,121,14],[120,15,121,15],[122,0,125,0],[126,0,129,0],[119,12,119,13],[119,14,119,15],[120,4,121,4],[120,5,121,5],[120,6,121,6],[120,7,121,7],[120,8,121,8],[120,9,121,9],[120,10,121,10],[120,11,121,11],[119,0,121,0],[119,1,121,1],[119,4,119,5],[119,6,119,7],[119,8,119,9],[119,10,119,11],[111,0,114,0],[117,0,118,1],[117,4,117,15],[118,4,118,5],[118,6,118,7],[118,8,118,9],[118,10,118,11],[118,12,118,13],[118,14,118,15],[101,12,102,12],[101,13,102,13],[101,14,102,14],[101,15,102,15],[103,0,106,0],[107,0,110,0],[100,12,100,13],[100,14,100,15],[101,4,102,4],[101,5,102,5],[101,6,102,6],[101,7,102,7],[101,8,102,8],[101,9,102,9],[101,10,102,10],[101,11,102,11],[100,0,102,0],[100,1,102,1],[100,4,100,5],[100,6,100,7],[100,8,100,9],[100,10,100,11],[92,0,95,0],[98,0,99,1],[98,4,98,15],[99,4,99,5],[99,6,99,7],[99,8,99,9],[99,10,99,11],[99,12,99,13],[99,14,99,15],[82,12,83,12],[82,13,83,13],[82,14,83,14],[82,15,83,15],[84,0,87,0],[88,0,91,0],[81,12,81,13],[81,14,81,15],[82,4,83,4],[82,5,83,5],[82,6,83,6],[82,7,83,7],[82,8,83,8],[82,9,83,9],[82,10,83,10],[82,11,83,11],[81,0,83,0],[81,1,83,1],[81,4,81,5],[81,6,81,7],[81,8,81,9],[81,10,81,11],[73,0,76,0],[79,0,80,1],[79,4,79,15],[80,4,80,5],[80,6,80,7],[80,8,80,9],[80,10,80,11],[80,12,80,13],[80,14,80,15],[63,12,64,12],[63,13,64,13],[63,14,64,14],[63,15,64,15],[65,0,68,0],[69,0,72,0],[62,12,62,13],[62,14,62,15],[63,4,64,4],[63,5,64,5],[63,6,64,6],[63,7,64,7],[63,8,64,8],[63,9,64,9],[63,10,64,10],[63,11,64,11],[62,0,64,0],[62,1,64,1],[62,4,62,5],[62,6,62,7],[62,8,62,9],[62,10,62,11],[54,0,57,0],[60,0,61,1],[60,4,60,15],[61,4,61,5],[61,6,61,7],[61,8,61,9],[61,10,61,11],[61,12,61,13],[61,14,61,15],[44,12,45,12],[44,13,45,13],[44,14,45,14],[44,15,45,15],[46,0,49,0],[50,0,53,0],[43,12,43,13],[43,14,43,15],[44,4,45,4],[44,5,45,5],[44,6,45,6],[44,7,45,7],[44,8,45,8],[44,9,45,9],[44,10,45,10],[44,11,45,11],[43,0,45,0],[43,1,45,1],[43,4,43,5],[43,6,43,7],[43,8,43,9],[43,10,43,11],[35,0,38,0],[41,0,42,1],[41,4,41,15],[42,4,42,5],[42,6,42,7],[42,8,42,9],[42,10,42,11],[42,12,42,13],[42,14,42,15],[25,12,26,12],[25,13,26,13],[25,14,26,14],[25,15,26,15],[27,0,30,0],[31,0,34,0],[24,12,24,13],[24,14,24,15],[25,4,26,4],[25,5,26,5],[25,6,26,6],[25,7,26,7],[25,8,26,8],[25,9,26,9],[25,10,26,10],[25,11,26,11],[24,0,26,0],[24,1,26,1],[24,4,24,5],[24,6,24,7],[24,8,24,9],[24,10,24,11],[7,0,10,0],[11,0,14,0],[15,0,18,0],[22,4,22,15],[23,4,23,5],[23,6,23,7],[23,8,23,9],[23,10,23,11],[23,12,23,13],[23,14,23,15],[5,10,6,10],[5,11,6,11],[5,12,6,12],[5,13,6,13],[5,14,6,14],[5,15,6,15],[4,10,4,11],[4,12,4,13],[4,14,4,15],[5,2,6,2],[5,3,6,3],[5,4,6,4],[5,5,6,5],[5,6,6,6],[5,7,6,7],[5,8,6,8],[4,0,6,0],[4,1,6,1],[4,2,4,3],[4,4,4,5],[4,6,4,7],[4,8,4,9],[5,9,6,9],[2,0,2,1],[2,2,2,15],[3,2,3,3],[3,4,3,5],[3,6,3,7],[3,8,3,9],[3,10,3,11],[3,12,3,13],[3,14,3,15]]}
[]
["24AHA4_36"]
["Evaporator Air \n",null,"Condenser  Entering Air Temperature ˚F"]
[80,"°F DB",75,null,85,null,95,null,100,null,105,null,115,null,125]
["CFM","EWB†\n˚F","Capacity Mbtuh",null,"Capacity Mbtuh",null,"Capacity Mbtuh",null,"Capacity Mbtuh",null,"Capacity Mbtuh",null,"Capacity Mbtuh",null,"Capacity Mbtuh"]
[null,null,"Total","Sens.","Total","Sens.","Total","Sens.","Total","Sens.","Total","Sens.","Total","Sens.","Total","Sens."]
[null,null,null,null,null,null,null,null,null,null,null,null,null,null,null,null,null,"Total Factors",null,null,null,null,null,null,"Sens. %",null,null,null,null,null,null,"IDB Adj",null,null,null,null,null,null,"Sens Calc"]
[1050,72,{"$f":"R8*$G$13","v":72.169491525423737},{"$f":"IF(AM8>C8,C8,AM8)","v":37.728813559322042},{"$f":"S8*$G$13","v":68.661016949152554},{"$f":"IF(AN8>E8,E8,AN8)","v":36.457627118644076},{"$f":"T8*$G$13","v":64.915254237288124},{"$f":"IF(AO8>G8,G8,AO8)","v":35.101694915254235},{"$f":"U8*$G$13","v":62.915254237288131},{"$f":"IF(AP8>I8,I8,AP8)","v":34.389830508474574},{"$f":"V8*$G$13","v":60.915254237288124},{"$f":"IF(AQ8>K8,K8,AQ8)","v":33.677966101694913},{"$f":"W8*$G$13","v":56.559322033898297},{"$f":"IF(AR8>M8,M8,AR8)","v":32.152542372881356},{"$f":"X8*$G$13","v":51.898305084745765},{"$f":"IF(AS8>O8,O8,AS8)","v":30.525423728813561},null,1.2028248587570622,1.1443502824858758,1.0819209039548021,1.0485875706214689,1.0152542372881355,0.94265536723163834,0.86497175141242943,0.52278064819163927,0.53098000493705266,0.5407310704960836,0.54660560344827591,0.55286588759042854,0.56847467785436023,0.58817766165904639,0.83499999999999996,0.83499999999999996,0.83499999999999996,0.83499999999999996,0.83499999999999996,0.83499999999999996,0.83499999999999996,{"$f":"Y8*C8+($A$4-80)*AF8*$A$8/1000","v":37.728813559322042},{"$f":"Z8*E8+($A$4-80)*AG8*$A$8/1000","v":36.457627118644076},{"$f":"AA8*G8+($A$4-80)*AH8*$A$8/1000","v":35.101694915254235},{"$f":"AB8*I8+($A$4-80)*AI8*$A$8/1000","v":34.389830508474574},{"$f":"AC8*K8+($A$4-80)*AJ8*$A$8/1000","v":33.677966101694913},{"$f":"AD8*M8+($A$4-80)*AK8*$A$8/1000","v":32.152542372881356},{"$f":"AE8*O8+($A$4-80)*AL8*$A$8/1000","v":30.525423728813561}]
[null,67,65.644067796610173,46.542372881355938,62.491525423728817,{"$f":"IF(AN9>E9,E9,AN9)","v":45.271186440677972},{"$f":"T9*$G$13","v":59.118644067796623},{"$f":"IF(AO9>G9,G9,AO9)","v":43.932203389830519},57.30508474576272,{"$f":"IF(AP9>I9,I9,AP9)","v":43.220338983050851},55.491525423728824,{"$f":"IF(AQ9>K9,K9,AQ9)","v":42.50847457627119},51.576271186440678,{"$f":"IF(AR9>M9,M9,AR9)","v":40.983050847457626},47.406779661016948,{"$f":"IF(AS9>O9,O9,AS9)","v":39.372881355932208},null,1.0940677966101695,1.0415254237288136,0.98531073446327699,0.95508474576271196,0.92485875706214704,0.85960451977401131,0.79011299435028248,0.70901110250451849,0.72443721182533227,0.74311926605504586,0.75421472937000877,0.76603543066585211,0.79461058166283272,0.83053271362173764,0.83499999999999996,0.83499999999999996,0.83499999999999996,0.83499999999999996,0.83499999999999996,0.83499999999999996,0.83499999999999996,{"$f":"Y9*C9+($A$4-80)*AF9*$A$8/1000","v":46.542372881355938},{"$f":"Z9*E9+($A$4-80)*AG9*$A$8/1000","v":45.271186440677972},{"$f":"AA9*G9+($A$4-80)*AH9*$A$8/1000","v":43.932203389830519},{"$f":"AB9*I9+($A$4-80)*AI9*$A$8/1000","v":43.220338983050851},{"$f":"AC9*K9+($A$4-80)*AJ9*$A$8/1000","v":42.50847457627119},{"$f":"AD9*M9+($A$4-80)*AK9*$A$8/1000","v":40.983050847457626},{"$f":"AE9*O9+($A$4-80)*AL9*$A$8/1000","v":39.372881355932208}]
[null,62,59.96610169491526,55.254237288135599,57.16949152542373,53.96610169491526,{"$f":"T10*$G$13","v":54.254237288135592},53.915254237288138,52.872881355932208,52.703389830508478,51.491525423728817,51.491525423728817,48.525423728813564,48.525423728813564,45.305084745762713,45.305084745762713,null,0.99943502824858765,0.95282485875706213,0.90423728813559323,0.88121468926553681,0.85819209039548028,0.80875706214689269,0.7550847457627119,0.92142453363482191,0.94396679513785953,0.99375195251483917,0.99679435807020356,1,1,1,0.83499999999999996,0.83499999999999996,0.83499999999999996,0.83499999999999996,0.83499999999999996,0.83499999999999996,0.83499999999999996,55.254237288135599,{"$f":"Z10*E10+($A$4-80)*AG10*$A$8/1000","v":53.96610169491526},{"$f":"AA10*G10+($A$4-80)*AH10*$A$8/1000","v":53.915254237288138},52.703389830508478,51.491525423728817,48.525423728813564,45.305084745762713]
[null,57,58.83050847457627,58.83050847457627,56.559322033898297,56.559322033898297,{"$f":"T11*$G$13","v":54.101694915254242},54.101694915254242,52.762711864406789,52.762711864406789,51.423728813559322,51.423728813559322,48.457627118644069,48.457627118644069,45.254237288135592,45.254237288135592,null,0.98050847457627122,0.94265536723163834,0.90169491525423739,0.87937853107344643,0.85706214689265536,0.80762711864406778,0.75423728813559321,1,1,1,1,1,1,1,0.83499999999999996,0.83499999999999996,0.83499999999999996,0.83499999999999996,0.83499999999999996,0.83499999999999996,0.83499999999999996,58.83050847457627,{"$f":"Z11*E11+($A$4-80)*AG11*$A$8/1000","v":56.559322033898297},{"$f":"AA11*G11+($A$4-80)*AH11*$A$8/1000","v":54.101694915254242},{"$f":"AB11*I11+($A$4-80)*AI11*$A$8/1000","v":52.762711864406789},51.423728813559322,48.457627118644069,45.254237288135592]
[1200,72,73.372881355932208,39.762711864406789,69.711864406779668,38.457627118644076,{"$f":"T12*$G$13","v":65.830508474576277},37.084745762711862,63.737288135593232,36.355932203389827,61.644067796610173,35.627118644067799,57.13559322033899,34.067796610169495,52.288135593220339,32.423728813559315,null,1.2228813559322034,1.1618644067796611,1.097175141242938,1.0622881355932206,1.0274011299435029,0.95225988700564979,0.87146892655367236,0.54192654192654199,0.55166545100899589,0.56333676622039131,0.57040287195851602,0.57794885894968384,0.59626223672500744,0.62009724473257688,0.83499999999999996,0.83499999999999996,0.83499999999999996,0.83499999999999996,0.83499999999999996,0.83499999999999996,0.83499999999999996,{"$f":"Y12*C12+($A$4-80)*AF12*$A$12/1000","v":39.762711864406789},{"$f":"Z12*E12+($A$4-80)*AG12*$A$12/1000","v":38.457627118644076},{"$f":"AA12*G12+($A$4-80)*AH12*$A$12/1000","v":37.084745762711862},{"$f":"AB12*I12+($A$4-80)*AI12*$A$12/1000","v":36.355932203389827},{"$f":"AC12*K12+($A$4-80)*AJ12*$A$12/1000","v":35.627118644067799},{"$f":"AD12*M12+($A$4-80)*AK12*$A$12/1000","v":34.067796610169495},{"$f":"AE12*O12+($A$4-80)*AL12*$A$12/1000","v":32.423728813559315}]
[null,67,66.830508474576277,49.79661016949153,63.50847457627119,48.491525423728817,60,47.118644067796616,58.118644067796609,46.389830508474581,56.237288135593218,45.66101694915254,52.186440677966097,44.101694915254235,47.898305084745765,42.457627118644069,null,1.1138418079096046,1.0584745762711865,1,0.96864406779661016,0.93728813559322033,0.86977401129943499,0.79830508474576278,0.74511793050976416,0.76354416866826791,0.78531073446327693,0.79819189268008173,0.81193490054249551,0.84507957128937972,0.886411889596603,0.83499999999999996,0.83499999999999996,0.83499999999999996,0.83499999999999996,0.83499999999999996,0.83499999999999996,0.83499999999999996,{"$f":"Y13*C13+($A$4-80)*AF13*$A$12/1000","v":49.79661016949153},{"$f":"Z13*E13+($A$4-80)*AG13*$A$12/1000","v":48.491525423728817},{"$f":"AA13*G13+($A$4-80)*AH13*$A$12/1000","v":47.118644067796616},{"$f":"AB13*I13+($A$4-80)*AI13*$A$12/1000","v":46.389830508474581},{"$f":"AC13*K13+($A$4-80)*AJ13*$A$12/1000","v":45.66101694915254},{"$f":"AD13*M13+($A$4-80)*AK13*$A$12/1000","v":44.101694915254235},{"$f":"AE13*O13+($A$4-80)*AL13*$A$12/1000","v":42.457627118644069}]
[null,62,61.47457627118645,61.101694915254235,58.932203389830512,58.932203389830512,{"$f":"T14*$G$13","v":56.271186440677972},56.271186440677972,54.830508474576277,54.830508474576277,53.389830508474581,53.389830508474581,50.186440677966097,50.186440677966097,46.728813559322035,46.728813559322035,null,1.0245762711864408,0.98220338983050859,0.9378531073446329,0.91384180790960456,0.88983050847457634,0.83644067796610166,0.77881355932203389,0.99393438103115506,1,1,1,1,1,1,0.83499999999999996,0.83499999999999996,0.83499999999999996,0.83499999999999996,0.83499999999999996,0.83499999999999996,0.83499999999999996,61.101694915254235,{"$f":"Z14*E14+($A$4-80)*AG14*$A$12/1000","v":58.932203389830512},{"$f":"AA14*G14+($A$4-80)*AH14*$A$12/1000","v":56.271186440677972},54.830508474576277,53.389830508474581,50.186440677966097,46.728813559322035]
[null,57,61.305084745762727,61.305084745762727,58.83050847457627,58.83050847457627,56.186440677966097,56.186440677966097,54.745762711864408,54.745762711864408,53.305084745762713,53.305084745762713,50.118644067796609,50.118644067796609,46.677966101694921,46.677966101694921,null,1.0217514124293787,0.98050847457627122,0.93644067796610164,0.91242937853107342,0.8884180790960452,0.83531073446327686,0.77796610169491531,1,1,1,1,1,1,1,0.83499999999999996,0.83499999999999996,0.83499999999999996,0.83499999999999996,0.83499999999999996,0.83499999999999996,0.83499999999999996,61.305084745762727,{"$f":"Z15*E15+($A$4-80)*AG15*$A$12/1000","v":58.83050847457627},{"$f":"AA15*G15+($A$4-80)*AH15*$A$12/1000","v":56.186440677966097},54.745762711864408,53.305084745762713,50.118644067796609,46.677966101694921]
[1350,72,74.254237288135599,41.694915254237287,70.474576271186436,40.372881355932201,66.440677966101703,38.983050847457626,64.288135593220346,38.245762711864408,62.135593220338983,37.50847457627119,57.491525423728824,35.932203389830512,52.610169491525426,34.288135593220339,null,1.2375706214689266,1.1745762711864407,1.1073446327683618,1.0714689265536723,1.035593220338983,0.95819209039548037,0.87683615819209038,0.56151563569961194,0.57287157287157287,0.58673469387755095,0.59491167940943834,0.60365521003818878,0.625,0.6517396907216495,0.83499999999999996,0.83499999999999996,0.83499999999999996,0.83499999999999996,0.83499999999999996,0.83499999999999996,0.83499999999999996,{"$f":"Y16*C16+($A$4-80)*AF16*$A$16/1000","v":41.694915254237287},{"$f":"Z16*E16+($A$4-80)*AG16*$A$16/1000","v":40.372881355932201},{"$f":"AA16*G16+($A$4-80)*AH16*$A$16/1000","v":38.983050847457626},{"$f":"AB16*I16+($A$4-80)*AI16*$A$16/1000","v":38.245762711864408},{"$f":"AC16*K16+($A$4-80)*AJ16*$A$16/1000","v":37.50847457627119},{"$f":"AD16*M16+($A$4-80)*AK16*$A$16/1000","v":35.932203389830512},{"$f":"AE16*O16+($A$4-80)*AL16*$A$16/1000","v":34.288135593220339}]
[null,67,67.677966101694921,52.915254237288138,64.271186440677965,51.593220338983052,60.644067796610173,50.186440677966097,58.711864406779661,49.440677966101696,56.779661016949149,48.694915254237287,52.644067796610173,47.084745762711869,48.288135593220339,45.355932203389834,null,1.1279661016949154,1.0711864406779661,1.0107344632768362,0.97853107344632773,0.9463276836158192,0.87740112994350283,0.8048022598870056,0.78186826947157528,0.8027426160337553,0.82755729457797644,0.84209006928406471,0.85761194029850751,0.89439793947198976,0.93927693927693934,0.83499999999999996,0.83499999999999996,0.83499999999999996,0.83499999999999996,0.83499999999999996,0.83499999999999996,0.83499999999999996,{"$f":"Y17*C17+($A$4-80)*AF17*$A$16/1000","v":52.915254237288138},{"$f":"Z17*E17+($A$4-80)*AG17*$A$16/1000","v":51.593220338983052},{"$f":"AA17*G17+($A$4-80)*AH17*$A$16/1000","v":50.186440677966097},{"$f":"AB17*I17+($A$4-80)*AI17*$A$16/1000","v":49.440677966101696},{"$f":"AC17*K17+($A$4-80)*AJ17*$A$16/1000","v":48.694915254237287},{"$f":"AD17*M17+($A$4-80)*AK17*$A$16/1000","v":47.084745762711869},{"$f":"AE17*O17+($A$4-80)*AL17*$A$16/1000","v":45.355932203389834}]
[null,62,63.440677966101696,63.440677966101696,60.796610169491522,60.796610169491522,57.983050847457633,57.983050847457633,56.440677966101688,56.440677966101688,54.898305084745772,54.898305084745772,51.50847457627119,51.50847457627119,47.847457627118644,47.847457627118644,null,1.0573446327683615,1.0132768361581921,0.96638418079096056,0.94067796610169485,0.91497175141242948,0.85847457627118651,0.7974576271186441,1,1,1,1,1,1,1,0.83499999999999996,0.83499999999999996,0.83499999999999996,0.83499999999999996,0.83499999999999996,0.83499999999999996,0.83499999999999996,63.440677966101696,{"$f":"Z18*E18+($A$4-80)*AG18*$A$16/1000","v":60.796610169491522},{"$f":"AA18*G18+($A$4-80)*AH18*$A$16/1000","v":57.983050847457633},56.440677966101688,54.898305084745772,51.50847457627119,47.847457627118644]
[null,57,63.355932203389841,63.355932203389841,60.728813559322028,60.728813559322028,57.898305084745758,57.898305084745758,56.36440677966101,56.36440677966101,54.830508474576277,54.830508474576277,51.457627118644069,51.457627118644069,47.796610169491522,47.796610169491522,null,1.0559322033898306,1.0121468926553672,0.9649717514124293,0.93940677966101682,0.91384180790960456,0.85762711864406782,0.79661016949152541,1,1,1,1,1,1,1,0.83499999999999996,0.83499999999999996,0.83499999999999996,0.83499999999999996,0.83499999999999996,0.83499999999999996,0.83499999999999996,63.355932203389841,{"$f":"Z19*E19+($A$4-80)*AG19*$A$16/1000","v":60.728813559322028},{"$f":"AA19*G19+($A$4-80)*AH19*$A$16/1000","v":57.898305084745758},56.36440677966101,54.830508474576277,51.457627118644069,47.796610169491522]

{"sheet":"24AHA4_48","index":101,"n_rows":19,"n_cols":45,"rows_kept":19,"cut":false,"hidden":true,"merged":[[130,0,133,0],[120,12,121,12],[120,13,121,13],[120,14,121,14],[120,15,121,15],[122,0,125,0],[126,0,129,0],[119,12,119,13],[119,14,119,15],[120,4,121,4],[120,5,121,5],[120,6,121,6],[120,7,121,7],[120,8,121,8],[120,9,121,9],[120,10,121,10],[120,11,121,11],[119,0,121,0],[119,1,121,1],[119,4,119,5],[119,6,119,7],[119,8,119,9],[119,10,119,11],[111,0,114,0],[117,0,118,1],[117,4,117,15],[118,4,118,5],[118,6,118,7],[118,8,118,9],[118,10,118,11],[118,12,118,13],[118,14,118,15],[101,12,102,12],[101,13,102,13],[101,14,102,14],[101,15,102,15],[103,0,106,0],[107,0,110,0],[100,12,100,13],[100,14,100,15],[101,4,102,4],[101,5,102,5],[101,6,102,6],[101,7,102,7],[101,8,102,8],[101,9,102,9],[101,10,102,10],[101,11,102,11],[100,0,102,0],[100,1,102,1],[100,4,100,5],[100,6,100,7],[100,8,100,9],[100,10,100,11],[92,0,95,0],[98,0,99,1],[98,4,98,15],[99,4,99,5],[99,6,99,7],[99,8,99,9],[99,10,99,11],[99,12,99,13],[99,14,99,15],[82,12,83,12],[82,13,83,13],[82,14,83,14],[82,15,83,15],[84,0,87,0],[88,0,91,0],[81,12,81,13],[81,14,81,15],[82,4,83,4],[82,5,83,5],[82,6,83,6],[82,7,83,7],[82,8,83,8],[82,9,83,9],[82,10,83,10],[82,11,83,11],[81,0,83,0],[81,1,83,1],[81,4,81,5],[81,6,81,7],[81,8,81,9],[81,10,81,11],[73,0,76,0],[79,0,80,1],[79,4,79,15],[80,4,80,5],[80,6,80,7],[80,8,80,9],[80,10,80,11],[80,12,80,13],[80,14,80,15],[63,12,64,12],[63,13,64,13],[63,14,64,14],[63,15,64,15],[65,0,68,0],[69,0,72,0],[62,12,62,13],[62,14,62,15],[63,4,64,4],[63,5,64,5],[63,6,64,6],[63,7,64,7],[63,8,64,8],[63,9,64,9],[63,10,64,10],[63,11,64,11],[62,0,64,0],[62,1,64,1],[62,4,62,5],[62,6,62,7],[62,8,62,9],[62,10,62,11],[54,0,57,0],[60,0,61,1],[60,4,60,15],[61,4,61,5],[61,6,61,7],[61,8,61,9],[61,10,61,11],[61,12,61,13],[61,14,61,15],[44,12,45,12],[44,13,45,13],[44,14,45,14],[44,15,45,15],[46,0,49,0],[50,0,53,0],[43,12,43,13],[43,14,43,15],[44,4,45,4],[44,5,45,5],[44,6,45,6],[44,7,45,7],[44,8,45,8],[44,9,45,9],[44,10,45,10],[44,11,45,11],[43,0,45,0],[43,1,45,1],[43,4,43,5],[43,6,43,7],[43,8,43,9],[43,10,43,11],[35,0,38,0],[41,0,42,1],[41,4,41,15],[42,4,42,5],[42,6,42,7],[42,8,42,9],[42,10,42,11],[42,12,42,13],[42,14,42,15],[25,12,26,12],[25,13,26,13],[25,14,26,14],[25,15,26,15],[27,0,30,0],[31,0,34,0],[24,12,24,13],[24,14,24,15],[25,4,26,4],[25,5,26,5],[25,6,26,6],[25,7,26,7],[25,8,26,8],[25,9,26,9],[25,10,26,10],[25,11,26,11],[24,0,26,0],[24,1,26,1],[24,4,24,5],[24,6,24,7],[24,8,24,9],[24,10,24,11],[7,0,10,0],[11,0,14,0],[15,0,18,0],[22,4,22,15],[23,4,23,5],[23,6,23,7],[23,8,23,9],[23,10,23,11],[23,12,23,13],[23,14,23,15],[5,10,6,10],[5,11,6,11],[5,12,6,12],[5,13,6,13],[5,14,6,14],[5,15,6,15],[4,10,4,11],[4,12,4,13],[4,14,4,15],[5,2,6,2],[5,3,6,3],[5,4,6,4],[5,5,6,5],[5,6,6,6],[5,7,6,7],[5,8,6,8],[4,0,6,0],[4,1,6,1],[4,2,4,3],[4,4,4,5],[4,6,4,7],[4,8,4,9],[5,9,6,9],[2,0,2,1],[2,2,2,15],[3,2,3,3],[3,4,3,5],[3,6,3,7],[3,8,3,9],[3,10,3,11],[3,12,3,13],[3,14,3,15]]}
[]
["24AHA4_48"]
["Evaporator Air \n",null,"Condenser  Entering Air Temperature ˚F"]
[80,"°F DB",75,null,85,null,95,null,100,null,105,null,115,null,125]
["CFM","EWB†\n˚F","Capacity Mbtuh",null,"Capacity Mbtuh",null,"Capacity Mbtuh",null,"Capacity Mbtuh",null,"Capacity Mbtuh",null,"Capacity Mbtuh",null,"Capacity Mbtuh"]
[null,null,"Total","Sens.","Total","Sens.","Total","Sens.","Total","Sens.","Total","Sens.","Total","Sens.","Total","Sens."]
[null,null,null,null,null,null,null,null,null,null,null,null,null,null,null,null,null,"Total Factors",null,null,null,null,null,null,"Sens. %",null,null,null,null,null,null,"IDB Adj",null,null,null,null,null,null,"Sens Calc"]
[1400,72,{"$f":"R8*$G$13","v":71.411042944785279},{"$f":"IF(AM8>C8,C8,AM8)","v":37.427695004382123},{"$f":"S8*$G$13","v":68.216476774758974},{"$f":"IF(AN8>E8,E8,AN8)","v":36.244522348816822},{"$f":"T8*$G$13","v":64.798422436459248},{"$f":"IF(AO8>G8,G8,AO8)","v":34.995617879053462},{"$f":"U8*$G$13","v":62.91849255039439},{"$f":"IF(AP8>I8,I8,AP8)","v":34.318580192813322},{"$f":"V8*$G$13","v":61.038562664329532},{"$f":"IF(AQ8>K8,K8,AQ8)","v":33.641542506573181},{"$f":"W8*$G$13","v":56.923751095530228},{"$f":"IF(AR8>M8,M8,AR8)","v":32.169149868536365},{"$f":"X8*$G$13","v":52.440841367221736},{"$f":"IF(AS8>O8,O8,AS8)","v":30.591586327782647},null,1.1901840490797546,1.1369412795793163,1.0799737072743207,1.0486415425065732,1.0173093777388256,0.94872918492550384,0.87401402278702889,0.52411634756995584,0.53131624590479865,0.54006897950902821,0.54544504805683247,0.5511522722377773,0.56512702078521937,0.58335422411631987,0.83499999999999996,0.83499999999999996,0.83499999999999996,0.83499999999999996,0.83499999999999996,0.83499999999999996,0.83499999999999996,{"$f":"Y8*C8+($A$4-80)*AF8*$A$8/1000","v":37.427695004382123},{"$f":"Z8*E8+($A$4-80)*AG8*$A$8/1000","v":36.244522348816822},{"$f":"AA8*G8+($A$4-80)*AH8*$A$8/1000","v":34.995617879053462},{"$f":"AB8*I8+($A$4-80)*AI8*$A$8/1000","v":34.318580192813322},{"$f":"AC8*K8+($A$4-80)*AJ8*$A$8/1000","v":33.641542506573181},{"$f":"AD8*M8+($A$4-80)*AK8*$A$8/1000","v":32.169149868536365},{"$f":"AE8*O8+($A$4-80)*AL8*$A$8/1000","v":30.591586327782647}]
[null,67,65.127081507449603,46.196319018404907,62.248028045574053,{"$f":"IF(AN9>E9,E9,AN9)","v":45.026292725679227},{"$f":"T9*$G$13","v":59.158632778264682},{"$f":"IF(AO9>G9,G9,AO9)","v":43.777388255915866},57.469325153374236,{"$f":"IF(AP9>I9,I9,AP9)","v":43.106923751095529},55.780017528483782,{"$f":"IF(AQ9>K9,K9,AQ9)","v":42.436459246275199},52.059596844872921,{"$f":"IF(AR9>M9,M9,AR9)","v":40.96406660823839},47.997370727432077,{"$f":"IF(AS9>O9,O9,AS9)","v":39.373356704645047},null,1.0854513584574934,1.0374671340929009,0.98597721297107799,0.95782208588957063,0.92966695880806305,0.86765994741454866,0.7999561787905346,0.70932579733548651,0.72333685322069696,0.74,0.75008578291204386,0.76078246523686077,0.78686868686868683,0.8203231991235278,0.83499999999999996,0.83499999999999996,0.83499999999999996,0.83499999999999996,0.83499999999999996,0.83499999999999996,0.83499999999999996,{"$f":"Y9*C9+($A$4-80)*AF9*$A$8/1000","v":46.196319018404907},{"$f":"Z9*E9+($A$4-80)*AG9*$A$8/1000","v":45.026292725679227},{"$f":"AA9*G9+($A$4-80)*AH9*$A$8/1000","v":43.777388255915866},{"$f":"AB9*I9+($A$4-80)*AI9*$A$8/1000","v":43.106923751095529},{"$f":"AC9*K9+($A$4-80)*AJ9*$A$8/1000","v":42.436459246275199},{"$f":"AD9*M9+($A$4-80)*AK9*$A$8/1000","v":40.96406660823839},{"$f":"AE9*O9+($A$4-80)*AL9*$A$8/1000","v":39.373356704645047}]
[null,62,59.737072743207705,54.85977212971077,57.226117440841371,53.66345311130587,{"$f":"T10*$G$13","v":54.531113058720415},52.348816827344436,53.144171779141104,52.053023663453111,51.757230499561786,51.757230499561786,48.930762489044696,48.930762489044696,45.74934268185801,45.74934268185801,null,0.99561787905346177,0.95376862401402285,0.90885188431200692,0.88573619631901834,0.86262050832602977,0.81551270815074495,0.76248904469763357,0.91835387323943662,0.93774408453939806,0.95998071359691428,0.97946815089672234,1,1,1,0.83499999999999996,0.83499999999999996,0.83499999999999996,0.83499999999999996,0.83499999999999996,0.83499999999999996,0.83499999999999996,54.85977212971077,{"$f":"Z10*E10+($A$4-80)*AG10*$A$8/1000","v":53.66345311130587},{"$f":"AA10*G10+($A$4-80)*AH10*$A$8/1000","v":52.348816827344436},52.053023663453111,51.757230499561786,48.930762489044696,45.74934268185801]
[null,57,58.553900087642418,58.553900087642418,56.48992112182296,56.48992112182296,{"$f":"T11*$G$13","v":54.215600350569673},54.215600350569673,52.953549517966692,52.953549517966692,51.691498685363712,51.691498685363712,48.865030674846629,48.865030674846629,45.696757230499557,45.696757230499557,null,0.97589833479404031,0.94149868536371595,0.90359333917616125,0.88255915863277823,0.86152497808939521,0.8144171779141105,0.76161262050832601,1,1,1,1,1,1,1,0.83499999999999996,0.83499999999999996,0.83499999999999996,0.83499999999999996,0.83499999999999996,0.83499999999999996,0.83499999999999996,58.553900087642418,{"$f":"Z11*E11+($A$4-80)*AG11*$A$8/1000","v":56.48992112182296},{"$f":"AA11*G11+($A$4-80)*AH11*$A$8/1000","v":54.215600350569673},{"$f":"AB11*I11+($A$4-80)*AI11*$A$8/1000","v":52.953549517966692},51.691498685363712,48.865030674846629,45.696757230499557]
[1600,72,72.528483786152506,39.307624890446974,69.202453987730067,38.111305872042074,{"$f":"T12*$G$13","v":65.626643295354953},36.822962313759859,63.680981595092014,36.132778264680098,61.735319894829097,35.442594215600352,57.475898334794039,33.957055214723923,52.835232252410158,32.353198948290967,null,1.2088080631025417,1.1533742331288344,1.0937773882559159,1.0613496932515336,1.0289219982471516,0.95793163891323396,0.88058720420683601,0.54196121080297255,0.55072188449848025,0.56109775641025639,0.56740297274979357,0.57410562180579217,0.59080512351326619,0.61234137845235137,0.83499999999999996,0.83499999999999996,0.83499999999999996,0.83499999999999996,0.83499999999999996,0.83499999999999996,0.83499999999999996,{"$f":"Y12*C12+($A$4-80)*AF12*$A$12/1000","v":39.307624890446974},{"$f":"Z12*E12+($A$4-80)*AG12*$A$12/1000","v":38.111305872042074},{"$f":"AA12*G12+($A$4-80)*AH12*$A$12/1000","v":36.822962313759859},{"$f":"AB12*I12+($A$4-80)*AI12*$A$12/1000","v":36.132778264680098},{"$f":"AC12*K12+($A$4-80)*AJ12*$A$12/1000","v":35.442594215600352},{"$f":"AD12*M12+($A$4-80)*AK12*$A$12/1000","v":33.957055214723923},{"$f":"AE12*O12+($A$4-80)*AL12*$A$12/1000","v":32.353198948290967}]
[null,67,66.205083260297982,49.246275197195445,63.220858895705526,48.049956178790531,60,46.787905346187564,58.24496056091148,46.091148115688,56.48992112182296,45.394390885188429,52.651183172655557,43.895705521472394,48.457493426818573,42.239263803680977,null,1.1034180543382996,1.053680981595092,1,0.97074934268185797,0.94149868536371595,0.87751971954425934,0.80762489044697627,0.74384432088959496,0.76003327095030138,0.77979842243645936,0.79133280668096162,0.8035838957412148,0.83370786516853945,0.87167661421595233,0.83499999999999996,0.83499999999999996,0.83499999999999996,0.83499999999999996,0.83499999999999996,0.83499999999999996,0.83499999999999996,{"$f":"Y13*C13+($A$4-80)*AF13*$A$12/1000","v":49.246275197195445},{"$f":"Z13*E13+($A$4-80)*AG13*$A$12/1000","v":48.049956178790531},{"$f":"AA13*G13+($A$4-80)*AH13*$A$12/1000","v":46.787905346187564},{"$f":"AB13*I13+($A$4-80)*AI13*$A$12/1000","v":46.091148115688},{"$f":"AC13*K13+($A$4-80)*AJ13*$A$12/1000","v":45.394390885188429},{"$f":"AD13*M13+($A$4-80)*AK13*$A$12/1000","v":43.895705521472394},{"$f":"AE13*O13+($A$4-80)*AL13*$A$12/1000","v":42.239263803680977}]
[null,62,61.143733567046439,58.882559158632766,58.685363716038566,58.685363716038566,{"$f":"T14*$G$13","v":56.253286590709905},56.253286590709905,54.899211218229624,54.899211218229624,53.545135845749343,53.545135845749343,50.508326029798425,50.508326029798425,47.103418054338292,47.103418054338292,null,1.0190622261174407,0.97808939526730942,0.93755477651183172,0.91498685363716037,0.89241893076248902,0.84180543382997375,0.78505696757230492,0.96301870565469794,1,1,1,1,1,1,0.83499999999999996,0.83499999999999996,0.83499999999999996,0.83499999999999996,0.83499999999999996,0.83499999999999996,0.83499999999999996,58.882559158632766,{"$f":"Z14*E14+($A$4-80)*AG14*$A$12/1000","v":58.685363716038566},{"$f":"AA14*G14+($A$4-80)*AH14*$A$12/1000","v":56.253286590709905},54.899211218229624,53.545135845749343,50.508326029798425,47.103418054338292]
[null,57,60.867659947414545,60.867659947414545,58.632778264680105,58.632778264680105,56.174408413672211,56.174408413672211,54.820333041191944,54.820333041191944,53.466257668711663,53.466257668711663,50.442594215600344,50.442594215600344,47.050832602979838,47.050832602979838,null,1.0144609991235758,0.97721297107800176,0.93624014022787017,0.91367221735319903,0.89110429447852768,0.84070990359333908,0.78418054338299736,1,1,1,1,1,1,1,0.83499999999999996,0.83499999999999996,0.83499999999999996,0.83499999999999996,0.83499999999999996,0.83499999999999996,0.83499999999999996,60.867659947414545,{"$f":"Z15*E15+($A$4-80)*AG15*$A$12/1000","v":58.632778264680105},{"$f":"AA15*G15+($A$4-80)*AH15*$A$12/1000","v":56.174408413672211},54.820333041191944,53.466257668711663,50.442594215600344,47.050832602979838]
[1800,72,73.343558282208591,41.082383873794917,69.886064855390003,39.859772129710784,66.205083260297982,38.571428571428569,64.200262927256802,37.868098159509209,62.195442594215599,37.164767747589828,57.804557405784401,35.652936021034186,53.07186678352322,34.03593339176161,null,1.2223926380368098,1.1647677475898335,1.1034180543382996,1.0700043821209466,1.0365907099035934,0.96340929009640663,0.88453111305872034,0.56013622512995165,0.57035364936042143,0.58260524225575849,0.58984335005631205,0.59754808708518281,0.61678417102569938,0.64131781025514001,0.83499999999999996,0.83499999999999996,0.83499999999999996,0.83499999999999996,0.83499999999999996,0.83499999999999996,0.83499999999999996,{"$f":"Y16*C16+($A$4-80)*AF16*$A$16/1000","v":41.082383873794917},{"$f":"Z16*E16+($A$4-80)*AG16*$A$16/1000","v":39.859772129710784},{"$f":"AA16*G16+($A$4-80)*AH16*$A$16/1000","v":38.571428571428569},{"$f":"AB16*I16+($A$4-80)*AI16*$A$16/1000","v":37.868098159509209},{"$f":"AC16*K16+($A$4-80)*AJ16*$A$16/1000","v":37.164767747589828},{"$f":"AD16*M16+($A$4-80)*AK16*$A$16/1000","v":35.652936021034186},{"$f":"AE16*O16+($A$4-80)*AL16*$A$16/1000","v":34.03593339176161}]
[null,67,67.020157756354067,52.164767747589828,63.917616126205083,50.942156003505701,60.604732690622271,49.640666082383881,58.810254163014896,48.937335670464499,57.015775635407529,48.234005258545132,53.07186678352322,46.669588080631023,48.825591586327782,44.934268185801926,null,1.1170026292725679,1.0652936021034181,1.0100788781770378,0.98017090271691498,0.95026292725679218,0.88453111305872034,0.81375985977212972,0.77834444880345233,0.79699712052653238,0.81908893709327546,0.83212249916173009,0.84597648143878257,0.87936586574188758,0.92030156165858912,0.83499999999999996,0.83499999999999996,0.83499999999999996,0.83499999999999996,0.83499999999999996,0.83499999999999996,0.83499999999999996,{"$f":"Y17*C17+($A$4-80)*AF17*$A$16/1000","v":52.164767747589828},{"$f":"Z17*E17+($A$4-80)*AG17*$A$16/1000","v":50.942156003505701},{"$f":"AA17*G17+($A$4-80)*AH17*$A$16/1000","v":49.640666082383881},{"$f":"AB17*I17+($A$4-80)*AI17*$A$16/1000","v":48.937335670464499},{"$f":"AC17*K17+($A$4-80)*AJ17*$A$16/1000","v":48.234005258545132},{"$f":"AD17*M17+($A$4-80)*AK17*$A$16/1000","v":46.669588080631023},{"$f":"AE17*O17+($A$4-80)*AL17*$A$16/1000","v":44.934268185801926}]
[null,62,62.839614373356696,62.839614373356696,60.46012269938651,60.46012269938651,57.843996494303248,57.843996494303248,56.404469763365469,56.404469763365469,54.964943032427698,54.964943032427698,51.744084136722172,51.744084136722172,48.168273444347065,48.168273444347065,null,1.0473269062226116,1.0076687116564418,0.96406660823838741,0.94007449605609117,0.91608238387379493,0.86240140227870288,0.80280455740578438,1,1,1,1,1,1,1,0.83499999999999996,0.83499999999999996,0.83499999999999996,0.83499999999999996,0.83499999999999996,0.83499999999999996,0.83499999999999996,62.839614373356696,{"$f":"Z18*E18+($A$4-80)*AG18*$A$16/1000","v":60.46012269938651},{"$f":"AA18*G18+($A$4-80)*AH18*$A$16/1000","v":57.843996494303248},56.404469763365469,54.964943032427698,51.744084136722172,48.168273444347065]
[null,57,62.760736196319016,62.760736196319016,60.381244522348815,60.381244522348815,57.778264680105174,57.778264680105174,56.338737949167403,56.338737949167403,54.899211218229624,54.899211218229624,51.691498685363712,51.691498685363712,48.115687992988612,48.115687992988612,null,1.0460122699386503,1.0063540753724802,0.96297107800175286,0.93897896581945672,0.91498685363716037,0.86152497808939521,0.80192813321647682,1,1,1,1,1,1,1,0.83499999999999996,0.83499999999999996,0.83499999999999996,0.83499999999999996,0.83499999999999996,0.83499999999999996,0.83499999999999996,62.760736196319016,{"$f":"Z19*E19+($A$4-80)*AG19*$A$16/1000","v":60.381244522348815},{"$f":"AA19*G19+($A$4-80)*AH19*$A$16/1000","v":57.778264680105174},56.338737949167403,54.899211218229624,51.691498685363712,48.115687992988612]

{"sheet":"24AHA4_60","index":102,"n_rows":19,"n_cols":45,"rows_kept":19,"cut":false,"hidden":true,"merged":[[130,0,133,0],[120,12,121,12],[120,13,121,13],[120,14,121,14],[120,15,121,15],[122,0,125,0],[126,0,129,0],[119,12,119,13],[119,14,119,15],[120,4,121,4],[120,5,121,5],[120,6,121,6],[120,7,121,7],[120,8,121,8],[120,9,121,9],[120,10,121,10],[120,11,121,11],[119,0,121,0],[119,1,121,1],[119,4,119,5],[119,6,119,7],[119,8,119,9],[119,10,119,11],[111,0,114,0],[117,0,118,1],[117,4,117,15],[118,4,118,5],[118,6,118,7],[118,8,118,9],[118,10,118,11],[118,12,118,13],[118,14,118,15],[101,12,102,12],[101,13,102,13],[101,14,102,14],[101,15,102,15],[103,0,106,0],[107,0,110,0],[100,12,100,13],[100,14,100,15],[101,4,102,4],[101,5,102,5],[101,6,102,6],[101,7,102,7],[101,8,102,8],[101,9,102,9],[101,10,102,10],[101,11,102,11],[100,0,102,0],[100,1,102,1],[100,4,100,5],[100,6,100,7],[100,8,100,9],[100,10,100,11],[92,0,95,0],[98,0,99,1],[98,4,98,15],[99,4,99,5],[99,6,99,7],[99,8,99,9],[99,10,99,11],[99,12,99,13],[99,14,99,15],[82,12,83,12],[82,13,83,13],[82,14,83,14],[82,15,83,15],[84,0,87,0],[88,0,91,0],[81,12,81,13],[81,14,81,15],[82,4,83,4],[82,5,83,5],[82,6,83,6],[82,7,83,7],[82,8,83,8],[82,9,83,9],[82,10,83,10],[82,11,83,11],[81,0,83,0],[81,1,83,1],[81,4,81,5],[81,6,81,7],[81,8,81,9],[81,10,81,11],[73,0,76,0],[79,0,80,1],[79,4,79,15],[80,4,80,5],[80,6,80,7],[80,8,80,9],[80,10,80,11],[80,12,80,13],[80,14,80,15],[63,12,64,12],[63,13,64,13],[63,14,64,14],[63,15,64,15],[65,0,68,0],[69,0,72,0],[62,12,62,13],[62,14,62,15],[63,4,64,4],[63,5,64,5],[63,6,64,6],[63,7,64,7],[63,8,64,8],[63,9,64,9],[63,10,64,10],[63,11,64,11],[62,0,64,0],[62,1,64,1],[62,4,62,5],[62,6,62,7],[62,8,62,9],[62,10,62,11],[54,0,57,0],[60,0,61,1],[60,4,60,15],[61,4,61,5],[61,6,61,7],[61,8,61,9],[61,10,61,11],[61,12,61,13],[61,14,61,15],[44,12,45,12],[44,13,45,13],[44,14,45,14],[44,15,45,15],[46,0,49,0],[50,0,53,0],[43,12,43,13],[43,14,43,15],[44,4,45,4],[44,5,45,5],[44,6,45,6],[44,7,45,7],[44,8,45,8],[44,9,45,9],[44,10,45,10],[44,11,45,11],[43,0,45,0],[43,1,45,1],[43,4,43,5],[43,6,43,7],[43,8,43,9],[43,10,43,11],[35,0,38,0],[41,0,42,1],[41,4,41,15],[42,4,42,5],[42,6,42,7],[42,8,42,9],[42,10,42,11],[42,12,42,13],[42,14,42,15],[25,12,26,12],[25,13,26,13],[25,14,26,14],[25,15,26,15],[27,0,30,0],[31,0,34,0],[24,12,24,13],[24,14,24,15],[25,4,26,4],[25,5,26,5],[25,6,26,6],[25,7,26,7],[25,8,26,8],[25,9,26,9],[25,10,26,10],[25,11,26,11],[24,0,26,0],[24,1,26,1],[24,4,24,5],[24,6,24,7],[24,8,24,9],[24,10,24,11],[7,0,10,0],[11,0,14,0],[15,0,18,0],[22,4,22,15],[23,4,23,5],[23,6,23,7],[23,8,23,9],[23,10,23,11],[23,12,23,13],[23,14,23,15],[5,10,6,10],[5,11,6,11],[5,12,6,12],[5,13,6,13],[5,14,6,14],[5,15,6,15],[4,10,4,11],[4,12,4,13],[4,14,4,15],[5,2,6,2],[5,3,6,3],[5,4,6,4],[5,5,6,5],[5,6,6,6],[5,7,6,7],[5,8,6,8],[4,0,6,0],[4,1,6,1],[4,2,4,3],[4,4,4,5],[4,6,4,7],[4,8,4,9],[5,9,6,9],[2,0,2,1],[2,2,2,15],[3,2,3,3],[3,4,3,5],[3,6,3,7],[3,8,3,9],[3,10,3,11],[3,12,3,13],[3,14,3,15]]}
[]
["24AHA4_60"]
["Evaporator Air \n",null,"Condenser  Entering Air Temperature ˚F"]
[80,"°F DB",75,null,85,null,95,null,100,null,105,null,115,null,125]
["CFM","EWB†\n˚F","Capacity Mbtuh",null,"Capacity Mbtuh",null,"Capacity Mbtuh",null,"Capacity Mbtuh",null,"Capacity Mbtuh",null,"Capacity Mbtuh",null,"Capacity Mbtuh"]
[null,null,"Total","Sens.","Total","Sens.","Total","Sens.","Total","Sens.","Total","Sens.","Total","Sens.","Total","Sens."]
[null,null,null,null,null,null,null,null,null,null,null,null,null,null,null,null,null,"Total Factors",null,null,null,null,null,null,"Sens. %",null,null,null,null,null,null,"IDB Adj",null,null,null,null,null,null,"Sens Calc"]
[1750,72,{"$f":"R8*$G$13","v":71.505711318795434},{"$f":"IF(AM8>C8,C8,AM8)","v":36.012461059190031},{"$f":"S8*$G$13","v":68.255451713395644},{"$f":"IF(AN8>E8,E8,AN8)","v":34.859813084112147},{"$f":"T8*$G$13","v":64.766355140186903},{"$f":"IF(AO8>G8,G8,AO8)","v":33.644859813084103},{"$f":"U8*$G$13","v":62.850467289719617},{"$f":"IF(AP8>I8,I8,AP8)","v":32.980269989615778},{"$f":"V8*$G$13","v":60.934579439252332},{"$f":"IF(AQ8>K8,K8,AQ8)","v":32.315680166147459},{"$f":"W8*$G$13","v":56.749740394600209},{"$f":"IF(AR8>M8,M8,AR8)","v":30.89304257528557},{"$f":"X8*$G$13","v":52.139148494288676},{"$f":"IF(AS8>O8,O8,AS8)","v":29.345794392523363},null,1.1917618553132572,1.1375908618899273,1.0794392523364484,1.0475077881619936,1.0155763239875388,0.94582900657667013,0.86898580823814464,0.50363055474876561,0.51072569602921036,0.51948051948051943,0.52474184221396114,0.53033401499659172,0.54437328453796896,0.56283608842859989,0.83499999999999996,0.83499999999999996,0.83499999999999996,0.83499999999999996,0.83499999999999996,0.83499999999999996,0.83499999999999996,{"$f":"Y8*C8+($A$4-80)*AF8*$A$8/1000","v":36.012461059190031},{"$f":"Z8*E8+($A$4-80)*AG8*$A$8/1000","v":34.859813084112147},{"$f":"AA8*G8+($A$4-80)*AH8*$A$8/1000","v":33.644859813084103},{"$f":"AB8*I8+($A$4-80)*AI8*$A$8/1000","v":32.980269989615778},{"$f":"AC8*K8+($A$4-80)*AJ8*$A$8/1000","v":32.315680166147459},{"$f":"AD8*M8+($A$4-80)*AK8*$A$8/1000","v":30.89304257528557},{"$f":"AE8*O8+($A$4-80)*AL8*$A$8/1000","v":29.345794392523363}]
[null,67,65.223260643821391,44.496365524402904,62.315680166147452,{"$f":"IF(AN9>E9,E9,AN9)","v":43.364485981308412},{"$f":"T9*$G$13","v":59.190031152647975},{"$f":"IF(AO9>G9,G9,AO9)","v":42.159916926272068},57.471443406022843,{"$f":"IF(AP9>I9,I9,AP9)","v":41.505711318795427},55.75285565939771,{"$f":"IF(AQ9>K9,K9,AQ9)","v":40.851505711318794},51.973001038421593,{"$f":"IF(AR9>M9,M9,AR9)","v":39.418483904465212},47.798546209761163,{"$f":"IF(AS9>O9,O9,AS9)","v":37.860851505711317},null,1.0870543440636899,1.0385946694357908,0.98650051921079962,0.95785739010038073,0.92921426098996185,0.86621668397369322,0.79664243682935276,0.68221620761025314,0.69588401933011168,0.71228070175438596,0.72219712711175355,0.73272490221642772,0.75844155844155847,0.79209211383880074,0.83499999999999996,0.83499999999999996,0.83499999999999996,0.83499999999999996,0.83499999999999996,0.83499999999999996,0.83499999999999996,{"$f":"Y9*C9+($A$4-80)*AF9*$A$8/1000","v":44.496365524402904},{"$f":"Z9*E9+($A$4-80)*AG9*$A$8/1000","v":43.364485981308412},{"$f":"AA9*G9+($A$4-80)*AH9*$A$8/1000","v":42.159916926272068},{"$f":"AB9*I9+($A$4-80)*AI9*$A$8/1000","v":41.505711318795427},{"$f":"AC9*K9+($A$4-80)*AJ9*$A$8/1000","v":40.851505711318794},{"$f":"AD9*M9+($A$4-80)*AK9*$A$8/1000","v":39.418483904465212},{"$f":"AE9*O9+($A$4-80)*AL9*$A$8/1000","v":37.860851505711317}]
[null,62,59.823468328141217,52.886812045690547,57.289719626168228,51.734164070612671,{"$f":"T10*$G$13","v":54.600207684319827},50.456905503634474,53.224299065420553,51.152647975077883,51.848390446521286,51.848390446521286,48.961578400830732,48.961578400830732,45.690550363447556,45.690550363447556,null,0.99705780546902034,0.95482866043613712,0.9100034614053305,0.88707165109034258,0.86413984077535477,0.81602630668051224,0.76150917272412599,0.88404790834924496,0.90302700743157516,0.92411563332065438,0.96107696810067333,1,1,1,0.83499999999999996,0.83499999999999996,0.83499999999999996,0.83499999999999996,0.83499999999999996,0.83499999999999996,0.83499999999999996,52.886812045690547,{"$f":"Z10*E10+($A$4-80)*AG10*$A$8/1000","v":51.734164070612671},{"$f":"AA10*G10+($A$4-80)*AH10*$A$8/1000","v":50.456905503634474},51.152647975077883,51.848390446521286,48.961578400830732,45.690550363447556]
[null,57,58.701973001038425,58.701973001038425,56.625129802699895,56.625129802699895,{"$f":"T11*$G$13","v":54.330218068535828},54.330218068535828,53.052959501557631,53.052959501557631,51.77570093457944,51.77570093457944,48.899273104880585,48.899273104880585,45.628245067497403,45.628245067497403,null,0.97836621668397372,0.94375216337833157,0.90550363447559712,0.88421599169262721,0.86292834890965731,0.81498788508134312,0.76047075112495666,1,1,1,1,1,1,1,0.83499999999999996,0.83499999999999996,0.83499999999999996,0.83499999999999996,0.83499999999999996,0.83499999999999996,0.83499999999999996,58.701973001038425,{"$f":"Z11*E11+($A$4-80)*AG11*$A$8/1000","v":56.625129802699895},{"$f":"AA11*G11+($A$4-80)*AH11*$A$8/1000","v":54.330218068535828},{"$f":"AB11*I11+($A$4-80)*AI11*$A$8/1000","v":53.052959501557631},51.77570093457944,48.899273104880585,45.628245067497403]
[2000,72,72.627206645898241,37.840083073727939,69.221183800623038,36.666666666666657,{"$f":"T12*$G$13","v":65.565939771547235},35.410176531671851,63.582554517133964,34.740394600207686,61.599169262720672,34.070612668743522,57.258566978193144,32.616822429906534,52.502596053997927,31.048805815160957,null,1.2104534440983039,1.1536863966770508,1.0927656628591207,1.0597092419522327,1.0266528210453445,0.9543094496365524,0.87504326756663209,0.52101801544180726,0.52970297029702973,0.54006968641114983,0.54638249224236479,0.55310182063385038,0.56964091403699668,0.591376582278481,0.83499999999999996,0.83499999999999996,0.83499999999999996,0.83499999999999996,0.83499999999999996,0.83499999999999996,0.83499999999999996,{"$f":"Y12*C12+($A$4-80)*AF12*$A$12/1000","v":37.840083073727939},{"$f":"Z12*E12+($A$4-80)*AG12*$A$12/1000","v":36.666666666666657},{"$f":"AA12*G12+($A$4-80)*AH12*$A$12/1000","v":35.410176531671851},{"$f":"AB12*I12+($A$4-80)*AI12*$A$12/1000","v":34.740394600207686},{"$f":"AC12*K12+($A$4-80)*AJ12*$A$12/1000","v":34.070612668743522},{"$f":"AD12*M12+($A$4-80)*AK12*$A$12/1000","v":32.616822429906534},{"$f":"AE12*O12+($A$4-80)*AL12*$A$12/1000","v":31.048805815160957}]
[null,67,66.292834890965736,47.455867082035304,63.271028037383182,46.303219106957435,60,45.067497403946,58.213914849428868,44.392523364485982,56.427829698857735,43.717549325025956,52.533748701973003,42.253374870197298,48.234683281412252,40.643821391484941,null,1.1048805815160956,1.0545171339563864,1,0.97023191415714782,0.94046382831429565,0.8755624783662167,0.80391138802353757,0.71585213032581452,0.73182340390612188,0.75112495673243329,0.76257581163039601,0.77475156422524838,0.80430915200632525,0.84262648008611407,0.83499999999999996,0.83499999999999996,0.83499999999999996,0.83499999999999996,0.83499999999999996,0.83499999999999996,0.83499999999999996,{"$f":"Y13*C13+($A$4-80)*AF13*$A$12/1000","v":47.455867082035304},{"$f":"Z13*E13+($A$4-80)*AG13*$A$12/1000","v":46.303219106957435},{"$f":"AA13*G13+($A$4-80)*AH13*$A$12/1000","v":45.067497403946},{"$f":"AB13*I13+($A$4-80)*AI13*$A$12/1000","v":44.392523364485982},{"$f":"AC13*K13+($A$4-80)*AJ13*$A$12/1000","v":43.717549325025956},{"$f":"AD13*M13+($A$4-80)*AK13*$A$12/1000","v":42.253374870197298},{"$f":"AE13*O13+($A$4-80)*AL13*$A$12/1000","v":40.643821391484941}]
[null,62,61.246105919003114,56.770508826583594,58.836967808930417,58.836967808930417,{"$f":"T14*$G$13","v":56.365524402907582},56.365524402907582,54.979231568016615,54.979231568016615,53.592938733125649,53.592938733125649,50.49844236760125,50.49844236760125,47.009345794392523,47.009345794392523,null,1.0207684319833852,0.9806161301488403,0.93942540671512631,0.91632052613361026,0.8932156455520941,0.84164070612668751,0.78348909657320875,0.92692438114615128,1,1,1,1,1,1,0.83499999999999996,0.83499999999999996,0.83499999999999996,0.83499999999999996,0.83499999999999996,0.83499999999999996,0.83499999999999996,56.770508826583594,{"$f":"Z14*E14+($A$4-80)*AG14*$A$12/1000","v":58.836967808930417},{"$f":"AA14*G14+($A$4-80)*AH14*$A$12/1000","v":56.365524402907582},54.979231568016615,53.592938733125649,50.49844236760125,47.009345794392523]
[null,57,61.01765316718587,61.01765316718587,58.753894080996879,58.753894080996879,56.282450674974044,56.282450674974044,54.90654205607477,54.90654205607477,53.530633437175496,53.530633437175496,50.436137071651089,50.436137071651089,46.957424714434062,46.957424714434062,null,1.0169608861197645,0.97923156801661471,0.93804084458290071,0.91510903426791279,0.89217722395292487,0.84060228452751817,0.78262374524056766,1,1,1,1,1,1,1,0.83499999999999996,0.83499999999999996,0.83499999999999996,0.83499999999999996,0.83499999999999996,0.83499999999999996,0.83499999999999996,61.01765316718587,{"$f":"Z15*E15+($A$4-80)*AG15*$A$12/1000","v":58.753894080996879},{"$f":"AA15*G15+($A$4-80)*AH15*$A$12/1000","v":56.282450674974044},54.90654205607477,53.530633437175496,50.436137071651089,46.957424714434062]
[2250,72,73.416407061266881,39.563862928348911,69.885773624091371,38.359293873312552,66.126687435098646,37.092419522326061,64.075804776739346,36.41225337487019,62.024922118380054,35.732087227414326,57.570093457943926,34.257528556593975,52.720664589823471,32.668743509865003,null,1.223606784354448,1.1647628937348562,1.1021114572516442,1.0679300796123226,1.0337487019730009,0.95950155763239875,0.87867774316372449,0.53889674681753885,0.54888558692421985,0.56092964824120606,0.56826837371363748,0.57609241587142135,0.59505772005772006,0.61965727792003145,0.83499999999999996,0.83499999999999996,0.83499999999999996,0.83499999999999996,0.83499999999999996,0.83499999999999996,0.83499999999999996,{"$f":"Y16*C16+($A$4-80)*AF16*$A$16/1000","v":39.563862928348911},{"$f":"Z16*E16+($A$4-80)*AG16*$A$16/1000","v":38.359293873312552},{"$f":"AA16*G16+($A$4-80)*AH16*$A$16/1000","v":37.092419522326061},{"$f":"AB16*I16+($A$4-80)*AI16*$A$16/1000","v":36.41225337487019},{"$f":"AC16*K16+($A$4-80)*AJ16*$A$16/1000","v":35.732087227414326},{"$f":"AD16*M16+($A$4-80)*AK16*$A$16/1000","v":34.257528556593975},{"$f":"AE16*O16+($A$4-80)*AL16*$A$16/1000","v":32.668743509865003}]
[null,67,67.092419522326054,50.280373831775698,63.9563862928349,49.096573208722745,60.591900311526487,47.829698857736247,58.759086188992733,47.144340602284537,56.926272066458978,46.458982346832812,52.938733125649009,44.932502596054,48.587746625129796,43.239875389408098,null,1.1182069920387676,1.0659397715472483,1.0098650051921081,0.97931810314987888,0.94877120110764968,0.88231221876081678,0.80979577708549666,0.74941959449001705,0.76765708718947878,0.78937446443873183,0.80233277370327838,0.81612550164173658,0.84876422126324058,0.88993374652703572,0.83499999999999996,0.83499999999999996,0.83499999999999996,0.83499999999999996,0.83499999999999996,0.83499999999999996,0.83499999999999996,{"$f":"Y17*C17+($A$4-80)*AF17*$A$16/1000","v":50.280373831775698},{"$f":"Z17*E17+($A$4-80)*AG17*$A$16/1000","v":49.096573208722745},{"$f":"AA17*G17+($A$4-80)*AH17*$A$16/1000","v":47.829698857736247},{"$f":"AB17*I17+($A$4-80)*AI17*$A$16/1000","v":47.144340602284537},{"$f":"AC17*K17+($A$4-80)*AJ17*$A$16/1000","v":46.458982346832812},{"$f":"AD17*M17+($A$4-80)*AK17*$A$16/1000","v":44.932502596054},{"$f":"AE17*O17+($A$4-80)*AL17*$A$16/1000","v":43.239875389408098}]
[null,62,62.990654205607477,62.990654205607477,60.581516095534781,60.581516095534781,57.933541017653162,57.933541017653162,56.464174454828658,56.464174454828658,54.994807892004154,54.994807892004154,51.723779854620979,51.723779854620979,48.0269989615784,48.0269989615784,null,1.0498442367601246,1.0096919349255797,0.96555901696088609,0.94106957424714432,0.91658013153340256,0.86206299757701632,0.80044998269297329,1,1,1,1,1,1,1,0.83499999999999996,0.83499999999999996,0.83499999999999996,0.83499999999999996,0.83499999999999996,0.83499999999999996,0.83499999999999996,62.990654205607477,{"$f":"Z18*E18+($A$4-80)*AG18*$A$16/1000","v":60.581516095534781},{"$f":"AA18*G18+($A$4-80)*AH18*$A$16/1000","v":57.933541017653162},56.464174454828658,54.994807892004154,51.723779854620979,48.0269989615784]
[null,57,62.907580477673932,62.907580477673932,60.508826583592942,60.508826583592942,57.860851505711317,57.860851505711317,56.396677050882658,56.396677050882658,54.932502596053993,54.932502596053993,51.661474558670818,51.661474558670818,47.975077881619939,47.975077881619939,null,1.0484596746278989,1.0084804430598824,0.96434752509518862,0.93994461751471103,0.91554170993423323,0.86102457597784698,0.79958463136033231,1,1,1,1,1,1,1,0.83499999999999996,0.83499999999999996,0.83499999999999996,0.83499999999999996,0.83499999999999996,0.83499999999999996,0.83499999999999996,62.907580477673932,{"$f":"Z19*E19+($A$4-80)*AG19*$A$16/1000","v":60.508826583592942},{"$f":"AA19*G19+($A$4-80)*AH19*$A$16/1000","v":57.860851505711317},56.396677050882658,54.932502596053993,51.661474558670818,47.975077881619939]

{"sheet":"CA14NA_18","index":103,"n_rows":19,"n_cols":45,"rows_kept":19,"cut":false,"hidden":true,"merged":[[2,0,2,1],[2,2,2,15],[3,2,3,3],[3,4,3,5],[3,6,3,7],[3,8,3,9],[3,10,3,11],[3,12,3,13],[3,14,3,15],[5,2,6,2],[5,3,6,3],[5,4,6,4],[5,5,6,5],[5,6,6,6],[5,7,6,7],[5,8,6,8],[4,0,6,0],[4,1,6,1],[4,2,4,3],[4,4,4,5],[4,6,4,7],[4,8,4,9],[5,9,6,9],[5,10,6,10],[5,11,6,11],[5,12,6,12],[5,13,6,13],[5,14,6,14],[5,15,6,15],[4,10,4,11],[4,12,4,13],[4,14,4,15],[7,0,10,0],[11,0,14,0],[15,0,18,0],[22,4,22,15],[23,4,23,5],[23,6,23,7],[23,8,23,9],[23,10,23,11],[23,12,23,13],[23,14,23,15],[25,12,26,12],[25,13,26,13],[25,14,26,14],[25,15,26,15],[27,0,30,0],[31,0,34,0],[24,12,24,13],[24,14,24,15],[25,4,26,4],[25,5,26,5],[25,6,26,6],[25,7,26,7],[25,8,26,8],[25,9,26,9],[25,10,26,10],[25,11,26,11],[24,0,26,0],[24,1,26,1],[24,4,24,5],[24,6,24,7],[24,8,24,9],[24,10,24,11],[35,0,38,0],[41,0,42,1],[41,4,41,15],[42,4,42,5],[42,6,42,7],[42,8,42,9],[42,10,42,11],[42,12,42,13],[42,14,42,15],[44,12,45,12],[44,13,45,13],[44,14,45,14],[44,15,45,15],[46,0,49,0],[50,0,53,0],[43,12,43,13],[43,14,43,15],[44,4,45,4],[44,5,45,5],[44,6,45,6],[44,7,45,7],[44,8,45,8],[44,9,45,9],[44,10,45,10],[44,11,45,11],[43,0,45,0],[43,1,45,1],[43,4,43,5],[43,6,43,7],[43,8,43,9],[43,10,43,11],[54,0,57,0],[60,0,61,1],[60,4,60,15],[61,4,61,5],[61,6,61,7],[61,8,61,9],[61,10,61,11],[61,12,61,13],[61,14,61,15],[63,12,64,12],[63,13,64,13],[63,14,64,14],[63,15,64,15],[65,0,68,0],[69,0,72,0],[62,12,62,13],[62,14,62,15],[63,4,64,4],[63,5,64,5],[63,6,64,6],[63,7,64,7],[63,8,64,8],[63,9,64,9],[63,10,64,10],[63,11,64,11],[62,0,64,0],[62,1,64,1],[62,4,62,5],[62,6,62,7],[62,8,62,9],[62,10,62,11],[73,0,76,0],[79,0,80,1],[79,4,79,15],[80,4,80,5],[80,6,80,7],[80,8,80,9],[80,10,80,11],[80,12,80,13],[80,14,80,15],[82,12,83,12],[82,13,83,13],[82,14,83,14],[82,15,83,15],[84,0,87,0],[88,0,91,0],[81,12,81,13],[81,14,81,15],[82,4,83,4],[82,5,83,5],[82,6,83,6],[82,7,83,7],[82,8,83,8],[82,9,83,9],[82,10,83,10],[82,11,83,11],[81,0,83,0],[81,1,83,1],[81,4,81,5],[81,6,81,7],[81,8,81,9],[81,10,81,11],[92,0,95,0],[98,0,99,1],[98,4,98,15],[99,4,99,5],[99,6,99,7],[99,8,99,9],[99,10,99,11],[99,12,99,13],[99,14,99,15],[101,12,102,12],[101,13,102,13],[101,14,102,14],[101,15,102,15],[103,0,106,0],[107,0,110,0],[100,12,100,13],[100,14,100,15],[101,4,102,4],[101,5,102,5],[101,6,102,6],[101,7,102,7],[101,8,102,8],[101,9,102,9],[101,10,102,10],[101,11,102,11],[100,0,102,0],[100,1,102,1],[100,4,100,5],[100,6,100,7],[100,8,100,9],[100,10,100,11],[111,0,114,0],[117,0,118,1],[117,4,117,15],[118,4,118,5],[118,6,118,7],[118,8,118,9],[118,10,118,11],[118,12,118,13],[118,14,118,15],[130,0,133,0],[120,12,121,12],[120,13,121,13],[120,14,121,14],[120,15,121,15],[122,0,125,0],[126,0,129,0],[119,12,119,13],[119,14,119,15],[120,4,121,4],[120,5,121,5],[120,6,121,6],[120,7,121,7],[120,8,121,8],[120,9,121,9],[120,10,121,10],[120,11,121,11],[119,0,121,0],[119,1,121,1],[119,4,119,5],[119,6,119,7],[119,8,119,9],[119,10,119,11]]}
[]
["CA14NA_18"]
["Evaporator Air \n",null,"Condenser  Entering Air Temperature ˚F"]
[80,"°F DB",75,null,85,null,95,null,100,null,105,null,115,null,125]
["CFM","EWB†\n˚F","Capacity Mbtuh",null,"Capacity Mbtuh",null,"Capacity Mbtuh",null,"Capacity Mbtuh",null,"Capacity Mbtuh",null,"Capacity Mbtuh",null,"Capacity Mbtuh"]
[null,null,"Total","Sens.","Total","Sens.","Total","Sens.","Total","Sens.","Total","Sens.","Total","Sens.","Total","Sens."]
[null,null,null,null,null,null,null,null,null,null,null,null,null,null,null,null,null,"Total Factors",null,null,null,null,null,null,"Sens. %",null,null,null,null,null,null,"IDB Adj",null,null,null,null,null,null,"Sens Calc"]
[525,72,{"$f":"R8*$G$13","v":70.326209223847016},{"$f":"IF(AM8>C8,C8,AM8)","v":37.626546681664792},{"$f":"S8*$G$13","v":67.761529808773901},{"$f":"IF(AN8>E8,E8,AN8)","v":36.647919010123729},{"$f":"T8*$G$13","v":64.994375703037122},{"$f":"IF(AO8>G8,G8,AO8)","v":35.635545556805397},{"$f":"U8*$G$13","v":63.442069741282346},{"$f":"IF(AP8>I8,I8,AP8)","v":35.061867266591683},{"$f":"V8*$G$13","v":61.889763779527556},{"$f":"IF(AQ8>K8,K8,AQ8)","v":34.488188976377955},{"$f":"W8*$G$13","v":58.312710911136108},{"$f":"IF(AR8>M8,M8,AR8)","v":33.205849268841391},{"$f":"X8*$G$13","v":54.229471316085487},{"$f":"IF(AS8>O8,O8,AS8)","v":31.721034870641169},null,1.1721034870641169,1.1293588301462316,1.0832395950506186,1.0573678290213724,1.0314960629921259,0.97187851518560175,0.90382452193475815,0.53502879078694821,0.54083665338645415,0.54828660436137067,0.55265957446808511,0.5572519083969466,0.56944444444444442,0.58494088363410079,0.83499999999999996,0.83499999999999996,0.83499999999999996,0.83499999999999996,0.83499999999999996,0.83499999999999996,0.83499999999999996,{"$f":"Y8*C8+($A$4-80)*AF8*$A$8/1000","v":37.626546681664792},{"$f":"Z8*E8+($A$4-80)*AG8*$A$8/1000","v":36.647919010123729},{"$f":"AA8*G8+($A$4-80)*AH8*$A$8/1000","v":35.635545556805397},{"$f":"AB8*I8+($A$4-80)*AI8*$A$8/1000","v":35.061867266591683},{"$f":"AC8*K8+($A$4-80)*AJ8*$A$8/1000","v":34.488188976377955},{"$f":"AD8*M8+($A$4-80)*AK8*$A$8/1000","v":33.205849268841391},{"$f":"AE8*O8+($A$4-80)*AL8*$A$8/1000","v":31.721034870641169}]
[null,67,64.285714285714278,46.569178852643418,61.754780652418447,{"$f":"IF(AN9>E9,E9,AN9)","v":45.523059617547801},{"$f":"T9*$G$13","v":59.055118110236215},{"$f":"IF(AO9>G9,G9,AO9)","v":44.409448818897637},57.536557930258716,{"$f":"IF(AP9>I9,I9,AP9)","v":43.802024746906632},56.017997750281211,{"$f":"IF(AQ9>K9,K9,AQ9)","v":43.194600674915627},52.575928008998872,{"$f":"IF(AR9>M9,M9,AR9)","v":41.811023622047244},48.593925759280083,{"$f":"IF(AS9>O9,O9,AS9)","v":40.258717660292454},null,1.0714285714285714,1.0292463442069741,0.98425196850393692,0.95894263217097864,0.93363329583802024,0.87626546681664785,0.80989876265466809,0.72440944881889768,0.73715846994535517,0.752,0.76129032258064511,0.77108433734939752,0.79525032092426196,0.82847222222222217,0.83499999999999996,0.83499999999999996,0.83499999999999996,0.83499999999999996,0.83499999999999996,0.83499999999999996,0.83499999999999996,{"$f":"Y9*C9+($A$4-80)*AF9*$A$8/1000","v":46.569178852643418},{"$f":"Z9*E9+($A$4-80)*AG9*$A$8/1000","v":45.523059617547801},{"$f":"AA9*G9+($A$4-80)*AH9*$A$8/1000","v":44.409448818897637},{"$f":"AB9*I9+($A$4-80)*AI9*$A$8/1000","v":43.802024746906632},{"$f":"AC9*K9+($A$4-80)*AJ9*$A$8/1000","v":43.194600674915627},{"$f":"AD9*M9+($A$4-80)*AK9*$A$8/1000","v":41.811023622047244},{"$f":"AE9*O9+($A$4-80)*AL9*$A$8/1000","v":40.258717660292454}]
[null,62,58.785151856018004,55.309336332958388,56.355455568053991,54.19572553430821,{"$f":"T10*$G$13","v":53.723284589426314},52.913385826771645,52.373453318335201,51.96850393700786,51.023622047244089,51.023622047244089,48.391451068616419,48.391451068616419,45.388076490438685,45.388076490438685,null,0.97975253093363335,0.93925759280089982,0.89538807649043861,0.87289088863892006,0.85039370078740151,0.8065241844769403,0.75646794150731145,0.94087256027554533,0.96167664670658681,0.98492462311557782,0.99226804123711332,1,1,1,0.83499999999999996,0.83499999999999996,0.83499999999999996,0.83499999999999996,0.83499999999999996,0.83499999999999996,0.83499999999999996,55.309336332958388,{"$f":"Z10*E10+($A$4-80)*AG10*$A$8/1000","v":54.19572553430821},{"$f":"AA10*G10+($A$4-80)*AH10*$A$8/1000","v":52.913385826771645},51.96850393700786,51.023622047244089,48.391451068616419,45.388076490438685]
[null,57,57.36782902137233,57.36782902137233,55.376827896512935,55.376827896512935,{"$f":"T11*$G$13","v":53.284589426321702},53.284589426321702,52.120359955005625,52.120359955005625,50.956130483689535,50.956130483689535,48.323959505061865,48.323959505061865,45.320584926884131,45.320584926884131,null,0.95613048368953879,0.92294713160854891,0.88807649043869508,0.8686726659167604,0.84926884139482561,0.8053993250843644,0.75534308211473555,1,1,1,1,1,1,1,0.83499999999999996,0.83499999999999996,0.83499999999999996,0.83499999999999996,0.83499999999999996,0.83499999999999996,0.83499999999999996,57.36782902137233,{"$f":"Z11*E11+($A$4-80)*AG11*$A$8/1000","v":55.376827896512935},{"$f":"AA11*G11+($A$4-80)*AH11*$A$8/1000","v":53.284589426321702},{"$f":"AB11*I11+($A$4-80)*AI11*$A$8/1000","v":52.120359955005625},50.956130483689535,48.323959505061865,45.320584926884131]
[600,72,71.473565804274457,39.685039370078741,68.841394825646788,38.740157480314963,{"$f":"T12*$G$13","v":66.006749156355454},37.694038245219346,64.403824521934752,37.120359955005618,62.800899887514049,36.54668166479189,59.12260967379077,35.26434195725534,54.904386951631039,33.779527559055119,null,1.1912260967379076,1.1473565804274464,1.1001124859392575,1.0733970753655793,1.0466816647919008,0.98537682789651282,0.91507311586051732,0.55524079320113318,0.5627450980392158,0.57106339468302658,0.57636887608069165,0.58194519075765716,0.59646118721461183,0.61524277811923789,0.83499999999999996,0.83499999999999996,0.83499999999999996,0.83499999999999996,0.83499999999999996,0.83499999999999996,0.83499999999999996,{"$f":"Y12*C12+($A$4-80)*AF12*$A$12/1000","v":39.685039370078741},{"$f":"Z12*E12+($A$4-80)*AG12*$A$12/1000","v":38.740157480314963},{"$f":"AA12*G12+($A$4-80)*AH12*$A$12/1000","v":37.694038245219346},{"$f":"AB12*I12+($A$4-80)*AI12*$A$12/1000","v":37.120359955005618},{"$f":"AC12*K12+($A$4-80)*AJ12*$A$12/1000","v":36.54668166479189},{"$f":"AD12*M12+($A$4-80)*AK12*$A$12/1000","v":35.26434195725534},{"$f":"AE12*O12+($A$4-80)*AL12*$A$12/1000","v":33.779527559055119}]
[null,67,65.331833520809894,49.876265466816648,62.800899887514049,48.863892013498308,60,47.750281214848144,58.447694038245217,47.142857142857139,56.895388076490434,46.535433070866134,53.352080989876264,45.118110236220467,49.336332958380197,43.532058492688414,null,1.0888638920134983,1.0466816647919008,1,0.97412823397075365,0.9482564679415072,0.88920134983127108,0.82227221597300326,0.76342975206611574,0.77807630306286946,0.79583802024746908,0.80658198614318699,0.81791221826809013,0.84566729917773553,0.88235294117647067,0.83499999999999996,0.83499999999999996,0.83499999999999996,0.83499999999999996,0.83499999999999996,0.83499999999999996,0.83499999999999996,{"$f":"Y13*C13+($A$4-80)*AF13*$A$12/1000","v":49.876265466816648},{"$f":"Z13*E13+($A$4-80)*AG13*$A$12/1000","v":48.863892013498308},{"$f":"AA13*G13+($A$4-80)*AH13*$A$12/1000","v":47.750281214848144},{"$f":"AB13*I13+($A$4-80)*AI13*$A$12/1000","v":47.142857142857139},{"$f":"AC13*K13+($A$4-80)*AJ13*$A$12/1000","v":46.535433070866134},{"$f":"AD13*M13+($A$4-80)*AK13*$A$12/1000","v":45.118110236220467},{"$f":"AE13*O13+($A$4-80)*AL13*$A$12/1000","v":43.532058492688414}]
[null,62,60.03374578177727,59.696287964004497,57.840269966254219,57.840269966254219,{"$f":"T14*$G$13","v":55.646794150731147},55.646794150731147,54.415073115860515,54.415073115860515,53.183352080989877,53.183352080989877,50.416197975253084,50.416197975253084,47.244094488188971,47.244094488188971,null,1.0005624296962878,0.96400449943757027,0.92744656917885249,0.90691788526434192,0.88638920134983123,0.84026996625421813,0.78740157480314954,0.99437886453063529,1,1,1,1,1,1,0.83499999999999996,0.83499999999999996,0.83499999999999996,0.83499999999999996,0.83499999999999996,0.83499999999999996,0.83499999999999996,59.696287964004497,{"$f":"Z14*E14+($A$4-80)*AG14*$A$12/1000","v":57.840269966254219},{"$f":"AA14*G14+($A$4-80)*AH14*$A$12/1000","v":55.646794150731147},54.415073115860515,53.183352080989877,50.416197975253084,47.244094488188971]
[null,57,59.797525309336322,59.797525309336322,57.73903262092238,57.73903262092238,55.545556805399329,55.545556805399329,54.330708661417326,54.330708661417326,53.115860517435323,53.115860517435323,50.348706411698537,50.348706411698537,47.176602924634416,47.176602924634416,null,0.9966254218222721,0.96231721034870632,0.92575928008998876,0.9055118110236221,0.88526434195725534,0.83914510686164223,0.78627671541057365,1,1,1,1,1,1,1,0.83499999999999996,0.83499999999999996,0.83499999999999996,0.83499999999999996,0.83499999999999996,0.83499999999999996,0.83499999999999996,59.797525309336322,{"$f":"Z15*E15+($A$4-80)*AG15*$A$12/1000","v":57.73903262092238},{"$f":"AA15*G15+($A$4-80)*AH15*$A$12/1000","v":55.545556805399329},54.330708661417326,53.115860517435323,50.348706411698537,47.176602924634416]
[675,72,72.28346456692914,41.709786276715413,69.617547806524186,40.764904386951635,66.681664791901014,39.718785151856011,65.061867266591676,39.14510686164229,63.442069741282346,38.571428571428577,59.696287964004505,37.289088863892012,55.376827896512935,35.804274465691783,null,1.204724409448819,1.1602924634420697,1.1113610798650169,1.0843644544431945,1.0573678290213724,0.99493813273340836,0.92294713160854891,0.57703081232492992,0.5855550169655841,0.59564777327935214,0.60165975103734437,0.60797872340425529,0.62464669304691911,0.64655697745277263,0.83499999999999996,0.83499999999999996,0.83499999999999996,0.83499999999999996,0.83499999999999996,0.83499999999999996,0.83499999999999996,{"$f":"Y16*C16+($A$4-80)*AF16*$A$16/1000","v":41.709786276715413},{"$f":"Z16*E16+($A$4-80)*AG16*$A$16/1000","v":40.764904386951635},{"$f":"AA16*G16+($A$4-80)*AH16*$A$16/1000","v":39.718785151856011},{"$f":"AB16*I16+($A$4-80)*AI16*$A$16/1000","v":39.14510686164229},{"$f":"AC16*K16+($A$4-80)*AJ16*$A$16/1000","v":38.571428571428577},{"$f":"AD16*M16+($A$4-80)*AK16*$A$16/1000","v":37.289088863892012},{"$f":"AE16*O16+($A$4-80)*AL16*$A$16/1000","v":35.804274465691783}]
[null,67,66.141732283464563,53.149606299212593,63.543307086614163,52.103487064116983,60.708661417322823,50.989876265466805,59.12260967379077,50.382452193475814,57.536557930258716,49.775028121484816,53.959505061867262,48.357705286839142,49.84251968503937,46.737907761529812,null,1.1023622047244095,1.0590551181102361,1.011811023622047,0.98537682789651282,0.95894263217097864,0.89932508436445435,0.8307086614173228,0.80357142857142849,0.81996813595326612,0.83991106170094498,0.85216894977168955,0.86510263929618769,0.89618511569731085,0.93771157752200407,0.83499999999999996,0.83499999999999996,0.83499999999999996,0.83499999999999996,0.83499999999999996,0.83499999999999996,0.83499999999999996,{"$f":"Y17*C17+($A$4-80)*AF17*$A$16/1000","v":53.149606299212593},{"$f":"Z17*E17+($A$4-80)*AG17*$A$16/1000","v":52.103487064116983},{"$f":"AA17*G17+($A$4-80)*AH17*$A$16/1000","v":50.989876265466805},{"$f":"AB17*I17+($A$4-80)*AI17*$A$16/1000","v":50.382452193475814},{"$f":"AC17*K17+($A$4-80)*AJ17*$A$16/1000","v":49.775028121484816},{"$f":"AD17*M17+($A$4-80)*AK17*$A$16/1000","v":48.357705286839142},{"$f":"AE17*O17+($A$4-80)*AL17*$A$16/1000","v":46.737907761529812}]
[null,62,61.856017997750271,61.856017997750271,59.763779527559052,59.763779527559052,57.502812148481432,57.502812148481432,56.220472440944881,56.220472440944881,54.938132733408324,54.938132733408324,52.069741282339706,52.069741282339706,48.796400449943761,48.796400449943761,null,1.0309336332958379,0.99606299212598426,0.95838020247469058,0.93700787401574803,0.91563554555680537,0.86782902137232842,0.813273340832396,1,1,1,1,1,1,1,0.83499999999999996,0.83499999999999996,0.83499999999999996,0.83499999999999996,0.83499999999999996,0.83499999999999996,0.83499999999999996,61.856017997750271,{"$f":"Z18*E18+($A$4-80)*AG18*$A$16/1000","v":59.763779527559052},{"$f":"AA18*G18+($A$4-80)*AH18*$A$16/1000","v":57.502812148481432},56.220472440944881,54.938132733408324,52.069741282339706,48.796400449943761]
[null,57,61.788526434195717,61.788526434195717,59.66254218222722,59.66254218222722,57.401574803149614,57.401574803149614,56.136107986501685,56.136107986501685,54.870641169853769,54.870641169853769,52.002249718785151,52.002249718785151,48.728908886389199,48.728908886389199,null,1.029808773903262,0.99437570303712031,0.95669291338582685,0.93560179977502811,0.91451068616422948,0.86670416197975253,0.81214848143981999,1,1,1,1,1,1,1,0.83499999999999996,0.83499999999999996,0.83499999999999996,0.83499999999999996,0.83499999999999996,0.83499999999999996,0.83499999999999996,61.788526434195717,{"$f":"Z19*E19+($A$4-80)*AG19*$A$16/1000","v":59.66254218222722},{"$f":"AA19*G19+($A$4-80)*AH19*$A$16/1000","v":57.401574803149614},56.136107986501685,54.870641169853769,52.002249718785151,48.728908886389199]

{"sheet":"CA14NA_24","index":104,"n_rows":19,"n_cols":45,"rows_kept":19,"cut":false,"hidden":true,"merged":[[2,0,2,1],[2,2,2,15],[3,2,3,3],[3,4,3,5],[3,6,3,7],[3,8,3,9],[3,10,3,11],[3,12,3,13],[3,14,3,15],[5,2,6,2],[5,3,6,3],[5,4,6,4],[5,5,6,5],[5,6,6,6],[5,7,6,7],[5,8,6,8],[4,0,6,0],[4,1,6,1],[4,2,4,3],[4,4,4,5],[4,6,4,7],[4,8,4,9],[5,9,6,9],[5,10,6,10],[5,11,6,11],[5,12,6,12],[5,13,6,13],[5,14,6,14],[5,15,6,15],[4,10,4,11],[4,12,4,13],[4,14,4,15],[7,0,10,0],[11,0,14,0],[15,0,18,0],[22,4,22,15],[23,4,23,5],[23,6,23,7],[23,8,23,9],[23,10,23,11],[23,12,23,13],[23,14,23,15],[25,12,26,12],[25,13,26,13],[25,14,26,14],[25,15,26,15],[27,0,30,0],[31,0,34,0],[24,12,24,13],[24,14,24,15],[25,4,26,4],[25,5,26,5],[25,6,26,6],[25,7,26,7],[25,8,26,8],[25,9,26,9],[25,10,26,10],[25,11,26,11],[24,0,26,0],[24,1,26,1],[24,4,24,5],[24,6,24,7],[24,8,24,9],[24,10,24,11],[35,0,38,0],[41,0,42,1],[41,4,41,15],[42,4,42,5],[42,6,42,7],[42,8,42,9],[42,10,42,11],[42,12,42,13],[42,14,42,15],[44,12,45,12],[44,13,45,13],[44,14,45,14],[44,15,45,15],[46,0,49,0],[50,0,53,0],[43,12,43,13],[43,14,43,15],[44,4,45,4],[44,5,45,5],[44,6,45,6],[44,7,45,7],[44,8,45,8],[44,9,45,9],[44,10,45,10],[44,11,45,11],[43,0,45,0],[43,1,45,1],[43,4,43,5],[43,6,43,7],[43,8,43,9],[43,10,43,11],[54,0,57,0],[60,0,61,1],[60,4,60,15],[61,4,61,5],[61,6,61,7],[61,8,61,9],[61,10,61,11],[61,12,61,13],[61,14,61,15],[63,12,64,12],[63,13,64,13],[63,14,64,14],[63,15,64,15],[65,0,68,0],[69,0,72,0],[62,12,62,13],[62,14,62,15],[63,4,64,4],[63,5,64,5],[63,6,64,6],[63,7,64,7],[63,8,64,8],[63,9,64,9],[63,10,64,10],[63,11,64,11],[62,0,64,0],[62,1,64,1],[62,4,62,5],[62,6,62,7],[62,8,62,9],[62,10,62,11],[73,0,76,0],[79,0,80,1],[79,4,79,15],[80,4,80,5],[80,6,80,7],[80,8,80,9],[80,10,80,11],[80,12,80,13],[80,14,80,15],[82,12,83,12],[82,13,83,13],[82,14,83,14],[82,15,83,15],[84,0,87,0],[88,0,91,0],[81,12,81,13],[81,14,81,15],[82,4,83,4],[82,5,83,5],[82,6,83,6],[82,7,83,7],[82,8,83,8],[82,9,83,9],[82,10,83,10],[82,11,83,11],[81,0,83,0],[81,1,83,1],[81,4,81,5],[81,6,81,7],[81,8,81,9],[81,10,81,11],[92,0,95,0],[98,0,99,1],[98,4,98,15],[99,4,99,5],[99,6,99,7],[99,8,99,9],[99,10,99,11],[99,12,99,13],[99,14,99,15],[101,12,102,12],[101,13,102,13],[101,14,102,14],[101,15,102,15],[103,0,106,0],[107,0,110,0],[100,12,100,13],[100,14,100,15],[101,4,102,4],[101,5,102,5],[101,6,102,6],[101,7,102,7],[101,8,102,8],[101,9,102,9],[101,10,102,10],[101,11,102,11],[100,0,102,0],[100,1,102,1],[100,4,100,5],[100,6,100,7],[100,8,100,9],[100,10,100,11],[111,0,114,0],[117,0,118,1],[117,4,117,15],[118,4,118,5],[118,6,118,7],[118,8,118,9],[118,10,118,11],[118,12,118,13],[118,14,118,15],[130,0,133,0],[120,12,121,12],[120,13,121,13],[120,14,121,14],[120,15,121,15],[122,0,125,0],[126,0,129,0],[119,12,119,13],[119,14,119,15],[120,4,121,4],[120,5,121,5],[120,6,121,6],[120,7,121,7],[120,8,121,8],[120,9,121,9],[120,10,121,10],[120,11,121,11],[119,0,121,0],[119,1,121,1],[119,4,119,5],[119,6,119,7],[119,8,119,9],[119,10,119,11]]}
[]
["CA14NA_24"]
["Evaporator Air \n",null,"Condenser  Entering Air Temperature ˚F"]
[80,"°F DB",75,null,85,null,95,null,100,null,105,null,115,null,125]
["CFM","EWB†\n˚F","Capacity Mbtuh",null,"Capacity Mbtuh",null,"Capacity Mbtuh",null,"Capacity Mbtuh",null,"Capacity Mbtuh",null,"Capacity Mbtuh",null,"Capacity Mbtuh"]
[null,null,"Total","Sens.","Total","Sens.","Total","Sens.","Total","Sens.","Total","Sens.","Total","Sens.","Total","Sens."]
[null,null,null,null,null,null,null,null,null,null,null,null,null,null,null,null,null,"Total Factors",null,null,null,null,null,null,"Sens. %",null,null,null,null,null,null,"IDB Adj",null,null,null,null,null,null,"Sens Calc"]
[700,72,{"$f":"R8*$G$13","v":70.256842105263146},{"$f":"IF(AM8>C8,C8,AM8)","v":37.616842105263153},{"$f":"S8*$G$13","v":67.553684210526313},{"$f":"IF(AN8>E8,E8,AN8)","v":36.606315789473683},{"$f":"T8*$G$13","v":64.698947368421045},{"$f":"IF(AO8>G8,G8,AO8)","v":35.545263157894738},{"$f":"U8*$G$13","v":63.157894736842103},{"$f":"IF(AP8>I8,I8,AP8)","v":34.976842105263152},{"$f":"V8*$G$13","v":61.61684210526316},{"$f":"IF(AQ8>K8,K8,AQ8)","v":34.408421052631581},{"$f":"W8*$G$13","v":58.256842105263154},{"$f":"IF(AR8>M8,M8,AR8)","v":33.195789473684215},{"$f":"X8*$G$13","v":54.467368421052626},{"$f":"IF(AS8>O8,O8,AS8)","v":31.831578947368417},null,1.1709473684210525,1.1258947368421053,1.0783157894736841,1.0526315789473684,1.0269473684210526,0.97094736842105256,0.90778947368421048,0.53541891405969078,0.54188481675392675,0.5493947676688794,0.55379999999999996,0.55842558425584254,0.56981786643538601,0.58441558441558439,0.83499999999999996,0.83499999999999996,0.83499999999999996,0.83499999999999996,0.83499999999999996,0.83499999999999996,0.83499999999999996,{"$f":"Y8*C8+($A$4-80)*AF8*$A$8/1000","v":37.616842105263153},{"$f":"Z8*E8+($A$4-80)*AG8*$A$8/1000","v":36.606315789473683},{"$f":"AA8*G8+($A$4-80)*AH8*$A$8/1000","v":35.545263157894738},{"$f":"AB8*I8+($A$4-80)*AI8*$A$8/1000","v":34.976842105263152},{"$f":"AC8*K8+($A$4-80)*AJ8*$A$8/1000","v":34.408421052631581},{"$f":"AD8*M8+($A$4-80)*AK8*$A$8/1000","v":33.195789473684215},{"$f":"AE8*O8+($A$4-80)*AL8*$A$8/1000","v":31.831578947368417}]
[null,67,64.320000000000007,46.610526315789471,61.793684210526308,{"$f":"IF(AN9>E9,E9,AN9)","v":45.574736842105253},{"$f":"T9*$G$13","v":59.115789473684202},{"$f":"IF(AO9>G9,G9,AO9)","v":44.488421052631573},57.663157894736841,{"$f":"IF(AP9>I9,I9,AP9)","v":43.882105263157889},56.210526315789473,{"$f":"IF(AQ9>K9,K9,AQ9)","v":43.275789473684206},53.077894736842104,{"$f":"IF(AR9>M9,M9,AR9)","v":42.012631578947364},49.465263157894732,{"$f":"IF(AS9>O9,O9,AS9)","v":40.572631578947366},null,1.0720000000000001,1.0298947368421052,0.98526315789473673,0.96105263157894738,0.93684210526315792,0.88463157894736844,0.82442105263157883,0.7246661429693636,0.73753066230580533,0.75256410256410255,0.76100766703176337,0.76988764044943814,0.79152784388386477,0.8202247191011236,0.83499999999999996,0.83499999999999996,0.83499999999999996,0.83499999999999996,0.83499999999999996,0.83499999999999996,0.83499999999999996,{"$f":"Y9*C9+($A$4-80)*AF9*$A$8/1000","v":46.610526315789471},{"$f":"Z9*E9+($A$4-80)*AG9*$A$8/1000","v":45.574736842105253},{"$f":"AA9*G9+($A$4-80)*AH9*$A$8/1000","v":44.488421052631573},{"$f":"AB9*I9+($A$4-80)*AI9*$A$8/1000","v":43.882105263157889},{"$f":"AC9*K9+($A$4-80)*AJ9*$A$8/1000","v":43.275789473684206},{"$f":"AD9*M9+($A$4-80)*AK9*$A$8/1000","v":42.012631578947364},{"$f":"AE9*O9+($A$4-80)*AL9*$A$8/1000","v":40.572631578947366}]
[null,62,58.888421052631578,55.376842105263165,56.538947368421056,54.265263157894744,{"$f":"T10*$G$13","v":54.06315789473684},53.077894736842111,52.762105263157885,52.269473684210524,51.461052631578951,51.461052631578951,49.086315789473687,49.086315789473687,46.30736842105263,46.30736842105263,null,0.98147368421052628,0.94231578947368422,0.90105263157894733,0.87936842105263147,0.85768421052631583,0.81810526315789478,0.77178947368421047,0.94036894036894048,0.95978552278820384,0.98177570093457955,0.99066315537467098,1,1,1,0.83499999999999996,0.83499999999999996,0.83499999999999996,0.83499999999999996,0.83499999999999996,0.83499999999999996,0.83499999999999996,55.376842105263165,{"$f":"Z10*E10+($A$4-80)*AG10*$A$8/1000","v":54.265263157894744},{"$f":"AA10*G10+($A$4-80)*AH10*$A$8/1000","v":53.077894736842111},52.269473684210524,51.461052631578951,49.086315789473687,46.30736842105263]
[null,57,57.448421052631574,57.448421052631574,55.578947368421055,55.578947368421055,{"$f":"T11*$G$13","v":53.557894736842108},53.557894736842108,52.471578947368421,52.471578947368421,51.385263157894741,51.385263157894741,48.985263157894735,48.985263157894735,46.231578947368426,46.231578947368426,null,0.95747368421052625,0.9263157894736842,0.89263157894736844,0.87452631578947371,0.85642105263157897,0.81642105263157894,0.77052631578947373,1,1,1,1,1,1,1,0.83499999999999996,0.83499999999999996,0.83499999999999996,0.83499999999999996,0.83499999999999996,0.83499999999999996,0.83499999999999996,57.448421052631574,{"$f":"Z11*E11+($A$4-80)*AG11*$A$8/1000","v":55.578947368421055},{"$f":"AA11*G11+($A$4-80)*AH11*$A$8/1000","v":53.557894736842108},{"$f":"AB11*I11+($A$4-80)*AI11*$A$8/1000","v":52.471578947368421},51.385263157894741,48.985263157894735,46.231578947368426]
[800,72,71.393684210526317,39.663157894736834,68.589473684210532,38.652631578947371,{"$f":"T12*$G$13","v":65.608421052631584},37.566315789473684,64.004210526315788,36.997894736842099,62.400000000000006,36.429473684210535,58.938947368421047,35.216842105263154,55.073684210526316,33.852631578947367,null,1.1898947368421053,1.1431578947368422,1.0934736842105264,1.0667368421052632,1.04,0.98231578947368414,0.91789473684210532,0.55555555555555547,0.56353591160220995,0.57258375048132459,0.57805407538977693,0.58380566801619438,0.59751393056150881,0.61467889908256879,0.83499999999999996,0.83499999999999996,0.83499999999999996,0.83499999999999996,0.83499999999999996,0.83499999999999996,0.83499999999999996,{"$f":"Y12*C12+($A$4-80)*AF12*$A$12/1000","v":39.663157894736834},{"$f":"Z12*E12+($A$4-80)*AG12*$A$12/1000","v":38.652631578947371},{"$f":"AA12*G12+($A$4-80)*AH12*$A$12/1000","v":37.566315789473684},{"$f":"AB12*I12+($A$4-80)*AI12*$A$12/1000","v":36.997894736842099},{"$f":"AC12*K12+($A$4-80)*AJ12*$A$12/1000","v":36.429473684210535},{"$f":"AD12*M12+($A$4-80)*AK12*$A$12/1000","v":35.216842105263154},{"$f":"AE12*O12+($A$4-80)*AL12*$A$12/1000","v":33.852631578947367}]
[null,67,65.355789473684212,49.89473684210526,62.753684210526316,48.833684210526307,60,47.747368421052627,58.496842105263163,47.141052631578951,56.993684210526311,46.534736842105268,53.734736842105264,45.246315789473684,50.046315789473681,43.806315789473679,null,1.0892631578947369,1.0458947368421052,1,0.97494736842105267,0.94989473684210524,0.89557894736842103,0.83410526315789468,0.76343254735214527,0.77818035426731069,0.79578947368421049,0.80587346145540917,0.81648936170212782,0.84203102961918197,0.87531549722362445,0.83499999999999996,0.83499999999999996,0.83499999999999996,0.83499999999999996,0.83499999999999996,0.83499999999999996,0.83499999999999996,{"$f":"Y13*C13+($A$4-80)*AF13*$A$12/1000","v":49.89473684210526},{"$f":"Z13*E13+($A$4-80)*AG13*$A$12/1000","v":48.833684210526307},{"$f":"AA13*G13+($A$4-80)*AH13*$A$12/1000","v":47.747368421052627},{"$f":"AB13*I13+($A$4-80)*AI13*$A$12/1000","v":47.141052631578951},{"$f":"AC13*K13+($A$4-80)*AJ13*$A$12/1000","v":46.534736842105268},{"$f":"AD13*M13+($A$4-80)*AK13*$A$12/1000","v":45.246315789473684},{"$f":"AE13*O13+($A$4-80)*AL13*$A$12/1000","v":43.806315789473679}]
[null,62,60.101052631578945,59.722105263157893,57.953684210526319,57.953684210526319,{"$f":"T14*$G$13","v":55.806315789473686},55.806315789473686,54.644210526315796,54.644210526315796,53.482105263157905,53.482105263157905,50.930526315789479,50.930526315789479,48,48,null,1.0016842105263157,0.96589473684210536,0.93010526315789477,0.91073684210526329,0.8913684210526317,0.84884210526315795,0.8,0.99369482976040358,1,1,1,1,1,1,0.83499999999999996,0.83499999999999996,0.83499999999999996,0.83499999999999996,0.83499999999999996,0.83499999999999996,0.83499999999999996,59.722105263157893,{"$f":"Z14*E14+($A$4-80)*AG14*$A$12/1000","v":57.953684210526319},{"$f":"AA14*G14+($A$4-80)*AH14*$A$12/1000","v":55.806315789473686},54.644210526315796,53.482105263157905,50.930526315789479,48]
[null,57,59.848421052631586,59.848421052631586,57.852631578947367,57.852631578947367,55.730526315789469,55.730526315789469,54.568421052631578,54.568421052631578,53.40631578947368,53.40631578947368,50.854736842105261,50.854736842105261,47.949473684210531,47.949473684210531,null,0.9974736842105264,0.96421052631578941,0.9288421052631578,0.90947368421052632,0.89010526315789473,0.84757894736842099,0.79915789473684218,1,1,1,1,1,1,1,0.83499999999999996,0.83499999999999996,0.83499999999999996,0.83499999999999996,0.83499999999999996,0.83499999999999996,0.83499999999999996,59.848421052631586,{"$f":"Z15*E15+($A$4-80)*AG15*$A$12/1000","v":57.852631578947367},{"$f":"AA15*G15+($A$4-80)*AH15*$A$12/1000","v":55.730526315789469},54.568421052631578,53.40631578947368,50.854736842105261,47.949473684210531]
[900,72,72.176842105263148,41.684210526315788,69.271578947368425,40.673684210526318,66.214736842105253,39.587368421052624,64.572631578947366,39.006315789473682,62.930526315789464,38.425263157894733,59.393684210526324,37.212631578947374,55.427368421052634,35.848421052631579,null,1.2029473684210525,1.1545263157894738,1.103578947368421,1.0762105263157895,1.0488421052631578,0.98989473684210538,0.9237894736842106,0.57752887644382223,0.58716265499635301,0.59786341091186568,0.6040688575899843,0.61059815335206746,0.62654189706507868,0.64676390154968089,0.83499999999999996,0.83499999999999996,0.83499999999999996,0.83499999999999996,0.83499999999999996,0.83499999999999996,0.83499999999999996,{"$f":"Y16*C16+($A$4-80)*AF16*$A$16/1000","v":41.684210526315788},{"$f":"Z16*E16+($A$4-80)*AG16*$A$16/1000","v":40.673684210526318},{"$f":"AA16*G16+($A$4-80)*AH16*$A$16/1000","v":39.587368421052624},{"$f":"AB16*I16+($A$4-80)*AI16*$A$16/1000","v":39.006315789473682},{"$f":"AC16*K16+($A$4-80)*AJ16*$A$16/1000","v":38.425263157894733},{"$f":"AD16*M16+($A$4-80)*AK16*$A$16/1000","v":37.212631578947374},{"$f":"AE16*O16+($A$4-80)*AL16*$A$16/1000","v":35.848421052631579}]
[null,67,66.138947368421043,53.128421052631573,63.435789473684217,52.042105263157907,60.606315789473676,50.930526315789471,59.065263157894734,50.324210526315795,57.524210526315784,49.717894736842105,54.21473684210526,48.404210526315786,50.475789473684209,46.938947368421047,null,1.1023157894736841,1.0572631578947369,1.0101052631578946,0.98442105263157886,0.95873684210526311,0.90357894736842104,0.84126315789473682,0.8032849503437739,0.82039028275587422,0.8403501458941226,0.85201026518391798,0.86429512516469043,0.89282385834109967,0.92992992992992984,0.83499999999999996,0.83499999999999996,0.83499999999999996,0.83499999999999996,0.83499999999999996,0.83499999999999996,0.83499999999999996,{"$f":"Y17*C17+($A$4-80)*AF17*$A$16/1000","v":53.128421052631573},{"$f":"Z17*E17+($A$4-80)*AG17*$A$16/1000","v":52.042105263157907},{"$f":"AA17*G17+($A$4-80)*AH17*$A$16/1000","v":50.930526315789471},{"$f":"AB17*I17+($A$4-80)*AI17*$A$16/1000","v":50.324210526315795},{"$f":"AC17*K17+($A$4-80)*AJ17*$A$16/1000","v":49.717894736842105},{"$f":"AD17*M17+($A$4-80)*AK17*$A$16/1000","v":48.404210526315786},{"$f":"AE17*O17+($A$4-80)*AL17*$A$16/1000","v":46.938947368421047}]
[null,62,61.894736842105267,61.894736842105267,59.79789473684211,59.79789473684211,57.549473684210525,57.549473684210525,56.336842105263159,56.336842105263159,55.124210526315792,55.124210526315792,52.446315789473687,52.446315789473687,49.389473684210529,49.389473684210529,null,1.0315789473684212,0.99663157894736853,0.9591578947368421,0.93894736842105264,0.91873684210526319,0.87410526315789483,0.82315789473684209,1,1,1,1,1,1,1,0.83499999999999996,0.83499999999999996,0.83499999999999996,0.83499999999999996,0.83499999999999996,0.83499999999999996,0.83499999999999996,61.894736842105267,{"$f":"Z18*E18+($A$4-80)*AG18*$A$16/1000","v":59.79789473684211},{"$f":"AA18*G18+($A$4-80)*AH18*$A$16/1000","v":57.549473684210525},56.336842105263159,55.124210526315792,52.446315789473687,49.389473684210529]
[null,57,61.818947368421043,61.818947368421043,59.722105263157893,59.722105263157893,57.473684210526315,57.473684210526315,56.261052631578949,56.261052631578949,55.048421052631582,55.048421052631582,52.370526315789469,52.370526315789469,49.313684210526311,49.313684210526311,null,1.0303157894736841,0.99536842105263157,0.95789473684210524,0.93768421052631579,0.91747368421052633,0.87284210526315786,0.82189473684210523,1,1,1,1,1,1,1,0.83499999999999996,0.83499999999999996,0.83499999999999996,0.83499999999999996,0.83499999999999996,0.83499999999999996,0.83499999999999996,61.818947368421043,{"$f":"Z19*E19+($A$4-80)*AG19*$A$16/1000","v":59.722105263157893},{"$f":"AA19*G19+($A$4-80)*AH19*$A$16/1000","v":57.473684210526315},56.261052631578949,55.048421052631582,52.370526315789469,49.313684210526311]

{"sheet":"CA14NA_30","index":105,"n_rows":19,"n_cols":45,"rows_kept":19,"cut":false,"hidden":true,"merged":[[2,0,2,1],[2,2,2,15],[3,2,3,3],[3,4,3,5],[3,6,3,7],[3,8,3,9],[3,10,3,11],[3,12,3,13],[3,14,3,15],[5,2,6,2],[5,3,6,3],[5,4,6,4],[5,5,6,5],[5,6,6,6],[5,7,6,7],[5,8,6,8],[4,0,6,0],[4,1,6,1],[4,2,4,3],[4,4,4,5],[4,6,4,7],[4,8,4,9],[5,9,6,9],[5,10,6,10],[5,11,6,11],[5,12,6,12],[5,13,6,13],[5,14,6,14],[5,15,6,15],[4,10,4,11],[4,12,4,13],[4,14,4,15],[7,0,10,0],[11,0,14,0],[15,0,18,0],[22,4,22,15],[23,4,23,5],[23,6,23,7],[23,8,23,9],[23,10,23,11],[23,12,23,13],[23,14,23,15],[25,12,26,12],[25,13,26,13],[25,14,26,14],[25,15,26,15],[27,0,30,0],[31,0,34,0],[24,12,24,13],[24,14,24,15],[25,4,26,4],[25,5,26,5],[25,6,26,6],[25,7,26,7],[25,8,26,8],[25,9,26,9],[25,10,26,10],[25,11,26,11],[24,0,26,0],[24,1,26,1],[24,4,24,5],[24,6,24,7],[24,8,24,9],[24,10,24,11],[35,0,38,0],[41,0,42,1],[41,4,41,15],[42,4,42,5],[42,6,42,7],[42,8,42,9],[42,10,42,11],[42,12,42,13],[42,14,42,15],[44,12,45,12],[44,13,45,13],[44,14,45,14],[44,15,45,15],[46,0,49,0],[50,0,53,0],[43,12,43,13],[43,14,43,15],[44,4,45,4],[44,5,45,5],[44,6,45,6],[44,7,45,7],[44,8,45,8],[44,9,45,9],[44,10,45,10],[44,11,45,11],[43,0,45,0],[43,1,45,1],[43,4,43,5],[43,6,43,7],[43,8,43,9],[43,10,43,11],[54,0,57,0],[60,0,61,1],[60,4,60,15],[61,4,61,5],[61,6,61,7],[61,8,61,9],[61,10,61,11],[61,12,61,13],[61,14,61,15],[63,12,64,12],[63,13,64,13],[63,14,64,14],[63,15,64,15],[65,0,68,0],[69,0,72,0],[62,12,62,13],[62,14,62,15],[63,4,64,4],[63,5,64,5],[63,6,64,6],[63,7,64,7],[63,8,64,8],[63,9,64,9],[63,10,64,10],[63,11,64,11],[62,0,64,0],[62,1,64,1],[62,4,62,5],[62,6,62,7],[62,8,62,9],[62,10,62,11],[73,0,76,0],[79,0,80,1],[79,4,79,15],[80,4,80,5],[80,6,80,7],[80,8,80,9],[80,10,80,11],[80,12,80,13],[80,14,80,15],[82,12,83,12],[82,13,83,13],[82,14,83,14],[82,15,83,15],[84,0,87,0],[88,0,91,0],[81,12,81,13],[81,14,81,15],[82,4,83,4],[82,5,83,5],[82,6,83,6],[82,7,83,7],[82,8,83,8],[82,9,83,9],[82,10,83,10],[82,11,83,11],[81,0,83,0],[81,1,83,1],[81,4,81,5],[81,6,81,7],[81,8,81,9],[81,10,81,11],[92,0,95,0],[98,0,99,1],[98,4,98,15],[99,4,99,5],[99,6,99,7],[99,8,99,9],[99,10,99,11],[99,12,99,13],[99,14,99,15],[101,12,102,12],[101,13,102,13],[101,14,102,14],[101,15,102,15],[103,0,106,0],[107,0,110,0],[100,12,100,13],[100,14,100,15],[101,4,102,4],[101,5,102,5],[101,6,102,6],[101,7,102,7],[101,8,102,8],[101,9,102,9],[101,10,102,10],[101,11,102,11],[100,0,102,0],[100,1,102,1],[100,4,100,5],[100,6,100,7],[100,8,100,9],[100,10,100,11],[111,0,114,0],[117,0,118,1],[117,4,117,15],[118,4,118,5],[118,6,118,7],[118,8,118,9],[118,10,118,11],[118,12,118,13],[118,14,118,15],[130,0,133,0],[120,12,121,12],[120,13,121,13],[120,14,121,14],[120,15,121,15],[122,0,125,0],[126,0,129,0],[119,12,119,13],[119,14,119,15],[120,4,121,4],[120,5,121,5],[120,6,121,6],[120,7,121,7],[120,8,121,8],[120,9,121,9],[120,10,121,10],[120,11,121,11],[119,0,121,0],[119,1,121,1],[119,4,119,5],[119,6,119,7],[119,8,119,9],[119,10,119,11]]}
[]
["CA14NA_30"]
["Evaporator Air \n",null,"Condenser  Entering Air Temperature ˚F"]
[80,"°F DB",75,null,85,null,95,null,100,null,105,null,115,null,125]
["CFM","EWB†\n˚F","Capacity Mbtuh",null,"Capacity Mbtuh",null,"Capacity Mbtuh",null,"Capacity Mbtuh",null,"Capacity Mbtuh",null,"Capacity Mbtuh",null,"Capacity Mbtuh"]
[null,null,"Total","Sens.","Total","Sens.","Total","Sens.","Total","Sens.","Total","Sens.","Total","Sens.","Total","Sens."]
[null,null,null,null,null,null,null,null,null,null,null,null,null,null,null,null,null,"Total Factors",null,null,null,null,null,null,"Sens. %",null,null,null,null,null,null,"IDB Adj",null,null,null,null,null,null,"Sens Calc"]
[875,72,{"$f":"R8*$G$13","v":71.68531468531468},{"$f":"IF(AM8>C8,C8,AM8)","v":37.636363636363633},{"$f":"S8*$G$13","v":68.454545454545453},{"$f":"IF(AN8>E8,E8,AN8)","v":36.46153846153846},{"$f":"T8*$G$13","v":65.076923076923066},{"$f":"IF(AO8>G8,G8,AO8)","v":35.223776223776213},{"$f":"U8*$G$13","v":63.3041958041958},{"$f":"IF(AP8>I8,I8,AP8)","v":34.58391608391608},{"$f":"V8*$G$13","v":61.531468531468526},{"$f":"IF(AQ8>K8,K8,AQ8)","v":33.944055944055947},{"$f":"W8*$G$13","v":57.713286713286713},{"$f":"IF(AR8>M8,M8,AR8)","v":32.6013986013986},{"$f":"X8*$G$13","v":53.64335664335664},{"$f":"IF(AS8>O8,O8,AS8)","v":31.17482517482517},null,1.1947552447552447,1.1409090909090909,1.0846153846153845,1.05506993006993,1.0255244755244755,0.96188811188811185,0.89405594405594402,0.52502194907813871,0.53263867606497084,0.54126370083816888,0.54631317315658656,0.5516535969996591,0.56488549618320605,0.58114978490418456,0.83499999999999996,0.83499999999999996,0.83499999999999996,0.83499999999999996,0.83499999999999996,0.83499999999999996,0.83499999999999996,{"$f":"Y8*C8+($A$4-80)*AF8*$A$8/1000","v":37.636363636363633},{"$f":"Z8*E8+($A$4-80)*AG8*$A$8/1000","v":36.46153846153846},{"$f":"AA8*G8+($A$4-80)*AH8*$A$8/1000","v":35.223776223776213},{"$f":"AB8*I8+($A$4-80)*AI8*$A$8/1000","v":34.58391608391608},{"$f":"AC8*K8+($A$4-80)*AJ8*$A$8/1000","v":33.944055944055947},{"$f":"AD8*M8+($A$4-80)*AK8*$A$8/1000","v":32.6013986013986},{"$f":"AE8*O8+($A$4-80)*AL8*$A$8/1000","v":31.17482517482517}]
[null,67,65.076923076923066,46.36363636363636,62.11888111888112,{"$f":"IF(AN9>E9,E9,AN9)","v":45.167832167832174},{"$f":"T9*$G$13","v":59.034965034965033},{"$f":"IF(AO9>G9,G9,AO9)","v":43.930069930069926},57.398601398601393,{"$f":"IF(AP9>I9,I9,AP9)","v":43.269230769230766},55.76223776223776,{"$f":"IF(AQ9>K9,K9,AQ9)","v":42.608391608391607},52.258741258741253,{"$f":"IF(AR9>M9,M9,AR9)","v":41.24475524475524},48.52447552447552,{"$f":"IF(AS9>O9,O9,AS9)","v":39.776223776223773},null,1.0846153846153845,1.0353146853146853,0.98391608391608387,0.95664335664335653,0.92937062937062931,0.87097902097902091,0.80874125874125868,0.71244358478401038,0.72711921648091871,0.74413646055437099,0.75383771929824561,0.76410835214446948,0.78924126856684063,0.81971465629053186,0.83499999999999996,0.83499999999999996,0.83499999999999996,0.83499999999999996,0.83499999999999996,0.83499999999999996,0.83499999999999996,{"$f":"Y9*C9+($A$4-80)*AF9*$A$8/1000","v":46.36363636363636},{"$f":"Z9*E9+($A$4-80)*AG9*$A$8/1000","v":45.167832167832174},{"$f":"AA9*G9+($A$4-80)*AH9*$A$8/1000","v":43.930069930069926},{"$f":"AB9*I9+($A$4-80)*AI9*$A$8/1000","v":43.269230769230766},{"$f":"AC9*K9+($A$4-80)*AJ9*$A$8/1000","v":42.608391608391607},{"$f":"AD9*M9+($A$4-80)*AK9*$A$8/1000","v":41.24475524475524},{"$f":"AE9*O9+($A$4-80)*AL9*$A$8/1000","v":39.776223776223773}]
[null,62,59.13986013986014,54.860139860139853,56.47552447552448,53.62237762237762,{"$f":"T10*$G$13","v":53.706293706293707},53.2027972027972,52.38461538461538,52.132867132867133,51.06293706293706,51.06293706293706,48.48251748251748,48.48251748251748,45.650349650349646,45.650349650349646,null,0.98566433566433564,0.94125874125874132,0.8951048951048951,0.87307692307692297,0.85104895104895095,0.808041958041958,0.76083916083916081,0.92763391273501228,0.9494799405646358,0.99062499999999998,0.99519423307969579,1,1,1,0.83499999999999996,0.83499999999999996,0.83499999999999996,0.83499999999999996,0.83499999999999996,0.83499999999999996,0.83499999999999996,54.860139860139853,{"$f":"Z10*E10+($A$4-80)*AG10*$A$8/1000","v":53.62237762237762},{"$f":"AA10*G10+($A$4-80)*AH10*$A$8/1000","v":53.2027972027972},52.132867132867133,51.06293706293706,48.48251748251748,45.650349650349646]
[null,57,57.713286713286713,57.713286713286713,55.61538461538462,55.61538461538462,{"$f":"T11*$G$13","v":53.391608391608386},53.391608391608386,52.18531468531468,52.18531468531468,50.979020979020973,50.979020979020973,48.3986013986014,48.3986013986014,45.587412587412587,45.587412587412587,null,0.96188811188811185,0.92692307692307696,0.88986013986013979,0.86975524475524468,0.84965034965034958,0.80664335664335662,0.75979020979020973,1,1,1,1,1,1,1,0.83499999999999996,0.83499999999999996,0.83499999999999996,0.83499999999999996,0.83499999999999996,0.83499999999999996,0.83499999999999996,57.713286713286713,{"$f":"Z11*E11+($A$4-80)*AG11*$A$8/1000","v":55.61538461538462},{"$f":"AA11*G11+($A$4-80)*AH11*$A$8/1000","v":53.391608391608386},{"$f":"AB11*I11+($A$4-80)*AI11*$A$8/1000","v":52.18531468531468},50.979020979020973,48.3986013986014,45.587412587412587]
[1000,72,72.986013986013987,39.755244755244753,69.629370629370612,38.538461538461533,{"$f":"T12*$G$13","v":66.104895104895107},37.300699300699307,64.23776223776224,36.650349650349646,62.370629370629366,36,58.426573426573427,34.63636363636364,54.230769230769234,33.188811188811187,null,1.2164335664335664,1.1604895104895103,1.1017482517482518,1.0706293706293706,1.0395104895104894,0.97377622377622375,0.90384615384615385,0.54469675194021272,0.55347996384453158,0.5642653125991749,0.57054212932723702,0.57719475277497478,0.59281867145421907,0.61199226305609278,0.83499999999999996,0.83499999999999996,0.83499999999999996,0.83499999999999996,0.83499999999999996,0.83499999999999996,0.83499999999999996,{"$f":"Y12*C12+($A$4-80)*AF12*$A$12/1000","v":39.755244755244753},{"$f":"Z12*E12+($A$4-80)*AG12*$A$12/1000","v":38.538461538461533},{"$f":"AA12*G12+($A$4-80)*AH12*$A$12/1000","v":37.300699300699307},{"$f":"AB12*I12+($A$4-80)*AI12*$A$12/1000","v":36.650349650349646},{"$f":"AC12*K12+($A$4-80)*AJ12*$A$12/1000","v":36},{"$f":"AD12*M12+($A$4-80)*AK12*$A$12/1000","v":34.63636363636364},{"$f":"AE12*O12+($A$4-80)*AL12*$A$12/1000","v":33.188811188811187}]
[null,67,66.314685314685306,49.699300699300693,63.209790209790199,48.482517482517473,60,47.2027972027972,58.300699300699293,46.541958041958047,56.6013986013986,45.88111888111888,52.972027972027966,44.454545454545453,49.132867132867133,42.98601398601398,null,1.1052447552447551,1.0534965034965034,1,0.97167832167832158,0.94335664335664338,0.88286713286713281,0.81888111888111892,0.74944637772856693,0.7670096249585131,0.78671328671328666,0.79830874415257302,0.81060044477390658,0.83920792079207929,0.87489325362937642,0.83499999999999996,0.83499999999999996,0.83499999999999996,0.83499999999999996,0.83499999999999996,0.83499999999999996,0.83499999999999996,{"$f":"Y13*C13+($A$4-80)*AF13*$A$12/1000","v":49.699300699300693},{"$f":"Z13*E13+($A$4-80)*AG13*$A$12/1000","v":48.482517482517473},{"$f":"AA13*G13+($A$4-80)*AH13*$A$12/1000","v":47.2027972027972},{"$f":"AB13*I13+($A$4-80)*AI13*$A$12/1000","v":46.541958041958047},{"$f":"AC13*K13+($A$4-80)*AJ13*$A$12/1000","v":45.88111888111888},{"$f":"AD13*M13+($A$4-80)*AK13*$A$12/1000","v":44.454545454545453},{"$f":"AE13*O13+($A$4-80)*AL13*$A$12/1000","v":42.98601398601398}]
[null,62,60.56643356643356,60.230769230769219,58.132867132867133,58.132867132867133,{"$f":"T14*$G$13","v":55.72027972027972},55.72027972027972,54.430069930069926,54.430069930069926,53.139860139860133,53.139860139860133,50.349650349650346,50.349650349650346,47.349650349650346,47.349650349650346,null,1.0094405594405593,0.96888111888111883,0.92867132867132862,0.90716783216783214,0.88566433566433556,0.83916083916083917,0.78916083916083912,0.99445791479043988,1,1,1,1,1,1,0.83499999999999996,0.83499999999999996,0.83499999999999996,0.83499999999999996,0.83499999999999996,0.83499999999999996,0.83499999999999996,60.230769230769219,{"$f":"Z14*E14+($A$4-80)*AG14*$A$12/1000","v":58.132867132867133},{"$f":"AA14*G14+($A$4-80)*AH14*$A$12/1000","v":55.72027972027972},54.430069930069926,53.139860139860133,50.349650349650346,47.349650349650346]
[null,57,60.314685314685313,60.314685314685313,58.027972027972027,58.027972027972027,55.636363636363633,55.636363636363633,54.346153846153847,54.346153846153847,53.055944055944053,53.055944055944053,50.286713286713287,50.286713286713287,47.28671328671328,47.28671328671328,null,1.0052447552447552,0.96713286713286706,0.92727272727272725,0.90576923076923077,0.88426573426573418,0.83811188811188808,0.78811188811188804,1,1,1,1,1,1,1,0.83499999999999996,0.83499999999999996,0.83499999999999996,0.83499999999999996,0.83499999999999996,0.83499999999999996,0.83499999999999996,60.314685314685313,{"$f":"Z15*E15+($A$4-80)*AG15*$A$12/1000","v":58.027972027972027},{"$f":"AA15*G15+($A$4-80)*AH15*$A$12/1000","v":55.636363636363633},54.346153846153847,53.055944055944053,50.286713286713287,47.28671328671328]
[1125,72,73.930069930069934,41.811188811188806,70.426573426573427,40.5944055944056,66.7972027972028,39.314685314685313,64.888111888111894,38.653846153846153,62.979020979020973,37.993006993006986,58.909090909090899,36.608391608391599,54.587412587412587,35.13986013986014,null,1.2321678321678322,1.1737762237762237,1.1132867132867132,1.0814685314685315,1.0496503496503495,0.9818181818181817,0.90979020979020975,0.56555051078320084,0.57640750670241292,0.58856783919597988,0.59569996766892974,0.60326449033977347,0.62143874643874641,0.6437355880092237,0.83499999999999996,0.83499999999999996,0.83499999999999996,0.83499999999999996,0.83499999999999996,0.83499999999999996,0.83499999999999996,{"$f":"Y16*C16+($A$4-80)*AF16*$A$16/1000","v":41.811188811188806},{"$f":"Z16*E16+($A$4-80)*AG16*$A$16/1000","v":40.5944055944056},{"$f":"AA16*G16+($A$4-80)*AH16*$A$16/1000","v":39.314685314685313},{"$f":"AB16*I16+($A$4-80)*AI16*$A$16/1000","v":38.653846153846153},{"$f":"AC16*K16+($A$4-80)*AJ16*$A$16/1000","v":37.993006993006986},{"$f":"AD16*M16+($A$4-80)*AK16*$A$16/1000","v":36.608391608391599},{"$f":"AE16*O16+($A$4-80)*AL16*$A$16/1000","v":35.13986013986014}]
[null,67,67.237762237762226,52.951048951048939,64.048951048951054,51.692307692307693,60.713286713286706,50.391608391608379,58.96153846153846,49.709790209790214,57.209790209790206,49.027972027972027,53.51748251748252,47.601398601398607,49.573426573426573,46.048951048951047,null,1.1206293706293704,1.0674825174825175,1.0118881118881118,0.98269230769230764,0.95349650349650339,0.89195804195804196,0.82622377622377619,0.78751950078003119,0.80707500818866684,0.82999308914996539,0.84308841843088422,0.85698569856985707,0.88945511564092516,0.92890393567498941,0.83499999999999996,0.83499999999999996,0.83499999999999996,0.83499999999999996,0.83499999999999996,0.83499999999999996,0.83499999999999996,{"$f":"Y17*C17+($A$4-80)*AF17*$A$16/1000","v":52.951048951048939},{"$f":"Z17*E17+($A$4-80)*AG17*$A$16/1000","v":51.692307692307693},{"$f":"AA17*G17+($A$4-80)*AH17*$A$16/1000","v":50.391608391608379},{"$f":"AB17*I17+($A$4-80)*AI17*$A$16/1000","v":49.709790209790214},{"$f":"AC17*K17+($A$4-80)*AJ17*$A$16/1000","v":49.027972027972027},{"$f":"AD17*M17+($A$4-80)*AK17*$A$16/1000","v":47.601398601398607},{"$f":"AE17*O17+($A$4-80)*AL17*$A$16/1000","v":46.048951048951047}]
[null,62,62.58041958041958,62.58041958041958,60.146853146853147,60.146853146853147,57.58741258741258,57.58741258741258,56.223776223776213,56.223776223776213,54.860139860139853,54.860139860139853,51.902097902097893,51.902097902097893,48.734265734265733,48.734265734265733,null,1.043006993006993,1.0024475524475525,0.95979020979020968,0.93706293706293686,0.91433566433566427,0.86503496503496491,0.81223776223776223,1,1,1,1,1,1,1,0.83499999999999996,0.83499999999999996,0.83499999999999996,0.83499999999999996,0.83499999999999996,0.83499999999999996,0.83499999999999996,62.58041958041958,{"$f":"Z18*E18+($A$4-80)*AG18*$A$16/1000","v":60.146853146853147},{"$f":"AA18*G18+($A$4-80)*AH18*$A$16/1000","v":57.58741258741258},56.223776223776213,54.860139860139853,51.902097902097893,48.734265734265733]
[null,57,62.496503496503493,62.496503496503493,60.062937062937053,60.062937062937053,57.5034965034965,57.5034965034965,56.139860139860133,56.139860139860133,54.776223776223773,54.776223776223773,51.839160839160833,51.839160839160833,48.671328671328666,48.671328671328666,null,1.0416083916083916,1.0010489510489509,0.95839160839160831,0.9356643356643356,0.91293706293706289,0.86398601398601393,0.81118881118881114,1,1,1,1,1,1,1,0.83499999999999996,0.83499999999999996,0.83499999999999996,0.83499999999999996,0.83499999999999996,0.83499999999999996,0.83499999999999996,62.496503496503493,{"$f":"Z19*E19+($A$4-80)*AG19*$A$16/1000","v":60.062937062937053},{"$f":"AA19*G19+($A$4-80)*AH19*$A$16/1000","v":57.5034965034965},56.139860139860133,54.776223776223773,51.839160839160833,48.671328671328666]

{"sheet":"CA14NA_36","index":106,"n_rows":19,"n_cols":45,"rows_kept":19,"cut":false,"hidden":true,"merged":[[2,0,2,1],[2,2,2,15],[3,2,3,3],[3,4,3,5],[3,6,3,7],[3,8,3,9],[3,10,3,11],[3,12,3,13],[3,14,3,15],[5,2,6,2],[5,3,6,3],[5,4,6,4],[5,5,6,5],[5,6,6,6],[5,7,6,7],[5,8,6,8],[4,0,6,0],[4,1,6,1],[4,2,4,3],[4,4,4,5],[4,6,4,7],[4,8,4,9],[5,9,6,9],[5,10,6,10],[5,11,6,11],[5,12,6,12],[5,13,6,13],[5,14,6,14],[5,15,6,15],[4,10,4,11],[4,12,4,13],[4,14,4,15],[7,0,10,0],[11,0,14,0],[15,0,18,0],[22,4,22,15],[23,4,23,5],[23,6,23,7],[23,8,23,9],[23,10,23,11],[23,12,23,13],[23,14,23,15],[25,12,26,12],[25,13,26,13],[25,14,26,14],[25,15,26,15],[27,0,30,0],[31,0,34,0],[24,12,24,13],[24,14,24,15],[25,4,26,4],[25,5,26,5],[25,6,26,6],[25,7,26,7],[25,8,26,8],[25,9,26,9],[25,10,26,10],[25,11,26,11],[24,0,26,0],[24,1,26,1],[24,4,24,5],[24,6,24,7],[24,8,24,9],[24,10,24,11],[35,0,38,0],[41,0,42,1],[41,4,41,15],[42,4,42,5],[42,6,42,7],[42,8,42,9],[42,10,42,11],[42,12,42,13],[42,14,42,15],[44,12,45,12],[44,13,45,13],[44,14,45,14],[44,15,45,15],[46,0,49,0],[50,0,53,0],[43,12,43,13],[43,14,43,15],[44,4,45,4],[44,5,45,5],[44,6,45,6],[44,7,45,7],[44,8,45,8],[44,9,45,9],[44,10,45,10],[44,11,45,11],[43,0,45,0],[43,1,45,1],[43,4,43,5],[43,6,43,7],[43,8,43,9],[43,10,43,11],[54,0,57,0],[60,0,61,1],[60,4,60,15],[61,4,61,5],[61,6,61,7],[61,8,61,9],[61,10,61,11],[61,12,61,13],[61,14,61,15],[63,12,64,12],[63,13,64,13],[63,14,64,14],[63,15,64,15],[65,0,68,0],[69,0,72,0],[62,12,62,13],[62,14,62,15],[63,4,64,4],[63,5,64,5],[63,6,64,6],[63,7,64,7],[63,8,64,8],[63,9,64,9],[63,10,64,10],[63,11,64,11],[62,0,64,0],[62,1,64,1],[62,4,62,5],[62,6,62,7],[62,8,62,9],[62,10,62,11],[73,0,76,0],[79,0,80,1],[79,4,79,15],[80,4,80,5],[80,6,80,7],[80,8,80,9],[80,10,80,11],[80,12,80,13],[80,14,80,15],[82,12,83,12],[82,13,83,13],[82,14,83,14],[82,15,83,15],[84,0,87,0],[88,0,91,0],[81,12,81,13],[81,14,81,15],[82,4,83,4],[82,5,83,5],[82,6,83,6],[82,7,83,7],[82,8,83,8],[82,9,83,9],[82,10,83,10],[82,11,83,11],[81,0,83,0],[81,1,83,1],[81,4,81,5],[81,6,81,7],[81,8,81,9],[81,10,81,11],[92,0,95,0],[98,0,99,1],[98,4,98,15],[99,4,99,5],[99,6,99,7],[99,8,99,9],[99,10,99,11],[99,12,99,13],[99,14,99,15],[101,12,102,12],[101,13,102,13],[101,14,102,14],[101,15,102,15],[103,0,106,0],[107,0,110,0],[100,12,100,13],[100,14,100,15],[101,4,102,4],[101,5,102,5],[101,6,102,6],[101,7,102,7],[101,8,102,8],[101,9,102,9],[101,10,102,10],[101,11,102,11],[100,0,102,0],[100,1,102,1],[100,4,100,5],[100,6,100,7],[100,8,100,9],[100,10,100,11],[111,0,114,0],[117,0,118,1],[117,4,117,15],[118,4,118,5],[118,6,118,7],[118,8,118,9],[118,10,118,11],[118,12,118,13],[118,14,118,15],[130,0,133,0],[120,12,121,12],[120,13,121,13],[120,14,121,14],[120,15,121,15],[122,0,125,0],[126,0,129,0],[119,12,119,13],[119,14,119,15],[120,4,121,4],[120,5,121,5],[120,6,121,6],[120,7,121,7],[120,8,121,8],[120,9,121,9],[120,10,121,10],[120,11,121,11],[119,0,121,0],[119,1,121,1],[119,4,119,5],[119,6,119,7],[119,8,119,9],[119,10,119,11]]}
[]
["CA14NA_36"]
["Evaporator Air \n",null,"Condenser  Entering Air Temperature ˚F"]
[80,"°F DB",75,null,85,null,95,null,100,null,105,null,115,null,125]
["CFM","EWB†\n˚F","Capacity Mbtuh",null,"Capacity Mbtuh",null,"Capacity Mbtuh",null,"Capacity Mbtuh",null,"Capacity Mbtuh",null,"Capacity Mbtuh",null,"Capacity Mbtuh"]
[null,null,"Total","Sens.","Total","Sens.","Total","Sens.","Total","Sens.","Total","Sens.","Total","Sens.","Total","Sens."]
[null,null,null,null,null,null,null,null,null,null,null,null,null,null,null,null,null,"Total Factors",null,null,null,null,null,null,"Sens. %",null,null,null,null,null,null,"IDB Adj",null,null,null,null,null,null,"Sens Calc"]
[1050,72,{"$f":"R8*$G$13","v":70.492182976259414},{"$f":"IF(AM8>C8,C8,AM8)","v":37.209033005211353},{"$f":"S8*$G$13","v":67.625940938042845},{"$f":"IF(AN8>E8,E8,AN8)","v":36.184134337000572},{"$f":"T8*$G$13","v":63.908511870295307},{"$f":"IF(AO8>G8,G8,AO8)","v":34.881297046902141},{"$f":"U8*$G$13","v":61.850028951939791},{"$f":"IF(AP8>I8,I8,AP8)","v":34.160393746381004},{"$f":"V8*$G$13","v":59.791546033584254},{"$f":"IF(AQ8>K8,K8,AQ8)","v":33.439490445859875},{"$f":"W8*$G$13","v":55.587724377533299},{"$f":"IF(AR8>M8,M8,AR8)","v":31.997683844817608},{"$f":"X8*$G$13","v":51.522872032426179},{"$f":"IF(AS8>O8,O8,AS8)","v":30.607990735379275},null,1.1748697162709902,1.1270990156340475,1.0651418645049218,1.0308338158656631,0.99652576722640429,0.92646207295888827,0.85871453387376961,0.52784622966978811,0.53506293347033129,0.54580048926338676,0.55231006881056022,0.55926786751888435,0.57562500000000005,0.5940660822656777,0.83499999999999996,0.83499999999999996,0.83499999999999996,0.83499999999999996,0.83499999999999996,0.83499999999999996,0.83499999999999996,{"$f":"Y8*C8+($A$4-80)*AF8*$A$8/1000","v":37.209033005211353},{"$f":"Z8*E8+($A$4-80)*AG8*$A$8/1000","v":36.184134337000572},{"$f":"AA8*G8+($A$4-80)*AH8*$A$8/1000","v":34.881297046902141},{"$f":"AB8*I8+($A$4-80)*AI8*$A$8/1000","v":34.160393746381004},{"$f":"AC8*K8+($A$4-80)*AJ8*$A$8/1000","v":33.439490445859875},{"$f":"AD8*M8+($A$4-80)*AK8*$A$8/1000","v":31.997683844817608},{"$f":"AE8*O8+($A$4-80)*AL8*$A$8/1000","v":30.607990735379275}]
[null,67,65.489287782281423,46.797915460335844,62.883613202084547,{"$f":"IF(AN9>E9,E9,AN9)","v":45.755645628257092},{"$f":"T9*$G$13","v":59.409380428488717},{"$f":"IF(AO9>G9,G9,AO9)","v":44.383323682686743},57.472495657209038,{"$f":"IF(AP9>I9,I9,AP9)","v":43.627678054429651},55.535610885929351,{"$f":"IF(AQ9>K9,K9,AQ9)","v":42.872032426172552},51.574985524030112,{"$f":"IF(AR9>M9,M9,AR9)","v":41.343370005790383},47.770700636942678,{"$f":"IF(AS9>O9,O9,AS9)","v":39.884192240880139},null,1.0914881297046903,1.0480602200347424,0.99015634047481194,0.95787492762015058,0.92559351476548923,0.85958309206716854,0.79617834394904463,0.71458885941644557,0.72762430939226508,0.74707602339181278,0.75910533474384168,0.77197372536753206,0.80161670596160317,0.83490909090909093,0.83499999999999996,0.83499999999999996,0.83499999999999996,0.83499999999999996,0.83499999999999996,0.83499999999999996,0.83499999999999996,{"$f":"Y9*C9+($A$4-80)*AF9*$A$8/1000","v":46.797915460335844},{"$f":"Z9*E9+($A$4-80)*AG9*$A$8/1000","v":45.755645628257092},{"$f":"AA9*G9+($A$4-80)*AH9*$A$8/1000","v":44.383323682686743},{"$f":"AB9*I9+($A$4-80)*AI9*$A$8/1000","v":43.627678054429651},{"$f":"AC9*K9+($A$4-80)*AJ9*$A$8/1000","v":42.872032426172552},{"$f":"AD9*M9+($A$4-80)*AK9*$A$8/1000","v":41.343370005790383},{"$f":"AE9*O9+($A$4-80)*AL9*$A$8/1000","v":39.884192240880139}]
[null,62,60.573248407643305,55.969889982628835,58.245512449334107,54.875506658946144,{"$f":"T10*$G$13","v":55.118702953097859},54.997104806022001,53.581354950781702,53.52055587724378,52.044006948465551,52.044006948465551,48.899826288361318,48.899826288361318,45.894614939200927,45.894614939200927,null,1.0095541401273884,0.97075854082223512,0.9186450492182977,0.89302258251302835,0.86740011580775922,0.81499710480602194,0.76491024898668214,0.92400344135359913,0.94214136594094833,0.99779388591238571,0.99886529421300063,1,1,1,0.83499999999999996,0.83499999999999996,0.83499999999999996,0.83499999999999996,0.83499999999999996,0.83499999999999996,0.83499999999999996,55.969889982628835,{"$f":"Z10*E10+($A$4-80)*AG10*$A$8/1000","v":54.875506658946144},{"$f":"AA10*G10+($A$4-80)*AH10*$A$8/1000","v":54.997104806022001},53.52055587724378,52.044006948465551,48.899826288361318,45.894614939200927]
[null,57,59.530978575564575,59.530978575564575,57.602779386218877,57.602779386218877,{"$f":"T11*$G$13","v":54.979733642154024},54.979733642154024,53.477127967573828,53.477127967573828,51.974522292993633,51.974522292993633,48.8303416328894,48.8303416328894,45.82513028372901,45.82513028372901,null,0.99218297625940954,0.9600463231036479,0.91632889403590034,0.8912854661262305,0.86624203821656054,0.81383902721482337,0.76375217139548346,1,1,1,1,1,1,1,0.83499999999999996,0.83499999999999996,0.83499999999999996,0.83499999999999996,0.83499999999999996,0.83499999999999996,0.83499999999999996,59.530978575564575,{"$f":"Z11*E11+($A$4-80)*AG11*$A$8/1000","v":57.602779386218877},{"$f":"AA11*G11+($A$4-80)*AH11*$A$8/1000","v":54.979733642154024},{"$f":"AB11*I11+($A$4-80)*AI11*$A$8/1000","v":53.477127967573828},51.974522292993633,48.8303416328894,45.82513028372901]
[1200,72,71.169658367110586,39.171974522292992,68.19918934568615,38.147075854082225,{"$f":"T12*$G$13","v":64.377533294730753},36.809496236247831,62.266936884771276,36.088592935726687,60.15634047481182,35.367689635205558,55.865662999420962,33.925883034163299,51.71395483497394,32.536189924724951,null,1.1861609727851765,1.1366531557614359,1.0729588882455126,1.0377822814128546,1.002605674580197,0.93109438332368266,0.86189924724956568,0.55040273370759096,0.55934793683138062,0.57177549919050186,0.57957874180499369,0.58792954086052551,0.6072761194029852,0.6291568693315418,0.83499999999999996,0.83499999999999996,0.83499999999999996,0.83499999999999996,0.83499999999999996,0.83499999999999996,0.83499999999999996,{"$f":"Y12*C12+($A$4-80)*AF12*$A$12/1000","v":39.171974522292992},{"$f":"Z12*E12+($A$4-80)*AG12*$A$12/1000","v":38.147075854082225},{"$f":"AA12*G12+($A$4-80)*AH12*$A$12/1000","v":36.809496236247831},{"$f":"AB12*I12+($A$4-80)*AI12*$A$12/1000","v":36.088592935726687},{"$f":"AC12*K12+($A$4-80)*AJ12*$A$12/1000","v":35.367689635205558},{"$f":"AD12*M12+($A$4-80)*AK12*$A$12/1000","v":33.925883034163299},{"$f":"AE12*O12+($A$4-80)*AL12*$A$12/1000","v":32.536189924724951}]
[null,67,66.270990156340474,50.011580775911987,63.57845975680371,48.969310943833243,60,47.579617834394909,58.011001737116381,46.815286624203829,56.022003474232775,46.050955414012741,51.991893456861611,44.504921829762594,48.100752750434282,42.99363057324841,null,1.1045165026056745,1.0596409959467286,1,0.96685002895193972,0.93370005790387955,0.86653155761436018,0.80167921250723806,0.75465268676277852,0.77021857923497272,0.79299363057324845,0.80700703698158427,0.822015503875969,0.85599732709655862,0.89382448537378112,0.83499999999999996,0.83499999999999996,0.83499999999999996,0.83499999999999996,0.83499999999999996,0.83499999999999996,0.83499999999999996,{"$f":"Y13*C13+($A$4-80)*AF13*$A$12/1000","v":50.011580775911987},{"$f":"Z13*E13+($A$4-80)*AG13*$A$12/1000","v":48.969310943833243},{"$f":"AA13*G13+($A$4-80)*AH13*$A$12/1000","v":47.579617834394909},{"$f":"AB13*I13+($A$4-80)*AI13*$A$12/1000","v":46.815286624203829},{"$f":"AC13*K13+($A$4-80)*AJ13*$A$12/1000","v":46.050955414012741},{"$f":"AD13*M13+($A$4-80)*AK13*$A$12/1000","v":44.504921829762594},{"$f":"AE13*O13+($A$4-80)*AL13*$A$12/1000","v":42.99363057324841}]
[null,62,61.841343370005795,61.841343370005795,59.774174869716262,59.774174869716262,{"$f":"T14*$G$13","v":56.925303995367699},56.925303995367699,55.327156919513612,55.327156919513612,53.729009843659526,53.729009843659526,50.393746381007531,50.393746381007531,47.162709901563403,47.162709901563403,null,1.0306890561667632,0.99623624782860443,0.94875506658946163,0.92211928199189352,0.89548349739432542,0.83989577301679219,0.7860451650260567,1,1,1,1,1,1,1,0.83499999999999996,0.83499999999999996,0.83499999999999996,0.83499999999999996,0.83499999999999996,0.83499999999999996,0.83499999999999996,61.841343370005795,{"$f":"Z14*E14+($A$4-80)*AG14*$A$12/1000","v":59.774174869716262},{"$f":"AA14*G14+($A$4-80)*AH14*$A$12/1000","v":56.925303995367699},55.327156919513612,53.729009843659526,50.393746381007531,47.162709901563403]
[null,57,61.771858714533877,61.771858714533877,59.687319050376374,59.687319050376374,56.855819339895767,56.855819339895767,55.257672264041688,55.257672264041688,53.659525188187608,53.659525188187608,50.324261725535614,50.324261725535614,47.11059640995947,47.11059640995947,null,1.0295309785755646,0.99478865083960621,0.94759698899826283,0.92096120440069484,0.89432541980312685,0.83873769542559351,0.78517660683265789,1,1,1,1,1,1,1,0.83499999999999996,0.83499999999999996,0.83499999999999996,0.83499999999999996,0.83499999999999996,0.83499999999999996,0.83499999999999996,61.771858714533877,{"$f":"Z15*E15+($A$4-80)*AG15*$A$12/1000","v":59.687319050376374},{"$f":"AA15*G15+($A$4-80)*AH15*$A$12/1000","v":56.855819339895767},55.257672264041688,53.659525188187608,50.324261725535614,47.11059640995947]
[1350,72,71.569195136074129,41.065431383902727,68.511870295309777,40.023161551823968,64.620729588882469,38.702953097857559,62.475390851187043,37.98204979733643,60.330052113491604,37.261146496815286,55.969889982628835,35.801968731905035,51.748697162709902,34.394904458598731,null,1.1928199189345687,1.1418645049218297,1.0770121598147078,1.0412565141864507,1.0055008685581934,0.93283149971048063,0.86247828604516508,0.5737864077669903,0.58417849898580121,0.59892473118279566,0.6079521757264007,0.61762165274978409,0.63966480446927376,0.66465256797583083,0.83499999999999996,0.83499999999999996,0.83499999999999996,0.83499999999999996,0.83499999999999996,0.83499999999999996,0.83499999999999996,{"$f":"Y16*C16+($A$4-80)*AF16*$A$16/1000","v":41.065431383902727},{"$f":"Z16*E16+($A$4-80)*AG16*$A$16/1000","v":40.023161551823968},{"$f":"AA16*G16+($A$4-80)*AH16*$A$16/1000","v":38.702953097857559},{"$f":"AB16*I16+($A$4-80)*AI16*$A$16/1000","v":37.98204979733643},{"$f":"AC16*K16+($A$4-80)*AJ16*$A$16/1000","v":37.261146496815286},{"$f":"AD16*M16+($A$4-80)*AK16*$A$16/1000","v":35.801968731905035},{"$f":"AE16*O16+($A$4-80)*AL16*$A$16/1000","v":34.394904458598731}]
[null,67,66.809496236247824,53.155761436016206,64.030110017371172,52.096120440069491,60.382165605095544,50.68905616676318,58.367110596409951,49.907353792704114,56.352055587724372,49.125651418645049,52.269832078749275,47.527504342790962,48.361320208453968,45.894614939200935,null,1.1134916039374638,1.0671685002895195,1.0063694267515924,0.9727851766068325,0.93920092646207287,0.87116386797915457,0.80602200347423281,0.79563182527301091,0.81361909929462828,0.83947065592635217,0.85505952380952399,0.87176325524044396,0.90927218344965099,0.94899425287356332,0.83499999999999996,0.83499999999999996,0.83499999999999996,0.83499999999999996,0.83499999999999996,0.83499999999999996,0.83499999999999996,{"$f":"Y17*C17+($A$4-80)*AF17*$A$16/1000","v":53.155761436016206},{"$f":"Z17*E17+($A$4-80)*AG17*$A$16/1000","v":52.096120440069491},{"$f":"AA17*G17+($A$4-80)*AH17*$A$16/1000","v":50.68905616676318},{"$f":"AB17*I17+($A$4-80)*AI17*$A$16/1000","v":49.907353792704114},{"$f":"AC17*K17+($A$4-80)*AJ17*$A$16/1000","v":49.125651418645049},{"$f":"AD17*M17+($A$4-80)*AK17*$A$16/1000","v":47.527504342790962},{"$f":"AE17*O17+($A$4-80)*AL17*$A$16/1000","v":45.894614939200935}]
[null,62,63.595830920671695,63.595830920671695,61.372321945570356,61.372321945570356,58.367110596409965,58.367110596409965,56.682107701215983,56.682107701215983,54.997104806022008,54.997104806022008,51.522872032426179,51.522872032426179,48.118123914302252,48.118123914302252,null,1.0599305153445282,1.0228720324261726,0.97278517660683272,0.94470179502026641,0.9166184134337001,0.85871453387376961,0.80196873190503759,1,1,1,1,1,1,1,0.83499999999999996,0.83499999999999996,0.83499999999999996,0.83499999999999996,0.83499999999999996,0.83499999999999996,0.83499999999999996,63.595830920671695,{"$f":"Z18*E18+($A$4-80)*AG18*$A$16/1000","v":61.372321945570356},{"$f":"AA18*G18+($A$4-80)*AH18*$A$16/1000","v":58.367110596409965},56.682107701215983,54.997104806022008,51.522872032426179,48.118123914302252]
[null,57,63.526346265199763,63.526346265199763,61.302837290098431,61.302837290098431,58.314997104806018,58.314997104806018,56.62999420961205,56.62999420961205,54.944991314418061,54.944991314418061,51.470758540822231,51.470758540822231,48.066010422698326,48.066010422698326,null,1.0587724377533294,1.0217139548349738,0.97191661841343369,0.94383323682686748,0.91574985524030106,0.85784597568037058,0.80110017371163877,1,1,1,1,1,1,1,0.83499999999999996,0.83499999999999996,0.83499999999999996,0.83499999999999996,0.83499999999999996,0.83499999999999996,0.83499999999999996,63.526346265199763,{"$f":"Z19*E19+($A$4-80)*AG19*$A$16/1000","v":61.302837290098431},{"$f":"AA19*G19+($A$4-80)*AH19*$A$16/1000","v":58.314997104806018},56.62999420961205,54.944991314418061,51.470758540822231,48.066010422698326]

{"sheet":"CA14NA_42","index":107,"n_rows":19,"n_cols":45,"rows_kept":19,"cut":false,"hidden":true,"merged":[[2,0,2,1],[2,2,2,15],[3,2,3,3],[3,4,3,5],[3,6,3,7],[3,8,3,9],[3,10,3,11],[3,12,3,13],[3,14,3,15],[5,2,6,2],[5,3,6,3],[5,4,6,4],[5,5,6,5],[5,6,6,6],[5,7,6,7],[5,8,6,8],[4,0,6,0],[4,1,6,1],[4,2,4,3],[4,4,4,5],[4,6,4,7],[4,8,4,9],[5,9,6,9],[5,10,6,10],[5,11,6,11],[5,12,6,12],[5,13,6,13],[5,14,6,14],[5,15,6,15],[4,10,4,11],[4,12,4,13],[4,14,4,15],[7,0,10,0],[11,0,14,0],[15,0,18,0],[22,4,22,15],[23,4,23,5],[23,6,23,7],[23,8,23,9],[23,10,23,11],[23,12,23,13],[23,14,23,15],[25,12,26,12],[25,13,26,13],[25,14,26,14],[25,15,26,15],[27,0,30,0],[31,0,34,0],[24,12,24,13],[24,14,24,15],[25,4,26,4],[25,5,26,5],[25,6,26,6],[25,7,26,7],[25,8,26,8],[25,9,26,9],[25,10,26,10],[25,11,26,11],[24,0,26,0],[24,1,26,1],[24,4,24,5],[24,6,24,7],[24,8,24,9],[24,10,24,11],[35,0,38,0],[41,0,42,1],[41,4,41,15],[42,4,42,5],[42,6,42,7],[42,8,42,9],[42,10,42,11],[42,12,42,13],[42,14,42,15],[44,12,45,12],[44,13,45,13],[44,14,45,14],[44,15,45,15],[46,0,49,0],[50,0,53,0],[43,12,43,13],[43,14,43,15],[44,4,45,4],[44,5,45,5],[44,6,45,6],[44,7,45,7],[44,8,45,8],[44,9,45,9],[44,10,45,10],[44,11,45,11],[43,0,45,0],[43,1,45,1],[43,4,43,5],[43,6,43,7],[43,8,43,9],[43,10,43,11],[54,0,57,0],[60,0,61,1],[60,4,60,15],[61,4,61,5],[61,6,61,7],[61,8,61,9],[61,10,61,11],[61,12,61,13],[61,14,61,15],[63,12,64,12],[63,13,64,13],[63,14,64,14],[63,15,64,15],[65,0,68,0],[69,0,72,0],[62,12,62,13],[62,14,62,15],[63,4,64,4],[63,5,64,5],[63,6,64,6],[63,7,64,7],[63,8,64,8],[63,9,64,9],[63,10,64,10],[63,11,64,11],[62,0,64,0],[62,1,64,1],[62,4,62,5],[62,6,62,7],[62,8,62,9],[62,10,62,11],[73,0,76,0],[79,0,80,1],[79,4,79,15],[80,4,80,5],[80,6,80,7],[80,8,80,9],[80,10,80,11],[80,12,80,13],[80,14,80,15],[82,12,83,12],[82,13,83,13],[82,14,83,14],[82,15,83,15],[84,0,87,0],[88,0,91,0],[81,12,81,13],[81,14,81,15],[82,4,83,4],[82,5,83,5],[82,6,83,6],[82,7,83,7],[82,8,83,8],[82,9,83,9],[82,10,83,10],[82,11,83,11],[81,0,83,0],[81,1,83,1],[81,4,81,5],[81,6,81,7],[81,8,81,9],[81,10,81,11],[92,0,95,0],[98,0,99,1],[98,4,98,15],[99,4,99,5],[99,6,99,7],[99,8,99,9],[99,10,99,11],[99,12,99,13],[99,14,99,15],[101,12,102,12],[101,13,102,13],[101,14,102,14],[101,15,102,15],[103,0,106,0],[107,0,110,0],[100,12,100,13],[100,14,100,15],[101,4,102,4],[101,5,102,5],[101,6,102,6],[101,7,102,7],[101,8,102,8],[101,9,102,9],[101,10,102,10],[101,11,102,11],[100,0,102,0],[100,1,102,1],[100,4,100,5],[100,6,100,7],[100,8,100,9],[100,10,100,11],[111,0,114,0],[117,0,118,1],[117,4,117,15],[118,4,118,5],[118,6,118,7],[118,8,118,9],[118,10,118,11],[118,12,118,13],[118,14,118,15],[130,0,133,0],[120,12,121,12],[120,13,121,13],[120,14,121,14],[120,15,121,15],[122,0,125,0],[126,0,129,0],[119,12,119,13],[119,14,119,15],[120,4,121,4],[120,5,121,5],[120,6,121,6],[120,7,121,7],[120,8,121,8],[120,9,121,9],[120,10,121,10],[120,11,121,11],[119,0,121,0],[119,1,121,1],[119,4,119,5],[119,6,119,7],[119,8,119,9],[119,10,119,11]]}
[]
["CA14NA_42"]
["Evaporator Air \n",null,"Condenser  Entering Air Temperature ˚F"]
[80,"°F DB",75,null,85,null,95,null,100,null,105,null,115,null,125]
["CFM","EWB†\n˚F","Capacity Mbtuh",null,"Capacity Mbtuh",null,"Capacity Mbtuh",null,"Capacity Mbtuh",null,"Capacity Mbtuh",null,"Capacity Mbtuh",null,"Capacity Mbtuh"]
[null,null,"Total","Sens.","Total","Sens.","Total","Sens.","Total","Sens.","Total","Sens.","Total","Sens.","Total","Sens."]
[null,null,null,null,null,null,null,null,null,null,null,null,null,null,null,null,null,"Total Factors",null,null,null,null,null,null,"Sens. %",null,null,null,null,null,null,"IDB Adj",null,null,null,null,null,null,"Sens Calc"]
[1200,72,{"$f":"R8*$G$13","v":72.003077712233903},{"$f":"IF(AM8>C8,C8,AM8)","v":39.34855091048987},{"$f":"S8*$G$13","v":68.709925621954341},{"$f":"IF(AN8>E8,E8,AN8)","v":38.117466016927416},{"$f":"T8*$G$13","v":65.247499358809947},{"$f":"IF(AO8>G8,G8,AO8)","v":36.855604001025903},{"$f":"U8*$G$13","v":63.431649140805327},{"$f":"IF(AP8>I8,I8,AP8)","v":36.193895870736078},{"$f":"V8*$G$13","v":61.615798922800721},{"$f":"IF(AQ8>K8,K8,AQ8)","v":35.532187740446275},{"$f":"W8*$G$13","v":57.737881508078992},{"$f":"IF(AR8>M8,M8,AR8)","v":34.147217235188506},{"$f":"X8*$G$13","v":53.598358553475244},{"$f":"IF(AS8>O8,O8,AS8)","v":32.685303924083094},null,1.2000512952038984,1.1451654270325724,1.0874583226468324,1.0571941523467554,1.0269299820466786,0.9622980251346499,0.89330597589125404,0.54648429151528111,0.55475923852183651,0.56485849056603776,0.57059679767103344,0.57667332667332671,0.59141791044776115,0.60981912144702843,0.83499999999999996,0.83499999999999996,0.83499999999999996,0.83499999999999996,0.83499999999999996,0.83499999999999996,0.83499999999999996,{"$f":"Y8*C8+($A$4-80)*AF8*$A$8/1000","v":39.34855091048987},{"$f":"Z8*E8+($A$4-80)*AG8*$A$8/1000","v":38.117466016927416},{"$f":"AA8*G8+($A$4-80)*AH8*$A$8/1000","v":36.855604001025903},{"$f":"AB8*I8+($A$4-80)*AI8*$A$8/1000","v":36.193895870736078},{"$f":"AC8*K8+($A$4-80)*AJ8*$A$8/1000","v":35.532187740446275},{"$f":"AD8*M8+($A$4-80)*AK8*$A$8/1000","v":34.147217235188506},{"$f":"AE8*O8+($A$4-80)*AL8*$A$8/1000","v":32.685303924083094}]
[null,67,65.2167222364709,48.750961785073102,62.246729930751471,{"$f":"IF(AN9>E9,E9,AN9)","v":47.535265452680171},{"$f":"T9*$G$13","v":59.122852013336754},{"$f":"IF(AO9>G9,G9,AO9)","v":46.273403436778658},57.4685816876122,{"$f":"IF(AP9>I9,I9,AP9)","v":45.604001025904076},55.814311361887668,{"$f":"IF(AQ9>K9,K9,AQ9)","v":44.934598615029493},52.30571941523467,{"$f":"IF(AR9>M9,M9,AR9)","v":43.534239548602194},48.535521928699666,{"$f":"IF(AS9>O9,O9,AS9)","v":42.041549115157736},null,1.0869453706078482,1.0374454988458579,0.98538086688894588,0.95780969479353673,0.93023852269812779,0.87176199025391121,0.80892536547832772,0.74752241623407267,0.76365883807169344,0.78266527850078083,0.79354665952604098,0.8050730631375792,0.83230361871138558,0.86620164870006344,0.83499999999999996,0.83499999999999996,0.83499999999999996,0.83499999999999996,0.83499999999999996,0.83499999999999996,0.83499999999999996,{"$f":"Y9*C9+($A$4-80)*AF9*$A$8/1000","v":48.750961785073102},{"$f":"Z9*E9+($A$4-80)*AG9*$A$8/1000","v":47.535265452680171},{"$f":"AA9*G9+($A$4-80)*AH9*$A$8/1000","v":46.273403436778658},{"$f":"AB9*I9+($A$4-80)*AI9*$A$8/1000","v":45.604001025904076},{"$f":"AC9*K9+($A$4-80)*AJ9*$A$8/1000","v":44.934598615029493},{"$f":"AD9*M9+($A$4-80)*AK9*$A$8/1000","v":43.534239548602194},{"$f":"AE9*O9+($A$4-80)*AL9*$A$8/1000","v":42.041549115157736}]
[null,62,59.399846114388303,57.907155680943831,56.829956399076686,56.476019492177485,{"$f":"T10*$G$13","v":54.398563734290846},54.398563734290846,53.167478840728378,53.167478840728378,51.936393947165939,51.936393947165939,49.274172864837141,49.274172864837141,46.381123364965376,46.381123364965376,null,0.9899974352398051,0.9471659399846114,0.90664272890484743,0.88612464734547303,0.86560656578609896,0.82123621441395234,0.77301872274942296,0.97487046632124352,0.99377200108313035,1,1,1,1,1,0.83499999999999996,0.83499999999999996,0.83499999999999996,0.83499999999999996,0.83499999999999996,0.83499999999999996,0.83499999999999996,57.907155680943831,{"$f":"Z10*E10+($A$4-80)*AG10*$A$8/1000","v":56.476019492177485},{"$f":"AA10*G10+($A$4-80)*AH10*$A$8/1000","v":54.398563734290846},53.167478840728378,51.936393947165939,49.274172864837141,46.381123364965376]
[null,57,58.738137984098486,58.738137984098486,56.599127981533726,56.599127981533726,{"$f":"T11*$G$13","v":54.306232367273658},54.306232367273658,53.082841754295977,53.082841754295977,51.859451141318289,51.859451141318289,49.212618620159013,49.212618620159013,46.319569120287255,46.319569120287255,null,0.97896896640164144,0.94331879969222876,0.90510387278789428,0.88471402923826625,0.86432418568863811,0.82021031033598357,0.7719928186714542,1,1,1,1,1,1,1,0.83499999999999996,0.83499999999999996,0.83499999999999996,0.83499999999999996,0.83499999999999996,0.83499999999999996,0.83499999999999996,58.738137984098486,{"$f":"Z11*E11+($A$4-80)*AG11*$A$8/1000","v":56.599127981533726},{"$f":"AA11*G11+($A$4-80)*AH11*$A$8/1000","v":54.306232367273658},{"$f":"AB11*I11+($A$4-80)*AI11*$A$8/1000","v":53.082841754295977},51.859451141318289,49.212618620159013,46.319569120287255]
[1400,72,73.172608361118236,41.564503718902294,69.756347781482432,40.318030264170297,{"$f":"T12*$G$13","v":66.155424467812253},39.040779687099253,64.254937163375217,38.363682995639898,62.354449858938189,37.686586304180551,58.338035393690681,36.270838676583736,54.090792510900222,34.793536804308793,null,1.2195434726853038,1.1626057963580405,1.1025904077968709,1.070915619389587,1.0392408309823031,0.97230058989484469,0.90151320851500372,0.56803364879074669,0.57798367527024042,0.59013724121888811,0.59705424500059867,0.60439289239881533,0.62173568979161176,0.64324324324324322,0.83499999999999996,0.83499999999999996,0.83499999999999996,0.83499999999999996,0.83499999999999996,0.83499999999999996,0.83499999999999996,{"$f":"Y12*C12+($A$4-80)*AF12*$A$12/1000","v":41.564503718902294},{"$f":"Z12*E12+($A$4-80)*AG12*$A$12/1000","v":40.318030264170297},{"$f":"AA12*G12+($A$4-80)*AH12*$A$12/1000","v":39.040779687099253},{"$f":"AB12*I12+($A$4-80)*AI12*$A$12/1000","v":38.363682995639898},{"$f":"AC12*K12+($A$4-80)*AJ12*$A$12/1000","v":37.686586304180551},{"$f":"AD12*M12+($A$4-80)*AK12*$A$12/1000","v":36.270838676583736},{"$f":"AE12*O12+($A$4-80)*AL12*$A$12/1000","v":34.793536804308793}]
[null,67,66.340087201846615,52.290330854065132,63.246986406770958,51.043857399333156,60,49.735829699923059,58.291869710182098,49.058733008463712,56.583739420364203,48.381636317004364,52.952038984354957,46.935111567068482,49.104898691972302,45.396255450115419,null,1.105668120030777,1.0541164401128493,1,0.97153116183636834,0.94306232367273668,0.88253398307258257,0.81841497819953835,0.78821619113894681,0.80705596107055966,0.82893049499871763,0.8416050686378036,0.85504487353821046,0.88637024120895103,0.92447508617988094,0.83499999999999996,0.83499999999999996,0.83499999999999996,0.83499999999999996,0.83499999999999996,0.83499999999999996,0.83499999999999996,{"$f":"Y13*C13+($A$4-80)*AF13*$A$12/1000","v":52.290330854065132},{"$f":"Z13*E13+($A$4-80)*AG13*$A$12/1000","v":51.043857399333156},{"$f":"AA13*G13+($A$4-80)*AH13*$A$12/1000","v":49.735829699923059},{"$f":"AB13*I13+($A$4-80)*AI13*$A$12/1000","v":49.058733008463712},{"$f":"AC13*K13+($A$4-80)*AJ13*$A$12/1000","v":48.381636317004364},{"$f":"AD13*M13+($A$4-80)*AK13*$A$12/1000","v":46.935111567068482},{"$f":"AE13*O13+($A$4-80)*AL13*$A$12/1000","v":45.396255450115419}]
[null,62,61.354193382918687,61.354193382918687,59.045909207489096,59.045909207489096,{"$f":"T14*$G$13","v":56.568350859194666},56.568350859194666,55.244934598615025,55.244934598615025,53.921518338035391,53.921518338035391,51.074634521672216,51.074634521672216,47.966145165427029,47.966145165427029,null,1.0225698897153115,0.98409848679148493,0.94280584765324438,0.92074890997691705,0.89869197230058984,0.85124390869453692,0.7994357527571172,1,1,1,1,1,1,1,0.83499999999999996,0.83499999999999996,0.83499999999999996,0.83499999999999996,0.83499999999999996,0.83499999999999996,0.83499999999999996,61.354193382918687,{"$f":"Z14*E14+($A$4-80)*AG14*$A$12/1000","v":59.045909207489096},{"$f":"AA14*G14+($A$4-80)*AH14*$A$12/1000","v":56.568350859194666},55.244934598615025,53.921518338035391,51.074634521672216,47.966145165427029]
[null,57,61.261862015901514,61.261862015901514,58.953577840471915,58.953577840471915,56.491408053347016,56.491408053347016,55.167991792767374,55.167991792767374,53.84457553218774,53.84457553218774,50.997691715824573,50.997691715824573,47.904590920748909,47.904590920748909,null,1.0210310335983586,0.98255963067453189,0.94152346755578353,0.91946652987945621,0.89740959220312899,0.84996152859707619,0.79840984867914844,1,1,1,1,1,1,1,0.83499999999999996,0.83499999999999996,0.83499999999999996,0.83499999999999996,0.83499999999999996,0.83499999999999996,0.83499999999999996,61.261862015901514,{"$f":"Z15*E15+($A$4-80)*AG15*$A$12/1000","v":58.953577840471915},{"$f":"AA15*G15+($A$4-80)*AH15*$A$12/1000","v":56.491408053347016},55.167991792767374,53.84457553218774,50.997691715824573,47.904590920748909]
[1575,72,74.034367786611952,43.68812516029751,70.479610156450363,42.426263144395996,66.770966914593487,41.118235444985892,64.816619646063103,40.43344447294178,62.86227237753269,39.74865350089766,58.738137984098486,38.332905873300845,54.367786611951779,36.824826878686835,null,1.2339061297768659,1.1746601692741727,1.1128494485765581,1.0802769941010517,1.0477045396255449,0.97896896640164144,0.90612977686586293,0.59010600706713778,0.60196506550218343,0.61581009449181834,0.62381291547958206,0.63231334149326801,0.65260675923500133,0.67732804981602035,0.83499999999999996,0.83499999999999996,0.83499999999999996,0.83499999999999996,0.83499999999999996,0.83499999999999996,0.83499999999999996,{"$f":"Y16*C16+($A$4-80)*AF16*$A$16/1000","v":43.68812516029751},{"$f":"Z16*E16+($A$4-80)*AG16*$A$16/1000","v":42.426263144395996},{"$f":"AA16*G16+($A$4-80)*AH16*$A$16/1000","v":41.118235444985892},{"$f":"AB16*I16+($A$4-80)*AI16*$A$16/1000","v":40.43344447294178},{"$f":"AC16*K16+($A$4-80)*AJ16*$A$16/1000","v":39.74865350089766},{"$f":"AD16*M16+($A$4-80)*AK16*$A$16/1000","v":38.332905873300845},{"$f":"AE16*O16+($A$4-80)*AL16*$A$16/1000","v":36.824826878686835}]
[null,67,67.1864580661708,55.691202872531406,63.985637342908433,54.413952295460369,60.64631956912028,53.075147473711212,58.892023595793781,52.367273659912797,57.137727622467303,51.659399846114383,53.444472941779935,50.166709412669917,49.55116696588869,48.473967684021538,null,1.1197743011028467,1.0664272890484738,1.0107719928186714,0.98153372659656302,0.95229546037445501,0.89074121569633224,0.82585278276481155,0.82890517636280348,0.85040885040885039,0.87515858919056089,0.88920825712046003,0.90412065715055201,0.93866973797869291,0.97826086956521729,0.83499999999999996,0.83499999999999996,0.83499999999999996,0.83499999999999996,0.83499999999999996,0.83499999999999996,0.83499999999999996,{"$f":"Y17*C17+($A$4-80)*AF17*$A$16/1000","v":55.691202872531406},{"$f":"Z17*E17+($A$4-80)*AG17*$A$16/1000","v":54.413952295460369},{"$f":"AA17*G17+($A$4-80)*AH17*$A$16/1000","v":53.075147473711212},{"$f":"AB17*I17+($A$4-80)*AI17*$A$16/1000","v":52.367273659912797},{"$f":"AC17*K17+($A$4-80)*AJ17*$A$16/1000","v":51.659399846114383},{"$f":"AD17*M17+($A$4-80)*AK17*$A$16/1000","v":50.166709412669917},{"$f":"AE17*O17+($A$4-80)*AL17*$A$16/1000","v":48.473967684021538}]
[null,62,63.370094896127213,63.370094896127213,60.907925109002299,60.907925109002299,58.291869710182098,58.291869710182098,56.891510643754806,56.891510643754806,55.491151577327521,55.491151577327521,52.474993588099515,52.474993588099515,49.212618620159013,49.212618620159013,null,1.0561682482687869,1.0151320851500383,0.97153116183636834,0.94819184406258006,0.924852526288792,0.8745832264683252,0.82021031033598357,1,1,1,1,1,1,1,0.83499999999999996,0.83499999999999996,0.83499999999999996,0.83499999999999996,0.83499999999999996,0.83499999999999996,0.83499999999999996,63.370094896127213,{"$f":"Z18*E18+($A$4-80)*AG18*$A$16/1000","v":60.907925109002299},{"$f":"AA18*G18+($A$4-80)*AH18*$A$16/1000","v":58.291869710182098},56.891510643754806,55.491151577327521,52.474993588099515,49.212618620159013]
[null,57,63.277763529110025,63.277763529110025,60.830982303154656,60.830982303154656,58.214926904334433,58.214926904334433,56.814567837907155,56.814567837907155,55.414208771479863,55.414208771479863,52.398050782251858,52.398050782251858,49.151064375480892,49.151064375480892,null,1.0546293921518337,1.0138497050525777,0.97024878173890727,0.94690946396511921,0.92357014619133104,0.87330084637086425,0.81918440625801492,1,1,1,1,1,1,1,0.83499999999999996,0.83499999999999996,0.83499999999999996,0.83499999999999996,0.83499999999999996,0.83499999999999996,0.83499999999999996,63.277763529110025,{"$f":"Z19*E19+($A$4-80)*AG19*$A$16/1000","v":60.830982303154656},{"$f":"AA19*G19+($A$4-80)*AH19*$A$16/1000","v":58.214926904334433},56.814567837907155,55.414208771479863,52.398050782251858,49.151064375480892]

{"sheet":"CA14NA_48","index":108,"n_rows":19,"n_cols":45,"rows_kept":19,"cut":false,"hidden":true,"merged":[[2,0,2,1],[2,2,2,15],[3,2,3,3],[3,4,3,5],[3,6,3,7],[3,8,3,9],[3,10,3,11],[3,12,3,13],[3,14,3,15],[5,2,6,2],[5,3,6,3],[5,4,6,4],[5,5,6,5],[5,6,6,6],[5,7,6,7],[5,8,6,8],[4,0,6,0],[4,1,6,1],[4,2,4,3],[4,4,4,5],[4,6,4,7],[4,8,4,9],[5,9,6,9],[5,10,6,10],[5,11,6,11],[5,12,6,12],[5,13,6,13],[5,14,6,14],[5,15,6,15],[4,10,4,11],[4,12,4,13],[4,14,4,15],[7,0,10,0],[11,0,14,0],[15,0,18,0],[22,4,22,15],[23,4,23,5],[23,6,23,7],[23,8,23,9],[23,10,23,11],[23,12,23,13],[23,14,23,15],[25,12,26,12],[25,13,26,13],[25,14,26,14],[25,15,26,15],[27,0,30,0],[31,0,34,0],[24,12,24,13],[24,14,24,15],[25,4,26,4],[25,5,26,5],[25,6,26,6],[25,7,26,7],[25,8,26,8],[25,9,26,9],[25,10,26,10],[25,11,26,11],[24,0,26,0],[24,1,26,1],[24,4,24,5],[24,6,24,7],[24,8,24,9],[24,10,24,11],[35,0,38,0],[41,0,42,1],[41,4,41,15],[42,4,42,5],[42,6,42,7],[42,8,42,9],[42,10,42,11],[42,12,42,13],[42,14,42,15],[44,12,45,12],[44,13,45,13],[44,14,45,14],[44,15,45,15],[46,0,49,0],[50,0,53,0],[43,12,43,13],[43,14,43,15],[44,4,45,4],[44,5,45,5],[44,6,45,6],[44,7,45,7],[44,8,45,8],[44,9,45,9],[44,10,45,10],[44,11,45,11],[43,0,45,0],[43,1,45,1],[43,4,43,5],[43,6,43,7],[43,8,43,9],[43,10,43,11],[54,0,57,0],[60,0,61,1],[60,4,60,15],[61,4,61,5],[61,6,61,7],[61,8,61,9],[61,10,61,11],[61,12,61,13],[61,14,61,15],[63,12,64,12],[63,13,64,13],[63,14,64,14],[63,15,64,15],[65,0,68,0],[69,0,72,0],[62,12,62,13],[62,14,62,15],[63,4,64,4],[63,5,64,5],[63,6,64,6],[63,7,64,7],[63,8,64,8],[63,9,64,9],[63,10,64,10],[63,11,64,11],[62,0,64,0],[62,1,64,1],[62,4,62,5],[62,6,62,7],[62,8,62,9],[62,10,62,11],[73,0,76,0],[79,0,80,1],[79,4,79,15],[80,4,80,5],[80,6,80,7],[80,8,80,9],[80,10,80,11],[80,12,80,13],[80,14,80,15],[82,12,83,12],[82,13,83,13],[82,14,83,14],[82,15,83,15],[84,0,87,0],[88,0,91,0],[81,12,81,13],[81,14,81,15],[82,4,83,4],[82,5,83,5],[82,6,83,6],[82,7,83,7],[82,8,83,8],[82,9,83,9],[82,10,83,10],[82,11,83,11],[81,0,83,0],[81,1,83,1],[81,4,81,5],[81,6,81,7],[81,8,81,9],[81,10,81,11],[92,0,95,0],[98,0,99,1],[98,4,98,15],[99,4,99,5],[99,6,99,7],[99,8,99,9],[99,10,99,11],[99,12,99,13],[99,14,99,15],[101,12,102,12],[101,13,102,13],[101,14,102,14],[101,15,102,15],[103,0,106,0],[107,0,110,0],[100,12,100,13],[100,14,100,15],[101,4,102,4],[101,5,102,5],[101,6,102,6],[101,7,102,7],[101,8,102,8],[101,9,102,9],[101,10,102,10],[101,11,102,11],[100,0,102,0],[100,1,102,1],[100,4,100,5],[100,6,100,7],[100,8,100,9],[100,10,100,11],[111,0,114,0],[117,0,118,1],[117,4,117,15],[118,4,118,5],[118,6,118,7],[118,8,118,9],[118,10,118,11],[118,12,118,13],[118,14,118,15],[130,0,133,0],[120,12,121,12],[120,13,121,13],[120,14,121,14],[120,15,121,15],[122,0,125,0],[126,0,129,0],[119,12,119,13],[119,14,119,15],[120,4,121,4],[120,5,121,5],[120,6,121,6],[120,7,121,7],[120,8,121,8],[120,9,121,9],[120,10,121,10],[120,11,121,11],[119,0,121,0],[119,1,121,1],[119,4,119,5],[119,6,119,7],[119,8,119,9],[119,10,119,11]]}
[]
["CA14NA_48"]
["Evaporator Air \n",null,"Condenser  Entering Air Temperature ˚F"]
[80,"°F DB",75,null,85,null,95,null,100,null,105,null,115,null,125]
["CFM","EWB†\n˚F","Capacity Mbtuh",null,"Capacity Mbtuh",null,"Capacity Mbtuh",null,"Capacity Mbtuh",null,"Capacity Mbtuh",null,"Capacity Mbtuh",null,"Capacity Mbtuh"]
[null,null,"Total","Sens.","Total","Sens.","Total","Sens.","Total","Sens.","Total","Sens.","Total","Sens.","Total","Sens."]
[null,null,null,null,null,null,null,null,null,null,null,null,null,null,null,null,null,"Total Factors",null,null,null,null,null,null,"Sens. %",null,null,null,null,null,null,"IDB Adj",null,null,null,null,null,null,"Sens Calc"]
[1400,72,{"$f":"R8*$G$13","v":71.090109890109886},{"$f":"IF(AM8>C8,C8,AM8)","v":35.208791208791204},{"$f":"S8*$G$13","v":68.175824175824175},{"$f":"IF(AN8>E8,E8,AN8)","v":34.219780219780212},{"$f":"T8*$G$13","v":64.997802197802201},{"$f":"IF(AO8>G8,G8,AO8)","v":33.151648351648355},{"$f":"U8*$G$13","v":63.230769230769234},{"$f":"IF(AP8>I8,I8,AP8)","v":32.564835164835166},{"$f":"V8*$G$13","v":61.463736263736266},{"$f":"IF(AQ8>K8,K8,AQ8)","v":31.978021978021978},{"$f":"W8*$G$13","v":57.362637362637365},{"$f":"IF(AR8>M8,M8,AR8)","v":30.632967032967034},{"$f":"X8*$G$13","v":52.668131868131866},{"$f":"IF(AS8>O8,O8,AS8)","v":29.103296703296703},null,1.1848351648351647,1.1362637362637362,1.0832967032967034,1.0538461538461539,1.0243956043956044,0.95604395604395609,0.8778021978021977,0.49526989426822482,0.5019342359767891,0.5100426049908704,0.51501564129301358,0.52027461918043338,0.53402298850574714,0.55257886830245373,0.83499999999999996,0.83499999999999996,0.83499999999999996,0.83499999999999996,0.83499999999999996,0.83499999999999996,0.83499999999999996,{"$f":"Y8*C8+($A$4-80)*AF8*$A$8/1000","v":35.208791208791204},{"$f":"Z8*E8+($A$4-80)*AG8*$A$8/1000","v":34.219780219780212},{"$f":"AA8*G8+($A$4-80)*AH8*$A$8/1000","v":33.151648351648355},{"$f":"AB8*I8+($A$4-80)*AI8*$A$8/1000","v":32.564835164835166},{"$f":"AC8*K8+($A$4-80)*AJ8*$A$8/1000","v":31.978021978021978},{"$f":"AD8*M8+($A$4-80)*AK8*$A$8/1000","v":30.632967032967034},{"$f":"AE8*O8+($A$4-80)*AL8*$A$8/1000","v":29.103296703296703}]
[null,67,64.707692307692298,43.621978021978009,62.01758241758241,{"$f":"IF(AN9>E9,E9,AN9)","v":42.593406593406584},{"$f":"T9*$G$13","v":59.116483516483513},{"$f":"IF(AO9>G9,G9,AO9)","v":41.512087912087914},57.487912087912086,{"$f":"IF(AP9>I9,I9,AP9)","v":40.905494505494509},55.85934065934066,{"$f":"IF(AQ9>K9,K9,AQ9)","v":40.298901098901098},52.114285714285721,{"$f":"IF(AR9>M9,M9,AR9)","v":38.927472527472524},47.815384615384609,{"$f":"IF(AS9>O9,O9,AS9)","v":37.358241758241753},null,1.0784615384615384,1.0336263736263736,0.98527472527472526,0.95813186813186813,0.93098901098901099,0.86857142857142866,0.79692307692307685,0.67413898512329318,0.68679566234318512,0.70220834262770471,0.71154948962036935,0.7214353163361662,0.74696356275303633,0.78130170987313841,0.83499999999999996,0.83499999999999996,0.83499999999999996,0.83499999999999996,0.83499999999999996,0.83499999999999996,0.83499999999999996,{"$f":"Y9*C9+($A$4-80)*AF9*$A$8/1000","v":43.621978021978009},{"$f":"Z9*E9+($A$4-80)*AG9*$A$8/1000","v":42.593406593406584},{"$f":"AA9*G9+($A$4-80)*AH9*$A$8/1000","v":41.512087912087914},{"$f":"AB9*I9+($A$4-80)*AI9*$A$8/1000","v":40.905494505494509},{"$f":"AC9*K9+($A$4-80)*AJ9*$A$8/1000","v":40.298901098901098},{"$f":"AD9*M9+($A$4-80)*AK9*$A$8/1000","v":38.927472527472524},{"$f":"AE9*O9+($A$4-80)*AL9*$A$8/1000","v":37.358241758241753}]
[null,62,59.090109890109893,51.771428571428572,56.650549450549455,50.676923076923082,{"$f":"T10*$G$13","v":54.105494505494512},53.934065934065934,52.85934065934066,52.773626373626371,51.613186813186815,51.613186813186815,48.778021978021982,48.778021978021982,45.481318681318683,45.481318681318683,null,0.98483516483516487,0.94417582417582424,0.90175824175824182,0.88098901098901106,0.86021978021978018,0.81296703296703299,0.75802197802197802,0.87614371792010703,0.89455307262569828,0.99683158664391902,0.99837844580266921,1,1,1,0.83499999999999996,0.83499999999999996,0.83499999999999996,0.83499999999999996,0.83499999999999996,0.83499999999999996,0.83499999999999996,51.771428571428572,{"$f":"Z10*E10+($A$4-80)*AG10*$A$8/1000","v":50.676923076923082},{"$f":"AA10*G10+($A$4-80)*AH10*$A$8/1000","v":53.934065934065934},52.773626373626371,51.613186813186815,48.778021978021982,45.481318681318683]
[null,57,58.048351648351655,58.048351648351655,56.057142857142857,56.057142857142857,{"$f":"T11*$G$13","v":53.94725274725274},53.94725274725274,52.740659340659334,52.740659340659334,51.534065934065936,51.534065934065936,48.71208791208791,48.71208791208791,45.415384615384617,45.415384615384617,null,0.96747252747252754,0.93428571428571427,0.89912087912087901,0.87901098901098895,0.85890109890109889,0.81186813186813178,0.75692307692307692,1,1,1,1,1,1,1,0.83499999999999996,0.83499999999999996,0.83499999999999996,0.83499999999999996,0.83499999999999996,0.83499999999999996,0.83499999999999996,58.048351648351655,{"$f":"Z11*E11+($A$4-80)*AG11*$A$8/1000","v":56.057142857142857},{"$f":"AA11*G11+($A$4-80)*AH11*$A$8/1000","v":53.94725274725274},{"$f":"AB11*I11+($A$4-80)*AI11*$A$8/1000","v":52.740659340659334},51.534065934065936,48.71208791208791,45.415384615384617]
[1600,72,72.184615384615384,37.160439560439563,69.178021978021974,36.158241758241758,{"$f":"T12*$G$13","v":65.894505494505495},35.07692307692308,64.048351648351641,34.470329670329669,62.202197802197801,33.863736263736264,57.956043956043956,32.492307692307691,53.142857142857139,30.962637362637363,null,1.2030769230769232,1.152967032967033,1.0982417582417583,1.0674725274725274,1.0367032967032968,0.96593406593406594,0.88571428571428568,0.51479722323712096,0.52268394967594356,0.53231939163498099,0.53819229977352279,0.54441382234471059,0.56063708759954489,0.58263027295285363,0.83499999999999996,0.83499999999999996,0.83499999999999996,0.83499999999999996,0.83499999999999996,0.83499999999999996,0.83499999999999996,{"$f":"Y12*C12+($A$4-80)*AF12*$A$12/1000","v":37.160439560439563},{"$f":"Z12*E12+($A$4-80)*AG12*$A$12/1000","v":36.158241758241758},{"$f":"AA12*G12+($A$4-80)*AH12*$A$12/1000","v":35.07692307692308},{"$f":"AB12*I12+($A$4-80)*AI12*$A$12/1000","v":34.470329670329669},{"$f":"AC12*K12+($A$4-80)*AJ12*$A$12/1000","v":33.863736263736264},{"$f":"AD12*M12+($A$4-80)*AK12*$A$12/1000","v":32.492307692307691},{"$f":"AE12*O12+($A$4-80)*AL12*$A$12/1000","v":30.962637362637363}]
[null,67,65.815384615384616,46.720879120879125,63.00659340659341,45.67912087912088,60,44.571428571428569,58.318681318681321,43.958241758241755,56.637362637362642,43.34505494505494,52.760439560439558,41.920879120879121,48.356043956043962,40.325274725274724,null,1.0969230769230769,1.0501098901098902,1,0.97197802197802197,0.94395604395604404,0.8793406593406593,0.80593406593406602,0.70987778000400725,0.72498953537044786,0.74285714285714277,0.75375918598077996,0.76530849825378333,0.79455136215946021,0.8339241887101172,0.83499999999999996,0.83499999999999996,0.83499999999999996,0.83499999999999996,0.83499999999999996,0.83499999999999996,0.83499999999999996,{"$f":"Y13*C13+($A$4-80)*AF13*$A$12/1000","v":46.720879120879125},{"$f":"Z13*E13+($A$4-80)*AG13*$A$12/1000","v":45.67912087912088},{"$f":"AA13*G13+($A$4-80)*AH13*$A$12/1000","v":44.571428571428569},{"$f":"AB13*I13+($A$4-80)*AI13*$A$12/1000","v":43.958241758241755},{"$f":"AC13*K13+($A$4-80)*AJ13*$A$12/1000","v":43.34505494505494},{"$f":"AD13*M13+($A$4-80)*AK13*$A$12/1000","v":41.920879120879121},{"$f":"AE13*O13+($A$4-80)*AL13*$A$12/1000","v":40.325274725274724}]
[null,62,60.619780219780218,60.619780219780218,58.496703296703295,58.496703296703295,{"$f":"T14*$G$13","v":56.202197802197801},56.202197802197801,54.903296703296704,54.903296703296704,53.604395604395599,53.604395604395599,50.571428571428569,50.571428571428569,47.050549450549454,47.050549450549454,null,1.0103296703296702,0.9749450549450549,0.93670329670329666,0.915054945054945,0.89340659340659334,0.84285714285714286,0.78417582417582421,1,1,1,1,1,1,1,0.83499999999999996,0.83499999999999996,0.83499999999999996,0.83499999999999996,0.83499999999999996,0.83499999999999996,0.83499999999999996,60.619780219780218,{"$f":"Z14*E14+($A$4-80)*AG14*$A$12/1000","v":58.496703296703295},{"$f":"AA14*G14+($A$4-80)*AH14*$A$12/1000","v":56.202197802197801},54.903296703296704,53.604395604395599,50.571428571428569,47.050549450549454]
[null,57,60.527472527472526,60.527472527472526,58.404395604395603,58.404395604395603,56.12307692307693,56.12307692307693,54.824175824175832,54.824175824175832,53.525274725274727,53.525274725274727,50.505494505494497,50.505494505494497,46.984615384615388,46.984615384615388,null,1.0087912087912088,0.97340659340659341,0.93538461538461548,0.91373626373626382,0.89208791208791216,0.84175824175824165,0.78307692307692311,1,1,1,1,1,1,1,0.83499999999999996,0.83499999999999996,0.83499999999999996,0.83499999999999996,0.83499999999999996,0.83499999999999996,0.83499999999999996,60.527472527472526,{"$f":"Z15*E15+($A$4-80)*AG15*$A$12/1000","v":58.404395604395603},{"$f":"AA15*G15+($A$4-80)*AH15*$A$12/1000","v":56.12307692307693},54.824175824175832,53.525274725274727,50.505494505494497,46.984615384615388]
[1800,72,72.989010989010993,39.019780219780216,69.890109890109898,38.004395604395611,66.501098901098914,36.909890109890114,64.602197802197793,36.303296703296702,62.703296703296694,35.696703296703298,58.364835164835164,34.312087912087911,53.419780219780215,32.74285714285714,null,1.2164835164835166,1.1648351648351649,1.1083516483516485,1.0767032967032966,1.0450549450549449,0.97274725274725271,0.89032967032967025,0.53459801264679307,0.54377358490566041,0.55502676977989285,0.56195141865686882,0.56929547844374351,0.58788974243108905,0.61293507775857814,0.83499999999999996,0.83499999999999996,0.83499999999999996,0.83499999999999996,0.83499999999999996,0.83499999999999996,0.83499999999999996,{"$f":"Y16*C16+($A$4-80)*AF16*$A$16/1000","v":39.019780219780216},{"$f":"Z16*E16+($A$4-80)*AG16*$A$16/1000","v":38.004395604395611},{"$f":"AA16*G16+($A$4-80)*AH16*$A$16/1000","v":36.909890109890114},{"$f":"AB16*I16+($A$4-80)*AI16*$A$16/1000","v":36.303296703296702},{"$f":"AC16*K16+($A$4-80)*AJ16*$A$16/1000","v":35.696703296703298},{"$f":"AD16*M16+($A$4-80)*AK16*$A$16/1000","v":34.312087912087911},{"$f":"AE16*O16+($A$4-80)*AL16*$A$16/1000","v":32.74285714285714}]
[null,67,66.606593406593404,49.714285714285715,63.745054945054953,48.659340659340664,60.646153846153851,47.538461538461533,58.918681318681315,46.905494505494509,57.191208791208787,46.272527472527479,53.248351648351658,44.808791208791213,48.791208791208788,43.094505494505491,null,1.11010989010989,1.0624175824175826,1.0107692307692309,0.98197802197802198,0.95318681318681309,0.88747252747252758,0.81318681318681318,0.74638685408829941,0.76334298717418281,0.78386605783866048,0.79610564010743068,0.80908462070555698,0.84150569588905388,0.88324324324324321,0.83499999999999996,0.83499999999999996,0.83499999999999996,0.83499999999999996,0.83499999999999996,0.83499999999999996,0.83499999999999996,{"$f":"Y17*C17+($A$4-80)*AF17*$A$16/1000","v":49.714285714285715},{"$f":"Z17*E17+($A$4-80)*AG17*$A$16/1000","v":48.659340659340664},{"$f":"AA17*G17+($A$4-80)*AH17*$A$16/1000","v":47.538461538461533},{"$f":"AB17*I17+($A$4-80)*AI17*$A$16/1000","v":46.905494505494509},{"$f":"AC17*K17+($A$4-80)*AJ17*$A$16/1000","v":46.272527472527479},{"$f":"AD17*M17+($A$4-80)*AK17*$A$16/1000","v":44.808791208791213},{"$f":"AE17*O17+($A$4-80)*AL17*$A$16/1000","v":43.094505494505491}]
[null,62,62.650549450549448,62.650549450549448,60.395604395604394,60.395604395604394,57.969230769230769,57.969230769230769,56.591208791208793,56.591208791208793,55.213186813186809,55.213186813186809,52.008791208791209,52.008791208791209,48.303296703296709,48.303296703296709,null,1.0441758241758241,1.0065934065934066,0.96615384615384614,0.94318681318681319,0.92021978021978013,0.86681318681318675,0.80505494505494513,1,1,1,1,1,1,1,0.83499999999999996,0.83499999999999996,0.83499999999999996,0.83499999999999996,0.83499999999999996,0.83499999999999996,0.83499999999999996,62.650549450549448,{"$f":"Z18*E18+($A$4-80)*AG18*$A$16/1000","v":60.395604395604394},{"$f":"AA18*G18+($A$4-80)*AH18*$A$16/1000","v":57.969230769230769},56.591208791208793,55.213186813186809,52.008791208791209,48.303296703296709]
[null,57,62.571428571428577,62.571428571428577,60.316483516483522,60.316483516483522,57.903296703296697,57.903296703296697,56.52527472527472,56.52527472527472,55.14725274725275,55.14725274725275,51.956043956043949,51.956043956043949,48.237362637362637,48.237362637362637,null,1.0428571428571429,1.0052747252747254,0.96505494505494493,0.94208791208791198,0.91912087912087914,0.86593406593406586,0.80395604395604392,1,1,1,1,1,1,1,0.83499999999999996,0.83499999999999996,0.83499999999999996,0.83499999999999996,0.83499999999999996,0.83499999999999996,0.83499999999999996,62.571428571428577,{"$f":"Z19*E19+($A$4-80)*AG19*$A$16/1000","v":60.316483516483522},{"$f":"AA19*G19+($A$4-80)*AH19*$A$16/1000","v":57.903296703296697},56.52527472527472,55.14725274725275,51.956043956043949,48.237362637362637]

{"sheet":"CA14NA_60","index":109,"n_rows":19,"n_cols":45,"rows_kept":19,"cut":false,"hidden":true,"merged":[[2,0,2,1],[2,2,2,15],[3,2,3,3],[3,4,3,5],[3,6,3,7],[3,8,3,9],[3,10,3,11],[3,12,3,13],[3,14,3,15],[5,2,6,2],[5,3,6,3],[5,4,6,4],[5,5,6,5],[5,6,6,6],[5,7,6,7],[5,8,6,8],[4,0,6,0],[4,1,6,1],[4,2,4,3],[4,4,4,5],[4,6,4,7],[4,8,4,9],[5,9,6,9],[5,10,6,10],[5,11,6,11],[5,12,6,12],[5,13,6,13],[5,14,6,14],[5,15,6,15],[4,10,4,11],[4,12,4,13],[4,14,4,15],[7,0,10,0],[11,0,14,0],[15,0,18,0],[22,4,22,15],[23,4,23,5],[23,6,23,7],[23,8,23,9],[23,10,23,11],[23,12,23,13],[23,14,23,15],[25,12,26,12],[25,13,26,13],[25,14,26,14],[25,15,26,15],[27,0,30,0],[31,0,34,0],[24,12,24,13],[24,14,24,15],[25,4,26,4],[25,5,26,5],[25,6,26,6],[25,7,26,7],[25,8,26,8],[25,9,26,9],[25,10,26,10],[25,11,26,11],[24,0,26,0],[24,1,26,1],[24,4,24,5],[24,6,24,7],[24,8,24,9],[24,10,24,11],[35,0,38,0],[41,0,42,1],[41,4,41,15],[42,4,42,5],[42,6,42,7],[42,8,42,9],[42,10,42,11],[42,12,42,13],[42,14,42,15],[44,12,45,12],[44,13,45,13],[44,14,45,14],[44,15,45,15],[46,0,49,0],[50,0,53,0],[43,12,43,13],[43,14,43,15],[44,4,45,4],[44,5,45,5],[44,6,45,6],[44,7,45,7],[44,8,45,8],[44,9,45,9],[44,10,45,10],[44,11,45,11],[43,0,45,0],[43,1,45,1],[43,4,43,5],[43,6,43,7],[43,8,43,9],[43,10,43,11],[54,0,57,0],[60,0,61,1],[60,4,60,15],[61,4,61,5],[61,6,61,7],[61,8,61,9],[61,10,61,11],[61,12,61,13],[61,14,61,15],[63,12,64,12],[63,13,64,13],[63,14,64,14],[63,15,64,15],[65,0,68,0],[69,0,72,0],[62,12,62,13],[62,14,62,15],[63,4,64,4],[63,5,64,5],[63,6,64,6],[63,7,64,7],[63,8,64,8],[63,9,64,9],[63,10,64,10],[63,11,64,11],[62,0,64,0],[62,1,64,1],[62,4,62,5],[62,6,62,7],[62,8,62,9],[62,10,62,11],[73,0,76,0],[79,0,80,1],[79,4,79,15],[80,4,80,5],[80,6,80,7],[80,8,80,9],[80,10,80,11],[80,12,80,13],[80,14,80,15],[82,12,83,12],[82,13,83,13],[82,14,83,14],[82,15,83,15],[84,0,87,0],[88,0,91,0],[81,12,81,13],[81,14,81,15],[82,4,83,4],[82,5,83,5],[82,6,83,6],[82,7,83,7],[82,8,83,8],[82,9,83,9],[82,10,83,10],[82,11,83,11],[81,0,83,0],[81,1,83,1],[81,4,81,5],[81,6,81,7],[81,8,81,9],[81,10,81,11],[92,0,95,0],[98,0,99,1],[98,4,98,15],[99,4,99,5],[99,6,99,7],[99,8,99,9],[99,10,99,11],[99,12,99,13],[99,14,99,15],[101,12,102,12],[101,13,102,13],[101,14,102,14],[101,15,102,15],[103,0,106,0],[107,0,110,0],[100,12,100,13],[100,14,100,15],[101,4,102,4],[101,5,102,5],[101,6,102,6],[101,7,102,7],[101,8,102,8],[101,9,102,9],[101,10,102,10],[101,11,102,11],[100,0,102,0],[100,1,102,1],[100,4,100,5],[100,6,100,7],[100,8,100,9],[100,10,100,11],[111,0,114,0],[117,0,118,1],[117,4,117,15],[118,4,118,5],[118,6,118,7],[118,8,118,9],[118,10,118,11],[118,12,118,13],[118,14,118,15],[130,0,133,0],[120,12,121,12],[120,13,121,13],[120,14,121,14],[120,15,121,15],[122,0,125,0],[126,0,129,0],[119,12,119,13],[119,14,119,15],[120,4,121,4],[120,5,121,5],[120,6,121,6],[120,7,121,7],[120,8,121,8],[120,9,121,9],[120,10,121,10],[120,11,121,11],[119,0,121,0],[119,1,121,1],[119,4,119,5],[119,6,119,7],[119,8,119,9],[119,10,119,11]]}
[]
["CA14NA_60"]
["Evaporator Air \n",null,"Condenser  Entering Air Temperature ˚F"]
[80,"°F DB",75,null,85,null,95,null,100,null,105,null,115,null,125]
["CFM","EWB†\n˚F","Capacity Mbtuh",null,"Capacity Mbtuh",null,"Capacity Mbtuh",null,"Capacity Mbtuh",null,"Capacity Mbtuh",null,"Capacity Mbtuh",null,"Capacity Mbtuh"]
[null,null,"Total","Sens.","Total","Sens.","Total","Sens.","Total","Sens.","Total","Sens.","Total","Sens.","Total","Sens."]
[null,null,null,null,null,null,null,null,null,null,null,null,null,null,null,null,null,"Total Factors",null,null,null,null,null,null,"Sens. %",null,null,null,null,null,null,"IDB Adj",null,null,null,null,null,null,"Sens Calc"]
[1750,72,{"$f":"R8*$G$13","v":71.583536798046737},{"$f":"IF(AM8>C8,C8,AM8)","v":37.481688175793515},{"$f":"S8*$G$13","v":68.381583536798033},{"$f":"IF(AN8>E8,E8,AN8)","v":36.278339727938615},{"$f":"T8*$G$13","v":65.033135681897448},{"$f":"IF(AO8>G8,G8,AO8)","v":35.043599581444013},{"$f":"U8*$G$13","v":63.228113010115095},{"$f":"IF(AP8>I8,I8,AP8)","v":34.38437391001046},{"$f":"V8*$G$13","v":61.423090338332756},{"$f":"IF(AQ8>K8,K8,AQ8)","v":33.725148238576907},{"$f":"W8*$G$13","v":57.561911405650498},{"$f":"IF(AR8>M8,M8,AR8)","v":32.322985699337281},{"$f":"X8*$G$13","v":53.229856993372863},{"$f":"IF(AS8>O8,O8,AS8)","v":30.774328566445767},null,1.1930589466341122,1.1396930589466339,1.0838855946982908,1.0538018835019183,1.023718172305546,0.95936519009417498,0.88716428322288099,0.52360765969887446,0.53052792654934977,0.53885760257441673,0.54381464625568887,0.54906303236797271,0.56153426649700056,0.57814035777471995,0.83499999999999996,0.83499999999999996,0.83499999999999996,0.83499999999999996,0.83499999999999996,0.83499999999999996,0.83499999999999996,{"$f":"Y8*C8+($A$4-80)*AF8*$A$8/1000","v":37.481688175793515},{"$f":"Z8*E8+($A$4-80)*AG8*$A$8/1000","v":36.278339727938615},{"$f":"AA8*G8+($A$4-80)*AH8*$A$8/1000","v":35.043599581444013},{"$f":"AB8*I8+($A$4-80)*AI8*$A$8/1000","v":34.38437391001046},{"$f":"AC8*K8+($A$4-80)*AJ8*$A$8/1000","v":33.725148238576907},{"$f":"AD8*M8+($A$4-80)*AK8*$A$8/1000","v":32.322985699337281},{"$f":"AE8*O8+($A$4-80)*AL8*$A$8/1000","v":30.774328566445767}]
[null,67,65.127310777816533,46.083013603069411,62.166027206138807,{"$f":"IF(AN9>E9,E9,AN9)","v":44.869201255667939},{"$f":"T9*$G$13","v":59.121032438088591},{"$f":"IF(AO9>G9,G9,AO9)","v":43.623997209626786},57.488664108824551,{"$f":"IF(AP9>I9,I9,AP9)","v":42.964771538193233},55.856295779560512,{"$f":"IF(AQ9>K9,K9,AQ9)","v":42.305545866759672},52.319497732821766,{"$f":"IF(AR9>M9,M9,AR9)","v":40.892919427973489},48.374607603766997,{"$f":"IF(AS9>O9,O9,AS9)","v":39.333798395535403},null,1.0854551796302756,1.0361004534356468,0.98535054063480987,0.9581444018137425,0.93093826299267524,0.87199162888036275,0.80624346006278325,0.70758354755784059,0.72176401279245928,0.73787610619469024,0.74736075718966155,0.75739977519670287,0.78159999999999996,0.81310837118754065,0.83499999999999996,0.83499999999999996,0.83499999999999996,0.83499999999999996,0.83499999999999996,0.83499999999999996,0.83499999999999996,{"$f":"Y9*C9+($A$4-80)*AF9*$A$8/1000","v":46.083013603069411},{"$f":"Z9*E9+($A$4-80)*AG9*$A$8/1000","v":44.869201255667939},{"$f":"AA9*G9+($A$4-80)*AH9*$A$8/1000","v":43.623997209626786},{"$f":"AB9*I9+($A$4-80)*AI9*$A$8/1000","v":42.964771538193233},{"$f":"AC9*K9+($A$4-80)*AJ9*$A$8/1000","v":42.305545866759672},{"$f":"AD9*M9+($A$4-80)*AK9*$A$8/1000","v":40.892919427973489},{"$f":"AE9*O9+($A$4-80)*AL9*$A$8/1000","v":39.333798395535403}]
[null,62,59.560516219044295,54.590163934426222,56.923613533310075,53.32403208929194,{"$f":"T10*$G$13","v":54.244855249389602},51.995116846878261,52.842692710149976,51.717823508894305,51.44053017091035,51.44053017091035,48.803627485176136,48.803627485176136,45.758632717125906,45.758632717125906,null,0.99267527031740488,0.94872689222183459,0.90408092082316005,0.88071154516916628,0.8573421695151725,0.81339379141960233,0.76264387861876515,0.91654954321855231,0.93676470588235294,0.95852623456790109,0.97871287128712869,1,1,1,0.83499999999999996,0.83499999999999996,0.83499999999999996,0.83499999999999996,0.83499999999999996,0.83499999999999996,0.83499999999999996,54.590163934426222,{"$f":"Z10*E10+($A$4-80)*AG10*$A$8/1000","v":53.32403208929194},{"$f":"AA10*G10+($A$4-80)*AH10*$A$8/1000","v":51.995116846878261},51.717823508894305,51.44053017091035,48.803627485176136,45.758632717125906]
[null,57,58.221137077084059,58.221137077084059,56.044645971398673,56.044645971398673,{"$f":"T11*$G$13","v":53.815835367980462},53.815835367980462,52.612486920125569,52.612486920125569,51.409138472270662,51.409138472270662,48.719916288803631,48.719916288803631,45.706313219393088,45.706313219393088,null,0.97035228461806766,0.93407743285664457,0.89693058946634108,0.87687478200209279,0.85681897453784439,0.81199860481339381,0.76177188698988485,1,1,1,1,1,1,1,0.83499999999999996,0.83499999999999996,0.83499999999999996,0.83499999999999996,0.83499999999999996,0.83499999999999996,0.83499999999999996,58.221137077084059,{"$f":"Z11*E11+($A$4-80)*AG11*$A$8/1000","v":56.044645971398673},{"$f":"AA11*G11+($A$4-80)*AH11*$A$8/1000","v":53.815835367980462},{"$f":"AB11*I11+($A$4-80)*AI11*$A$8/1000","v":52.612486920125569},51.409138472270662,48.719916288803631,45.706313219393088]
[2000,72,72.765957446808514,39.291942797349137,69.438437391001045,38.078130449947686,{"$f":"T12*$G$13","v":65.964422741541682},36.811998604813397,64.11231252179978,36.147540983606554,62.260202302057898,35.483083362399718,58.210673177537501,34.039065224973847,53.742588071154515,32.469480292989189,null,1.2127659574468086,1.1573072898500174,1.0994070456923613,1.0685385420299964,1.0376700383676316,0.97017788629229162,0.89570980118590859,0.53997699165947644,0.54837251356238703,0.55805837563451777,0.56381589685000821,0.56991596638655462,0.58475642638863923,0.60416666666666674,0.83499999999999996,0.83499999999999996,0.83499999999999996,0.83499999999999996,0.83499999999999996,0.83499999999999996,0.83499999999999996,{"$f":"Y12*C12+($A$4-80)*AF12*$A$12/1000","v":39.291942797349137},{"$f":"Z12*E12+($A$4-80)*AG12*$A$12/1000","v":38.078130449947686},{"$f":"AA12*G12+($A$4-80)*AH12*$A$12/1000","v":36.811998604813397},{"$f":"AB12*I12+($A$4-80)*AI12*$A$12/1000","v":36.147540983606554},{"$f":"AC12*K12+($A$4-80)*AJ12*$A$12/1000","v":35.483083362399718},{"$f":"AD12*M12+($A$4-80)*AK12*$A$12/1000","v":34.039065224973847},{"$f":"AE12*O12+($A$4-80)*AL12*$A$12/1000","v":32.469480292989189}]
[null,67,66.236484129752341,49.002441576560855,63.149633763515872,47.757237530519703,60,46.501569584931978,58.310080223229853,45.83188001395186,56.620160446459714,45.162190442971742,52.95779560516219,43.707708405999306,48.908266480641785,42.106731775374953,null,1.1039414021625391,1.0524938960585979,1,0.9718346703871642,0.94366934077432851,0.88262992675270313,0.81513777467736304,0.73981042654028439,0.75625517812758902,0.77502615974886635,0.78600269179004034,0.79763444834596187,0.82533096226042291,0.86093281985451431,0.83499999999999996,0.83499999999999996,0.83499999999999996,0.83499999999999996,0.83499999999999996,0.83499999999999996,0.83499999999999996,{"$f":"Y13*C13+($A$4-80)*AF13*$A$12/1000","v":49.002441576560855},{"$f":"Z13*E13+($A$4-80)*AG13*$A$12/1000","v":47.757237530519703},{"$f":"AA13*G13+($A$4-80)*AH13*$A$12/1000","v":46.501569584931978},{"$f":"AB13*I13+($A$4-80)*AI13*$A$12/1000","v":45.83188001395186},{"$f":"AC13*K13+($A$4-80)*AJ13*$A$12/1000","v":45.162190442971742},{"$f":"AD13*M13+($A$4-80)*AK13*$A$12/1000","v":43.707708405999306},{"$f":"AE13*O13+($A$4-80)*AL13*$A$12/1000","v":42.106731775374953}]
[null,62,60.952214858737349,58.419951168468771,58.304848273456571,57.896756191140561,{"$f":"T14*$G$13","v":55.845831880013947},55.845831880013947,54.558772235786535,54.558772235786535,53.271712591559115,53.271712591559115,50.394140216253916,50.394140216253916,47.181723055458669,47.181723055458669,null,1.0158702476456225,0.97174747122427618,0.93076386466689909,0.90931287059644228,0.88786187652598525,0.83990233693756533,0.78636205092431111,0.95845493562231754,0.9930007178750897,1,1,1,1,1,0.83499999999999996,0.83499999999999996,0.83499999999999996,0.83499999999999996,0.83499999999999996,0.83499999999999996,0.83499999999999996,58.419951168468771,{"$f":"Z14*E14+($A$4-80)*AG14*$A$12/1000","v":57.896756191140561},{"$f":"AA14*G14+($A$4-80)*AH14*$A$12/1000","v":55.845831880013947},54.558772235786535,53.271712591559115,50.394140216253916,47.181723055458669]
[null,57,60.481339379141957,60.481339379141957,58.168817579351234,58.168817579351234,55.772584583187999,55.772584583187999,54.48552493896058,54.48552493896058,53.198465294733175,53.198465294733175,50.341820718521092,50.341820718521092,47.118939658179279,47.118939658179279,null,1.0080223229856993,0.96948029298918725,0.9295430763864666,0.90809208231600969,0.88664108824555288,0.83903034530868492,0.78531566096965466,1,1,1,1,1,1,1,0.83499999999999996,0.83499999999999996,0.83499999999999996,0.83499999999999996,0.83499999999999996,0.83499999999999996,0.83499999999999996,60.481339379141957,{"$f":"Z15*E15+($A$4-80)*AG15*$A$12/1000","v":58.168817579351234},{"$f":"AA15*G15+($A$4-80)*AH15*$A$12/1000","v":55.772584583187999},54.48552493896058,53.198465294733175,50.341820718521092,47.118939658179279]
[2250,72,73.634461109173358,40.987094523892573,70.212765957446791,39.752354377397978,66.623648412975228,38.475758632717124,64.71398674572724,37.800837111963723,62.804325078479238,37.125915591210315,58.639693058946627,35.660969654691307,54.056505057551441,34.059993024066969,null,1.2272410184862226,1.1702127659574466,1.1103941402162538,1.0785664457621207,1.0467387513079873,0.97732821764911049,0.90094175095919071,0.55662924541708114,0.56616989567809251,0.57750903094078843,0.58412159430835153,0.59113628790403194,0.60813704496788001,0.63008130081300817,0.83499999999999996,0.83499999999999996,0.83499999999999996,0.83499999999999996,0.83499999999999996,0.83499999999999996,0.83499999999999996,{"$f":"Y16*C16+($A$4-80)*AF16*$A$16/1000","v":40.987094523892573},{"$f":"Z16*E16+($A$4-80)*AG16*$A$16/1000","v":39.752354377397978},{"$f":"AA16*G16+($A$4-80)*AH16*$A$16/1000","v":38.475758632717124},{"$f":"AB16*I16+($A$4-80)*AI16*$A$16/1000","v":37.800837111963723},{"$f":"AC16*K16+($A$4-80)*AJ16*$A$16/1000","v":37.125915591210315},{"$f":"AD16*M16+($A$4-80)*AK16*$A$16/1000","v":35.660969654691307},{"$f":"AE16*O16+($A$4-80)*AL16*$A$16/1000","v":34.059993024066969}]
[null,67,67.052668294384375,51.764911056853855,63.913498430415061,50.519707010812688,60.638297872340431,49.222183467038718,58.906522497384024,48.536798046738745,57.174747122427625,47.851412626438787,53.439134984304154,46.365538890826649,49.30589466341123,44.670387164283227,null,1.1175444715730729,1.0652249738402511,1.0106382978723405,0.98177537495640044,0.95291245204046038,0.89065224973840251,0.82176491105685379,0.77200374531835203,0.79043876882776687,0.81173425366695418,0.82396305178079754,0.83693265007320639,0.86763266105345604,0.90598471986417661,0.83499999999999996,0.83499999999999996,0.83499999999999996,0.83499999999999996,0.83499999999999996,0.83499999999999996,0.83499999999999996,{"$f":"Y17*C17+($A$4-80)*AF17*$A$16/1000","v":51.764911056853855},{"$f":"Z17*E17+($A$4-80)*AG17*$A$16/1000","v":50.519707010812688},{"$f":"AA17*G17+($A$4-80)*AH17*$A$16/1000","v":49.222183467038718},{"$f":"AB17*I17+($A$4-80)*AI17*$A$16/1000","v":48.536798046738745},{"$f":"AC17*K17+($A$4-80)*AJ17*$A$16/1000","v":47.851412626438787},{"$f":"AD17*M17+($A$4-80)*AK17*$A$16/1000","v":46.365538890826649},{"$f":"AE17*O17+($A$4-80)*AL17*$A$16/1000","v":44.670387164283227}]
[null,62,62.459016393442617,62.459016393442617,59.97907220090687,59.97907220090687,57.446808510638292,57.446808510638292,56.076037670038367,56.076037670038367,54.705266829438436,54.705266829438436,51.702127659574458,51.702127659574458,48.311824206487614,48.311824206487614,null,1.040983606557377,0.99965120334844781,0.95744680851063824,0.9346006278339728,0.91175444715730725,0.86170212765957432,0.80519707010812691,1,1,1,1,1,1,1,0.83499999999999996,0.83499999999999996,0.83499999999999996,0.83499999999999996,0.83499999999999996,0.83499999999999996,0.83499999999999996,62.459016393442617,{"$f":"Z18*E18+($A$4-80)*AG18*$A$16/1000","v":59.97907220090687},{"$f":"AA18*G18+($A$4-80)*AH18*$A$16/1000","v":57.446808510638292},56.076037670038367,54.705266829438436,51.702127659574458,48.311824206487614]
[null,57,62.34391349843041,62.34391349843041,59.905824904080923,59.905824904080923,57.373561213812344,57.373561213812344,56.013254272758978,56.013254272758978,54.652947331705612,54.652947331705612,51.639344262295083,51.639344262295083,48.25950470875479,48.25950470875479,null,1.0390652249738401,0.99843041506801533,0.95622602023020575,0.93355423787931635,0.91088245552842684,0.86065573770491799,0.8043250784792465,1,1,1,1,1,1,1,0.83499999999999996,0.83499999999999996,0.83499999999999996,0.83499999999999996,0.83499999999999996,0.83499999999999996,0.83499999999999996,62.34391349843041,{"$f":"Z19*E19+($A$4-80)*AG19*$A$16/1000","v":59.905824904080923},{"$f":"AA19*G19+($A$4-80)*AH19*$A$16/1000","v":57.373561213812344},56.013254272758978,54.652947331705612,51.639344262295083,48.25950470875479]

{"sheet":"Form","index":110,"n_rows":53,"n_cols":16,"rows_kept":53,"cut":false,"hidden":true,"merged":[[1,3,1,8],[2,3,2,8],[13,0,13,15],[26,14,26,15],[26,10,26,11],[18,6,18,11],[26,4,26,5],[26,12,26,13],[26,8,26,9],[25,2,25,15],[25,0,25,1],[26,2,26,3],[17,6,17,11],[26,6,26,7],[52,1,52,4],[28,2,29,2],[28,3,29,3],[28,9,29,9],[28,8,29,8],[27,1,29,1],[27,2,27,3],[27,6,27,7],[38,0,41,0],[27,12,27,13],[28,4,29,4],[28,5,29,5],[28,6,29,6],[28,7,29,7],[30,0,33,0],[27,8,27,9],[27,10,27,11],[28,12,29,12],[27,0,29,0],[28,11,29,11],[28,15,29,15],[27,4,27,5],[34,0,37,0],[28,13,29,13],[28,10,29,10],[27,14,27,15],[28,14,29,14]]}
[]
[null,null,"Select Carrier Condenser:  "]
[null,null,"ADP Evaporator:  ",null,null,null,null,null,null,null,null,null,null,24]
[null,null,"Nominal Capacity:  ",null,"(Mbtuh)",null,null,null,null,null,null,"Condenser Entering Air Temperature: ",null,"(°F) Dry Bulb, 75°F to 125°F"]
[null,null,"AHRI Rated Capacity:  ",null,"(Mbtuh) @ 95 ˚F & 80/67 ˚F conditions",null,null,null,null,null,null,"Evaporator Air Flow (CFM): ",null,null,"to"]
[null,null,"Entering Evaporator Air (DB):  ",null,"(°F) Dry Bulb -- 80°F Standard",null,null,null,null,null,null,"Entering Evaporator Air (WB):  ",null,"(°F) Wet Bulb, 57°F to 72°F"]
[null,null,null,null,null,null,null,null,null,null,null,null,null,48]
[null,null,null,null,null,null,null,null,null,null,null,null,null,"CFM"]
[]
[]
[]
[]
[]
["Extended Ratings"]
[]
[]
[]
[null,null,null,null,null,"Carrier Condenser :  "]
[null,null,null,null,null,"ADP Evaporator:  "]
[null,null,null,null,null,"Condenser Entering Air Temperature: ",null,"(°F) Dry Bulb, 75°F to 125°F"]
[null,null,null,null,null,"Evaporator Air Flow:",null,"CFM"]
[null,null,null,null,null,"Entering Evaporator Air (DB):  ",null,"(°F) Dry Bulb"]
[null,null,null,null,null,"Entering Evaporator Air (WB):  ",null,"(°F) Wet Bulb, 57°F to 72°F"]
[null,null,null,null,null,"AHRI Rated Capacity:  ",null,"(Mbtuh) @ 95 ˚F & 80/67 ˚F conditions"]
[]
["Evaporator Air \n",null,"Condenser  Entering Air Temperature ˚F"]
[80,"°F DB",75,null,85,null,95,null,100,null,105,null,115,null,125]
["CFM","EWB†\n˚F","Capacity Mbtuh",null,"Capacity Mbtuh",null,"Capacity Mbtuh",null,"Capacity Mbtuh",null,"Capacity Mbtuh",null,"Capacity Mbtuh",null,"Capacity Mbtuh"]
[null,null,"Total","Sens.","Total","Sens.","Total","Sens.","Total","Sens.","Total","Sens.","Total","Sens.","Total","Sens."]
[]
[]
[]
[]
[]
[]
[]
[]
[]
[]
[]
[]
[]
[]
[null,null,null,"Condenser Entering Air Temperature: ",null,"(°F) Dry Bulb, 75°F to 125°F",null,null,null,"CAPACITY IN MBTUH UNDER SPECIFIC CONDITIONS LISTED"]
[null,null,null,"Evaporator Air Flow:",null,"CFM",null,null,null,null,"TOTAL"]
[null,null,null,"Entering Evaporator Air (WB):  ",null,"(°F) Wet Bulb, 57°F to 72°F",null,null,null,null,"SENSIBLE"]
[]
["Notes:","† Entering Wet Bulb"]
[null,"Extended ratings are not certified.  They are calculated based upon typical condenser performance curves and are for engineering information only."]
[null,"When the required data fall between the published data, interpolation may be performed. Extrapolation is not an acceptable practice."]
[null,"Displayed sensible capacity has been adjusted based upon indoor DB.  Sensible capacity will increase with higher indoor DB and decrease with lower indoor DB."]
[null,"The magnitude of the adjustment depends partially on evaporator air flow, with greater adjustment at higher CFM."]
["Printed:",null,null,null,null,null,null,null,null,null,null,null,null,null,null,"C-19-A"]

{"sheet":"Instructions","index":111,"n_rows":45,"n_cols":5,"rows_kept":45,"cut":false,"hidden":true,"merged":[]}
[]
[]
[]
[]
[]
[]
[null,"This spreadsheet generates capacity information for ADP rated matches at other than nominal conditions."]
[null,"The information is provided is not certified and is provided for engineering use only."]
[]
[null,"The latest version will always be available at:  www.adpnow.com/extratings/"]
[]
[null,"In order to generate an extended rating, you will need the following information:"]
[null,null,"Condenser model number"]
[null,null,"ADP coil model number"]
[null,null,"Nominal capacity"]
[null,null,"Rated capacity (from AHRI database)"]
[null,null,"Condenser entering air dry bulb temperature"]
[null,null,"Indoor entering air dry bulb temperature"]
[null,null,"Indoor entering air wet bulb temperature"]
[null,null,"Indoor airflow"]
[]
[null,"Select the condenser series and nominal tonnage form the drop down lists."]
[null,"Enter the remaining information in the correct cells. Note there are limits on the range of values allowed."]
[null,"Click on \"Calculate\" to calculate the extended ratings."]
[null,"The table will show capacities for various conditions.  The capacities at the specific design point are "]
[null,"at the bottom of the page."]
[null,"From this point you may:"]
[null,null,"Click \"Clear\" to clear the form and start over."]
[null,null,"Click \"Print\" to print a copy of the data."]
[null,null,"Click \"Copy\" to copy the data to a new spreadsheet and save it in the same directory."]
[]
[null,"Notes:","Displayed sensible capacity has been adjusted based upon indoor DB. Sensible capacity will"]
[null,null,"increase with higher indoor DB and decrease with lower indoor DB.  The magnitude of the "]
[null,null,"adjustment depends partially on evaporator air flow, with greater adjustment at higher CFM."]
[]
[null,"Versions:","C-11-A","2011-05-09","Initial public release - Includes updated sensible calc and check for capacity units"]
[null,null,"C-11-B","2011-05-25","Updated instructions and fixed minor typos"]
[null,null,"C-12-A","2012-01-03","Renewed date key through 2012"]
[null,null,"C-12-B","2012-02-28","Added 24ANB1, 24ANB6, 24ANB7 and fixed ocassional EWB divide by zero error"]
[null,null,"C-13-A","2012-12-31","Renewed date key through 2013"]
[null,null,"C-14-A","2013-12-31","Renewed date key through 2014"]
[null,null,"C-15-A","2015-01-31","Added CA15NA and Renewed date key through 2015"]
[null,null,"C-15-B","2015-05-01","Added CA16NA and 24AHA4"]
[null,null,"C-16-A","2016-03-21","Added CA14NA and Renewed date key through 2016"]
[null,null,"C-19-A","2019-05-20","New Version"]

{"sheet":"Prompt","index":112,"n_rows":17,"n_cols":2,"rows_kept":17,"cut":false,"hidden":false,"merged":[]}
[]
[]
[]
[]
[]
[null,"In order to use this spreadsheet, "]
[null,"Please enable Macros in your security settings."]
[]
[null,"Enabling Macros in Excel 2007"]
[null,"1. In Excel, click the Office button in the upper left corner of the screen."]
[null,"2. Click the \"Excel Options\" button in the lower right."]
[null,"3. Click the \"Trust Center\" button on the left. Then, at the bottom right, select \"Trust Center Settings\" as shown below."]
[null,"4. In the next window, select \"Macro Settings,\" then select the radio button for \"Disable all macros with notification.\""]
[null,"5. When openning this spreadsheet, you will see a warning like this in the menu bar:"]
[]
[]
[null,"6. Select \"Enable this content\" and click \"Okay\".  The spreadsheet will now be functional."]