{"text_format":"1","workbook":"xlsx","n_sheets":68,"sheets":["notes","Options","Calcs","4TTM30_18","4TTM30_24","4TTM30_30","4TTM30_36","4TTM30_42","4TTM30_48","4TTM30_60","4TTR30_18","4TTR30_24","4TTR30_30","4TTR30_36","4TTR30_42","4TTR30_48","4TTR30_60","4TTR40_18","4TTR40_24","4TTR40_25","4TTR40_30","4TTR40_31","4TTR40_36","4TTR40_37","4TTR40_42","4TTR40_43","4TTR40_48","4TTR40_60","4TTR60_18","4TTR60_24","4TTR60_30","4TTR60_36","4TTR60_42","4TTR60_48","4TTR60_49","4TTR60_60","4TTR60_61","4TTR70_24","4TTR70_36","4TTR70_48","4TTR70_60","4TTV00_224","4TTV00_A36","4TTV00_36B","4TTV00_48","4TTV00_60","4TTV00_61","4TTV80_24","4TTV80_36","4TTV80_37","4TTV80_48","4TTV80_60","4TTX60_18","4TTX60_24","4TTX60_30","4TTX60_36","4TTX60_42","4TTX60_48","4TTX60_49","4TTX60_60","4TTX60_61","4TTX80_24","4TTX80_36","4TTX80_48","4TTX80_60","Form","Instructions","Prompt"],"not_rendered":{"charts":0,"images":7,"macros":1,"external_links":0,"defined_names":69,"comments":0,"pivot_tables":0},"unopened":[],"bounds":{"document_bytes":16777216,"sheet_cells":100000,"rows_first":2000,"rows_last":500,"rows_between":2000,"halvings":0,"cell_chars":16384,"cell_head_chars":4096},"cells_cut":0,"cells_raw":0,"read":"whole","date_system":"1900"}

{"sheet":"notes","index":0,"n_rows":65,"n_cols":16,"rows_kept":65,"cut":false,"hidden":true,"merged":[]}
[]
[null,null,null,null,null,null,null,{"$f":"SUM(H3:H8)","v":0}]
[null,null,600,24,600,1000,{"$f":"IF(Form!$D$4=D3,1,0)","v":0},{"$f":"IF(G3=1,IF(OR(E3>Form!M$5,F3<Form!M$5),1,0),0)","v":0}]
[null,null,800,30,800,1200,{"$f":"IF(Form!$D$4=D4,1,0)","v":0},{"$f":"IF(G4=1,IF(OR(E4>Form!M$5,F4<Form!M$5),1,0),0)","v":0}]
[null,null,1000,36,1000,1400,{"$f":"IF(Form!$D$4=D5,1,0)","v":0},{"$f":"IF(G5=1,IF(OR(E5>Form!M$5,F5<Form!M$5),1,0),0)","v":0}]
[null,null,1200,42,1200,1600,{"$f":"IF(Form!$D$4=D6,1,0)","v":0},{"$f":"IF(G6=1,IF(OR(E6>Form!M$5,F6<Form!M$5),1,0),0)","v":0}]
[null,null,1400,48,1400,1800,{"$f":"IF(Form!$D$4=D7,1,0)","v":0},{"$f":"IF(G7=1,IF(OR(E7>Form!M$5,F7<Form!M$5),1,0),0)","v":0}]
[null,null,1600,60,1600,2000,{"$f":"IF(Form!$D$4=D8,1,0)","v":0},{"$f":"IF(G8=1,IF(OR(E8>Form!M$5,F8<Form!M$5),1,0),0)","v":0}]
[null,null,1800]
[null,null,2000]
[]
[]
[null,null,null,"Total"]
[null,{"$f":"Form!M5+Form!M6","v":0},null,null,{"$f":"E31","v":0},{"$f":"F31","v":0},0,0,0,0,0,{"$f":"SUM(E14:K14)","v":0},null,null,null,58]
[null,null,null,null,{"$f":"Form!C27","v":85},{"$f":"Form!E27","v":90},{"$f":"Form!G27","v":95},{"$f":"Form!I27","v":100},{"$f":"Form!K27","v":105},{"$f":"Form!M27","v":110},{"$f":"Form!O27","v":115}]
[{"$f":"C16+D16","v":0},{"$f":"P16","v":0},{"$f":"Form!A31","v":0},{"$f":"Form!B31","v":0},{"$f":"Form!C31","v":0},{"$f":"Form!E31","v":0},{"$f":"Form!G31","v":0},{"$f":"Form!I31","v":0},{"$f":"Form!K31","v":0},{"$f":"Form!M31","v":0},{"$f":"Form!O31","v":0},{"$f":"Form!$M$5+Form!M$6","v":0},{"$f":"IF(C16+D16=Form!M$5+Form!M$6,1,0)","v":1},{"$f":"IF(A16<L16,1,0)","v":0},{"$f":"IF(A16>L16,2,0)","v":0},{"$f":"IF(AND(N16=1,N17=0),1,0)+IF(AND(O15=0,O16=2),2,0)","v":0}]
[{"$f":"C17+D17","v":0},{"$f":"P17","v":0},{"$f":"C16","v":0},{"$f":"Form!B32","v":0},{"$f":"Form!C32","v":0},{"$f":"Form!E32","v":0},{"$f":"Form!G32","v":0},{"$f":"Form!I32","v":0},{"$f":"Form!K32","v":0},{"$f":"Form!M32","v":0},{"$f":"Form!O32","v":0},{"$f":"Form!$M$5+Form!M$6","v":0},{"$f":"IF(C17+D17=Form!M$5+Form!M$6,1,0)","v":1},{"$f":"IF(A17<L17,1,0)","v":0},{"$f":"IF(A17>L17,2,0)","v":0},{"$f":"IF(AND(N17=1,N18=0),1,0)+IF(AND(O16=0,O17=2),2,0)","v":0}]
[0,0,{"$f":"C17","v":0},{"$f":"Form!B33","v":0},{"$f":"Form!C33","v":0},{"$f":"Form!E33","v":0},{"$f":"Form!G33","v":0},{"$f":"Form!I33","v":0},{"$f":"Form!K33","v":0},{"$f":"Form!M33","v":0},{"$f":"Form!O33","v":0},{"$f":"Form!$M$5+Form!M$6","v":0},{"$f":"IF(C18+D18=Form!M$5+Form!M$6,1,0)","v":1},0,{"$f":"IF(A18>L18,2,0)","v":0},{"$f":"IF(AND(N18=1,N19=0),1,0)+IF(AND(O17=0,O18=2),2,0)","v":0}]
[0,0,{"$f":"C18","v":0},{"$f":"Form!B34","v":0},{"$f":"Form!C34","v":0},{"$f":"Form!E34","v":0},{"$f":"Form!G34","v":0},{"$f":"Form!I34","v":0},{"$f":"Form!K34","v":0},{"$f":"Form!M34","v":0},{"$f":"Form!O34","v":0},{"$f":"Form!$M$5+Form!M$6","v":0},{"$f":"IF(C19+D19=Form!M$5+Form!M$6,1,0)","v":1},0,{"$f":"IF(A19>L19,2,0)","v":0},{"$f":"IF(AND(N19=1,N20=0),1,0)+IF(AND(O18=0,O19=2),2,0)","v":0}]
[0,0,{"$f":"Form!A35","v":0},{"$f":"Form!B35","v":0},{"$f":"Form!C35","v":0},{"$f":"Form!E35","v":0},{"$f":"Form!G35","v":0},{"$f":"Form!I35","v":0},{"$f":"Form!K35","v":0},{"$f":"Form!M35","v":0},{"$f":"Form!O35","v":0},{"$f":"Form!$M$5+Form!M$6","v":0},{"$f":"IF(C20+D20=Form!M$5+Form!M$6,1,0)","v":1},0,{"$f":"IF(A20>L20,2,0)","v":0},{"$f":"IF(AND(N20=1,N21=0),1,0)+IF(AND(O19=0,O20=2),2,0)","v":0}]
[0,0,{"$f":"C20","v":0},{"$f":"Form!B36","v":0},{"$f":"Form!C36","v":0},{"$f":"Form!E36","v":0},{"$f":"Form!G36","v":0},{"$f":"Form!I36","v":0},{"$f":"Form!K36","v":0},{"$f":"Form!M36","v":0},{"$f":"Form!O36","v":0},{"$f":"Form!$M$5+Form!M$6","v":0},{"$f":"IF(C21+D21=Form!M$5+Form!M$6,1,0)","v":1},0,{"$f":"IF(A21>L21,2,0)","v":0},{"$f":"IF(AND(N21=1,N22=0),1,0)+IF(AND(O20=0,O21=2),2,0)","v":0}]
[0,0,{"$f":"C21","v":0},{"$f":"Form!B37","v":0},{"$f":"Form!C37","v":0},{"$f":"Form!E37","v":0},{"$f":"Form!G37","v":0},{"$f":"Form!I37","v":0},{"$f":"Form!K37","v":0},{"$f":"Form!M37","v":0},{"$f":"Form!O37","v":0},{"$f":"Form!$M$5+Form!M$6","v":0},{"$f":"IF(C22+D22=Form!M$5+Form!M$6,1,0)","v":1},0,0,0]
[0,0,{"$f":"C22","v":0},{"$f":"Form!B38","v":0},{"$f":"Form!C38","v":0},{"$f":"Form!E38","v":0},{"$f":"Form!G38","v":0},{"$f":"Form!I38","v":0},{"$f":"Form!K38","v":0},{"$f":"Form!M38","v":0},{"$f":"Form!O38","v":0},{"$f":"Form!$M$5+Form!M$6","v":0},{"$f":"IF(C23+D23=Form!M$5+Form!M$6,1,0)","v":1},0,0,0]
[0,0,{"$f":"Form!A39","v":0},{"$f":"Form!B39","v":0},{"$f":"Form!C39","v":0},{"$f":"Form!E39","v":0},{"$f":"Form!G39","v":0},{"$f":"Form!I39","v":0},{"$f":"Form!K39","v":0},{"$f":"Form!M39","v":0},{"$f":"Form!O39","v":0},{"$f":"Form!$M$5+Form!M$6","v":0},{"$f":"IF(C24+D24=Form!M$5+Form!M$6,1,0)","v":1},0,0,0]
[0,0,{"$f":"C24","v":0},{"$f":"Form!B40","v":0},{"$f":"Form!C40","v":0},{"$f":"Form!E40","v":0},{"$f":"Form!G40","v":0},{"$f":"Form!I40","v":0},{"$f":"Form!K40","v":0},{"$f":"Form!M40","v":0},{"$f":"Form!O40","v":0},{"$f":"Form!$M$5+Form!M$6","v":0},{"$f":"IF(C25+D25=Form!M$5+Form!M$6,1,0)","v":1},0,0,0]
[0,0,{"$f":"C25","v":0},{"$f":"Form!B41","v":0},{"$f":"Form!C41","v":0},{"$f":"Form!E41","v":0},{"$f":"Form!G41","v":0},{"$f":"Form!I41","v":0},{"$f":"Form!K41","v":0},{"$f":"Form!M41","v":0},{"$f":"Form!O41","v":0},{"$f":"Form!$M$5+Form!M$6","v":0},{"$f":"IF(C26+D26=Form!M$5+Form!M$6,1,0)","v":1},0,0,0]
[0,0,{"$f":"C26","v":0},{"$f":"Form!B42","v":0},{"$f":"Form!C42","v":0},{"$f":"Form!E42","v":0},{"$f":"Form!G42","v":0},{"$f":"Form!I42","v":0},{"$f":"Form!K42","v":0},{"$f":"Form!M42","v":0},{"$f":"Form!O42","v":0},{"$f":"Form!$M$5+Form!M$6","v":0},{"$f":"IF(C27+D27=Form!M$5+Form!M$6,1,0)","v":1},0,0,0]
[0,{"$f":"SUM(B16:B27)","v":0}]
[null,null,null,null,null,{"$f":"IF(AND(F15>Form!$M$4,E15<Form!$M$4),2,0)","v":0},{"$f":"IF(AND(G15>Form!$M$4,F15<Form!$M$4),2,0)","v":0},{"$f":"IF(AND(H15>Form!$M$4,G15<Form!$M$4),2,0)","v":0},{"$f":"IF(AND(I15>Form!$M$4,H15<Form!$M$4),2,0)","v":0},{"$f":"IF(AND(J15>Form!$M$4,I15<Form!$M$4),2,0)","v":0},{"$f":"IF(AND(K15>Form!$M$4,J15<Form!$M$4),2,0)","v":0}]
[null,null,{"$f":"HLOOKUP(1,E14:K15,2,FALSE)","v":{"$error":"#N/A"}},null,{"$f":"IF(F29=2,1,0)","v":0},{"$f":"IF(G29=2,1,0)","v":0},0,0,0,0,0]
[null,null,{"$f":"HLOOKUP(2,E14:K15,2,FALSE)","v":{"$error":"#N/A"}},null,{"$f":"SUM(E29:E30)","v":0},0,0,0,0,0,0]
[null,{"$f":"(VLOOKUP(1,B14:K27,3,FALSE))","v":{"$error":"#N/A"}},{"$f":"IF(ISERROR(B32),0,B32)","v":0},null,{"$f":"(C34-C35)/(C32-C33)*(Form!$M$6-C33)+C35","v":{"$error":"#N/A"}},{"$f":"(C36-C37)/(C32-C33)*(Form!M6-C33)+C37","v":{"$error":"#N/A"}}]
[null,{"$f":"VLOOKUP(2,B14:K27,3,FALSE)","v":{"$error":"#N/A"}},{"$f":"IF(ISERROR(B33),0,B33)","v":0},null,{"$f":"IF(AND(B28=0,L14=3),VLOOKUP(Form!$M$5+Form!$M$6,notes!A14:K27,MATCH(1,notes!A14:K14,FALSE),FALSE),0)","v":0},{"$f":"IF(AND(B28=0,L14=3),VLOOKUP(Form!$M$5+Form!$M$6,notes!A14:K27,MATCH(2,notes!A14:K14,FALSE),FALSE),0)","v":0},null,null,"exactly"]
[null,{"$f":"VLOOKUP(1,B14:K27,MATCH(1,B14:K14,FALSE),FALSE)","v":{"$error":"#N/A"}},{"$f":"MIN(B34,B36)","v":{"$error":"#N/A"}},null,{"$f":"IF(ISERROR(E32),E33,E32)","v":0},{"$f":"IF(ISERROR(F32),F33,F32)","v":0},null,null,"x","y","err1","err2","err3","ans"]
[null,{"$f":"VLOOKUP(2,B14:K27,MATCH(1,B14:K14,FALSE),FALSE)","v":{"$error":"#N/A"}},{"$f":"MAX(B35,B37)","v":{"$error":"#N/A"}},null,{"$f":"MIN(E34:F34)","v":0},{"$f":"MAX(E34:F34)","v":0},null,null,"y","y",{"$f":"IF(ISERROR(VLOOKUP(Form!$M$5+Form!$M$6,notes!A15:K27,MATCH(Form!$M$4,notes!A15:K15,FALSE),FALSE)),0,VLOOKUP(Form!$M$5+Form!$M$6,notes!A15:K27,MATCH(Form!$M$4,notes!A15:K15,FALSE),FALSE))","v":0},null,null,{"$f":"SUM(K35:M35)","v":0}]
[null,{"$f":"VLOOKUP(1,B14:K27,MATCH(2,B14:K14,FALSE),FALSE)","v":{"$error":"#N/A"}},{"$f":"MAX(B36,B34)","v":{"$error":"#N/A"}},null,{"$f":"(E35-F35)/(C31-C30)*(Form!$M$4-C30)+F35","v":{"$error":"#N/A"}},null,null,null,"y","n",null,null,null,{"$f":"SUM(K36:M36)","v":0}]
[null,{"$f":"VLOOKUP(2,B14:K27,MATCH(2,B14:K14,FALSE),FALSE)","v":{"$error":"#N/A"}},{"$f":"MIN(B35,B37)","v":{"$error":"#N/A"}},null,null,null,null,null,"n","n",{"$f":"IF(OR(E36>100000,E36<=0),0,E36)","v":{"$error":"#N/A"}},{"$f":"IF(K37<>0,0,MIN(E32:F32))","v":{"$error":"#N/A"}},{"$f":"IF(AND(L37=0,K37=0),C34,0)","v":{"$error":"#N/A"}},{"$f":"SUM(K37:M37)","v":{"$error":"#N/A"}}]
[null,null,null,null,null,null,null,null,null,null,null,null,null,{"$f":"IF(ISERROR(N37),N35,N37)","v":0}]
[]
[]
["sens",null,null,null,{"$f":"E58","v":0},{"$f":"F58","v":0},0,0,0,0,0,{"$f":"SUM(E41:K41)","v":0}]
[null,null,null,null,{"$f":"E15","v":85},{"$f":"F15","v":90},95,100,105,110,115]
[{"$f":"C43+D43","v":0},{"$f":"P43","v":0},{"$f":"C16","v":0},{"$f":"D16","v":0},{"$f":"Form!D31","v":0},{"$f":"Form!F31","v":0},{"$f":"Form!H31","v":0},{"$f":"Form!J31","v":0},{"$f":"Form!L31","v":0},{"$f":"Form!N31","v":0},{"$f":"Form!P31","v":0},{"$f":"Form!$M$5+Form!M$6","v":0},{"$f":"IF(C43+D43=Form!M$5+Form!M$6,1,0)","v":1},{"$f":"IF(A43<L43,1,0)","v":0},{"$f":"IF(A43>L43,2,0)","v":0},{"$f":"IF(AND(N43=1,N44=0),1,0)+IF(AND(O42=0,O43=2),2,0)","v":0}]
[{"$f":"C44+D44","v":0},{"$f":"P44","v":0},{"$f":"C17","v":0},{"$f":"D17","v":0},{"$f":"Form!D32","v":0},{"$f":"Form!F32","v":0},{"$f":"Form!H32","v":0},{"$f":"Form!J32","v":0},{"$f":"Form!L32","v":0},{"$f":"Form!N32","v":0},{"$f":"Form!P32","v":0},{"$f":"Form!$M$5+Form!M$6","v":0},{"$f":"IF(C44+D44=Form!M$5+Form!M$6,1,0)","v":1},{"$f":"IF(A44<L44,1,0)","v":0},{"$f":"IF(A44>L44,2,0)","v":0},{"$f":"IF(AND(N44=1,N45=0),1,0)+IF(AND(O43=0,O44=2),2,0)","v":0}]
[{"$f":"C45+D45","v":0},0,0,0,{"$f":"Form!D33","v":0},{"$f":"Form!F33","v":0},{"$f":"Form!H33","v":0},{"$f":"Form!J33","v":0},{"$f":"Form!L33","v":0},{"$f":"Form!N33","v":0},{"$f":"Form!P33","v":0},{"$f":"Form!$M$5+Form!M$6","v":0},{"$f":"IF(C45+D45=Form!M$5+Form!M$6,1,0)","v":1},0,{"$f":"IF(A45>L45,2,0)","v":0},{"$f":"IF(AND(N45=1,N46=0),1,0)+IF(AND(O44=0,O45=2),2,0)","v":0}]
[0,0,0,0,{"$f":"Form!D34","v":0},{"$f":"Form!F34","v":0},{"$f":"Form!H34","v":0},{"$f":"Form!J34","v":0},{"$f":"Form!L34","v":0},{"$f":"Form!N34","v":0},{"$f":"Form!P34","v":0},{"$f":"Form!$M$5+Form!M$6","v":0},{"$f":"IF(C46+D46=Form!M$5+Form!M$6,1,0)","v":1},0,{"$f":"IF(A46>L46,2,0)","v":0},{"$f":"IF(AND(N46=1,N47=0),1,0)+IF(AND(O45=0,O46=2),2,0)","v":0}]
[0,0,0,0,{"$f":"Form!D35","v":0},{"$f":"Form!F35","v":0},{"$f":"Form!H35","v":0},{"$f":"Form!J35","v":0},{"$f":"Form!L35","v":0},{"$f":"Form!N35","v":0},{"$f":"Form!P35","v":0},{"$f":"Form!$M$5+Form!M$6","v":0},{"$f":"IF(C47+D47=Form!M$5+Form!M$6,1,0)","v":1},0,{"$f":"IF(A47>L47,2,0)","v":0},{"$f":"IF(AND(N47=1,N48=0),1,0)+IF(AND(O46=0,O47=2),2,0)","v":0}]
[0,0,0,0,{"$f":"Form!D36","v":0},{"$f":"Form!F36","v":0},{"$f":"Form!H36","v":0},{"$f":"Form!J36","v":0},{"$f":"Form!L36","v":0},{"$f":"Form!N36","v":0},{"$f":"Form!P36","v":0},{"$f":"Form!$M$5+Form!M$6","v":0},{"$f":"IF(C48+D48=Form!M$5+Form!M$6,1,0)","v":1},0,{"$f":"IF(A48>L48,2,0)","v":0},{"$f":"IF(AND(N48=1,N49=0),1,0)+IF(AND(O47=0,O48=2),2,0)","v":0}]
[0,0,0,0,{"$f":"Form!D37","v":0},{"$f":"Form!F37","v":0},{"$f":"Form!H37","v":0},{"$f":"Form!J37","v":0},{"$f":"Form!L37","v":0},{"$f":"Form!N37","v":0},{"$f":"Form!P37","v":0},{"$f":"Form!$M$5+Form!M$6","v":0},{"$f":"IF(C49+D49=Form!M$5+Form!M$6,1,0)","v":1},0,0,0]
[0,0,0,0,{"$f":"Form!D38","v":0},{"$f":"Form!F38","v":0},{"$f":"Form!H38","v":0},{"$f":"Form!J38","v":0},{"$f":"Form!L38","v":0},{"$f":"Form!N38","v":0},{"$f":"Form!P38","v":0},{"$f":"Form!$M$5+Form!M$6","v":0},{"$f":"IF(C50+D50=Form!M$5+Form!M$6,1,0)","v":1},0,0,0]
[0,0,0,0,{"$f":"Form!D39","v":0},{"$f":"Form!F39","v":0},{"$f":"Form!H39","v":0},{"$f":"Form!J39","v":0},{"$f":"Form!L39","v":0},{"$f":"Form!N39","v":0},{"$f":"Form!P39","v":0},{"$f":"Form!$M$5+Form!M$6","v":0},{"$f":"IF(C51+D51=Form!M$5+Form!M$6,1,0)","v":1},0,0,0]
[0,0,0,0,{"$f":"Form!D40","v":0},{"$f":"Form!F40","v":0},{"$f":"Form!H40","v":0},{"$f":"Form!J40","v":0},{"$f":"Form!L40","v":0},{"$f":"Form!N40","v":0},{"$f":"Form!P40","v":0},{"$f":"Form!$M$5+Form!M$6","v":0},{"$f":"IF(C52+D52=Form!M$5+Form!M$6,1,0)","v":1},0,0,0]
[0,0,0,0,{"$f":"Form!D41","v":0},{"$f":"Form!F41","v":0},{"$f":"Form!H41","v":0},{"$f":"Form!J41","v":0},{"$f":"Form!L41","v":0},{"$f":"Form!N41","v":0},{"$f":"Form!P41","v":0},{"$f":"Form!$M$5+Form!M$6","v":0},{"$f":"IF(C53+D53=Form!M$5+Form!M$6,1,0)","v":1},0,0,0]
[0,0,0,0,{"$f":"Form!D42","v":0},{"$f":"Form!F42","v":0},{"$f":"Form!H42","v":0},{"$f":"Form!J42","v":0},{"$f":"Form!L42","v":0},{"$f":"Form!N42","v":0},{"$f":"Form!P42","v":0},{"$f":"Form!$M$5+Form!M$6","v":0},{"$f":"IF(C54+D54=Form!M$5+Form!M$6,1,0)","v":1},0,0,0]
[0,{"$f":"SUM(B43:B54)","v":0}]
[null,null,null,null,null,{"$f":"IF(AND(F42>Form!$M$4,E42<Form!$M$4),2,0)","v":0},{"$f":"IF(AND(G42>Form!$M$4,F42<Form!$M$4),2,0)","v":0},{"$f":"IF(AND(H42>Form!$M$4,G42<Form!$M$4),2,0)","v":0},{"$f":"IF(AND(I42>Form!$M$4,H42<Form!$M$4),2,0)","v":0},{"$f":"IF(AND(J42>Form!$M$4,I42<Form!$M$4),2,0)","v":0},{"$f":"IF(AND(K42>Form!$M$4,J42<Form!$M$4),2,0)","v":0}]
[null,null,{"$f":"HLOOKUP(1,E41:K42,2,FALSE)","v":{"$error":"#N/A"}},null,{"$f":"IF(F56=2,1,0)","v":0},{"$f":"IF(G56=2,1,0)","v":0},0,0,0,0,0]
[null,null,{"$f":"HLOOKUP(2,E41:K42,2,FALSE)","v":{"$error":"#N/A"}},null,{"$f":"SUM(E56:E57)","v":0},0,0,0,0,0,0]
[null,{"$f":"(VLOOKUP(1,B41:K54,3,FALSE))","v":{"$error":"#N/A"}},{"$f":"IF(ISERROR(B59),0,B59)","v":0},null,{"$f":"(C61-C62)/(C59-C60)*(Form!$M$6-C60)+C62","v":{"$error":"#N/A"}},{"$f":"(C63-C64)/(C59-C60)*(Form!M6-C60)+C64","v":{"$error":"#N/A"}}]
[null,{"$f":"VLOOKUP(2,B41:K54,3,FALSE)","v":{"$error":"#N/A"}},{"$f":"IF(ISERROR(B60),0,B60)","v":0},null,{"$f":"IF(AND(B55=0,L41=3),VLOOKUP(Form!$M$5+Form!$M$6,notes!A41:K54,MATCH(1,notes!A41:K41,FALSE),FALSE),0)","v":0},{"$f":"IF(AND(B55=0,L41=3),VLOOKUP(Form!$M$5+Form!$M$6,notes!A41:K54,MATCH(2,notes!A41:K41,FALSE),FALSE),0)","v":0},null,null,"exactly"]
[null,{"$f":"VLOOKUP(1,B41:K54,MATCH(1,B41:K41,FALSE),FALSE)","v":{"$error":"#N/A"}},{"$f":"MIN(B61,B63)","v":{"$error":"#N/A"}},null,{"$f":"IF(ISERROR(E59),E60,E59)","v":0},{"$f":"IF(ISERROR(F59),F60,F59)","v":0},null,null,"x","y","err1","err2","err3","ans"]
[null,{"$f":"VLOOKUP(2,B41:K54,MATCH(1,B41:K41,FALSE),FALSE)","v":{"$error":"#N/A"}},{"$f":"MAX(B62,B64)","v":{"$error":"#N/A"}},null,{"$f":"MIN(E61:F61)","v":0},{"$f":"MAX(E61:F61)","v":0},null,null,"y","y",{"$f":"IF(ISERROR(VLOOKUP(Form!$M$5+Form!$M$6,notes!A42:K54,MATCH(Form!$M$4,notes!A42:K42,FALSE),FALSE)),0,VLOOKUP(Form!$M$5+Form!$M$6,notes!A42:K54,MATCH(Form!$M$4,notes!A42:K42,FALSE),FALSE))","v":0},null,null,{"$f":"SUM(K62:M62)","v":0}]
[null,{"$f":"VLOOKUP(1,B41:K54,MATCH(2,B41:K41,FALSE),FALSE)","v":{"$error":"#N/A"}},{"$f":"MAX(B63,B61)","v":{"$error":"#N/A"}},null,{"$f":"(E62-F62)/(C58-C57)*(Form!$M$4-C57)+F62","v":{"$error":"#N/A"}},null,null,null,"y","n",null,null,null,{"$f":"SUM(K63:M63)","v":0}]
[null,{"$f":"VLOOKUP(2,B41:K54,MATCH(2,B41:K41,FALSE),FALSE)","v":{"$error":"#N/A"}},{"$f":"MIN(B62,B64)","v":{"$error":"#N/A"}},null,null,null,null,null,"n","n",{"$f":"IF(OR(E63>100000,E63<=0),0,E63)","v":{"$error":"#N/A"}},{"$f":"IF(K64<>0,0,MIN(E59:F59))","v":{"$error":"#N/A"}},{"$f":"IF(AND(L64=0,K64=0),C61,0)","v":{"$error":"#N/A"}},{"$f":"SUM(K64:M64)","v":{"$error":"#N/A"}}]
[null,{"$f":"VLOOKUP(Form!M32+Form!M33,A41:K54,MATCH(2,A41:K41,FALSE),FALSE)","v":{"$error":"#N/A"}},null,null,null,null,null,null,null,null,null,null,null,{"$f":"IF(ISERROR(N64),N62,N64)","v":0}]

{"sheet":"Options","index":1,"n_rows":9,"n_cols":1,"rows_kept":9,"cut":false,"hidden":true,"merged":[]}
["4TTM30"]
["4TTR30"]
["4TTR40"]
["4TTR60"]
["4TTR70"]
["4TTV00"]
["4TTV80"]
["4TTX60"]
["4TTX80"]

{"sheet":"Calcs","index":2,"n_rows":21,"n_cols":7,"rows_kept":21,"cut":false,"hidden":true,"merged":[[0,4,0,9],[1,4,1,9]]}
[null,null,null,"Condenser :  "]
[null,null,null,"ADP Evaporator:  "]
[null,null,null,"Condenser Entering Air Temperature: ",100,"(°F) Dry Bulb, 85°F to 115°F"]
[null,null,null,"Evaporator Air Flow:",1265,"CFM"]
[null,null,null,"Entering Evaporator Air (DB):  ",77.5,"(°F) Dry Bulb"]
[null,null,null,"Entering Evaporator Air (WB):  ",60.6,"(°F) Wet Bulb, 63°F to 71°F"]
[]
[]
["Total"]
[28.549999999999997,"1200 60.6"]
[]
[null,"Diff 200",{"$f":"A10-A14","v":0.30799999999999983},"Diff 1 cfm",{"$f":"C12/200","v":1.5399999999999991E-3},"  1265 total",{"$f":"A10-(65*E12)","v":28.449899999999996}]
[]
[28.241999999999997,"1400 60.6"]
[]
["Sens"]
[25.319999999999997,"1200 60.6"]
[]
[null,"Diff 200",{"$f":"A17-A21","v":0.55439999999999756},"Diff 1 cfm",{"$f":"C19/200","v":2.771999999999988E-3},"  1265 Sens",{"$f":"A17-(65*E19)","v":25.139819999999997}]
[]
[24.765599999999999,"1400 60.6"]

{"sheet":"4TTM30_18","index":3,"n_rows":19,"n_cols":45,"rows_kept":19,"cut":false,"hidden":true,"merged":[[130,0,133,0],[120,12,121,12],[120,13,121,13],[120,14,121,14],[120,15,121,15],[122,0,125,0],[126,0,129,0],[119,12,119,13],[119,14,119,15],[120,4,121,4],[120,5,121,5],[120,6,121,6],[120,7,121,7],[120,8,121,8],[120,9,121,9],[120,10,121,10],[120,11,121,11],[119,0,121,0],[119,1,121,1],[119,4,119,5],[119,6,119,7],[119,8,119,9],[119,10,119,11],[111,0,114,0],[117,0,118,1],[117,4,117,15],[118,4,118,5],[118,6,118,7],[118,8,118,9],[118,10,118,11],[118,12,118,13],[118,14,118,15],[101,12,102,12],[101,13,102,13],[101,14,102,14],[101,15,102,15],[103,0,106,0],[107,0,110,0],[100,12,100,13],[100,14,100,15],[101,4,102,4],[101,5,102,5],[101,6,102,6],[101,7,102,7],[101,8,102,8],[101,9,102,9],[101,10,102,10],[101,11,102,11],[100,0,102,0],[100,1,102,1],[100,4,100,5],[100,6,100,7],[100,8,100,9],[100,10,100,11],[92,0,95,0],[98,0,99,1],[98,4,98,15],[99,4,99,5],[99,6,99,7],[99,8,99,9],[99,10,99,11],[99,12,99,13],[99,14,99,15],[82,12,83,12],[82,13,83,13],[82,14,83,14],[82,15,83,15],[84,0,87,0],[88,0,91,0],[81,12,81,13],[81,14,81,15],[82,4,83,4],[82,5,83,5],[82,6,83,6],[82,7,83,7],[82,8,83,8],[82,9,83,9],[82,10,83,10],[82,11,83,11],[81,0,83,0],[81,1,83,1],[81,4,81,5],[81,6,81,7],[81,8,81,9],[81,10,81,11],[73,0,76,0],[79,0,80,1],[79,4,79,15],[80,4,80,5],[80,6,80,7],[80,8,80,9],[80,10,80,11],[80,12,80,13],[80,14,80,15],[63,12,64,12],[63,13,64,13],[63,14,64,14],[63,15,64,15],[65,0,68,0],[69,0,72,0],[62,12,62,13],[62,14,62,15],[63,4,64,4],[63,5,64,5],[63,6,64,6],[63,7,64,7],[63,8,64,8],[63,9,64,9],[63,10,64,10],[63,11,64,11],[62,0,64,0],[62,1,64,1],[62,4,62,5],[62,6,62,7],[62,8,62,9],[62,10,62,11],[54,0,57,0],[60,0,61,1],[60,4,60,15],[61,4,61,5],[61,6,61,7],[61,8,61,9],[61,10,61,11],[61,12,61,13],[61,14,61,15],[44,12,45,12],[44,13,45,13],[44,14,45,14],[44,15,45,15],[46,0,49,0],[50,0,53,0],[43,12,43,13],[43,14,43,15],[44,4,45,4],[44,5,45,5],[44,6,45,6],[44,7,45,7],[44,8,45,8],[44,9,45,9],[44,10,45,10],[44,11,45,11],[43,0,45,0],[43,1,45,1],[43,4,43,5],[43,6,43,7],[43,8,43,9],[43,10,43,11],[35,0,38,0],[41,0,42,1],[41,4,41,15],[42,4,42,5],[42,6,42,7],[42,8,42,9],[42,10,42,11],[42,12,42,13],[42,14,42,15],[25,12,26,12],[25,13,26,13],[25,14,26,14],[25,15,26,15],[27,0,30,0],[31,0,34,0],[24,12,24,13],[24,14,24,15],[25,4,26,4],[25,5,26,5],[25,6,26,6],[25,7,26,7],[25,8,26,8],[25,9,26,9],[25,10,26,10],[25,11,26,11],[24,0,26,0],[24,1,26,1],[24,4,24,5],[24,6,24,7],[24,8,24,9],[24,10,24,11],[7,0,10,0],[11,0,14,0],[15,0,18,0],[22,4,22,15],[23,4,23,5],[23,6,23,7],[23,8,23,9],[23,10,23,11],[23,12,23,13],[23,14,23,15],[5,10,6,10],[5,11,6,11],[5,12,6,12],[5,13,6,13],[5,14,6,14],[5,15,6,15],[4,10,4,11],[4,12,4,13],[4,14,4,15],[5,2,6,2],[5,3,6,3],[5,4,6,4],[5,5,6,5],[5,6,6,6],[5,7,6,7],[5,8,6,8],[4,0,6,0],[4,1,6,1],[4,2,4,3],[4,4,4,5],[4,6,4,7],[4,8,4,9],[5,9,6,9],[2,0,2,1],[2,2,2,15],[3,2,3,3],[3,4,3,5],[3,6,3,7],[3,8,3,9],[3,10,3,11],[3,12,3,13],[3,14,3,15]]}
[]
["4TTM30_18",18.2]
["Evaporator Air \n",null,"Condenser  Entering Air Temperature ˚F"]
[80,"°F DB",85,null,90,null,95,null,100,null,105,null,110,null,115]
["CFM","EWB†\n˚F","Capacity Mbtuh",null,"Capacity Mbtuh",null,"Capacity Mbtuh",null,"Capacity Mbtuh",null,"Capacity Mbtuh",null,"Capacity Mbtuh",null,"Capacity Mbtuh"]
[null,null,"Total","Sens.","Total","Sens.","Total","Sens.","Total","Sens.","Total","Sens.","Total","Sens.","Total","Sens."]
[null,null,null,null,null,null,null,null,null,null,null,null,null,null,null,null,null,"Total Factors",null,null,null,null,null,null,"Sens. %",null,null,null,null,null,null,"IDB Adj",null,null,null,null,null,null,"Sens Calc"]
[500,71,{"$f":"R8*$B$2","v":20.937913043478265},{"$f":"IF(AM8>C8,C8,AM8)","v":10.178152173913045},{"$f":"S8*$B$2","v":20.162434782608695},{"$f":"IF(AN8>E8,E8,AN8)","v":9.8907943961352647},{"$f":"T8*$B$2","v":19.38695652173913},{"$f":"IF(AO8>G8,G8,AO8)","v":9.5965434782608696},{"$f":"U8*$B$2","v":18.563010869565218},{"$f":"IF(AP8>I8,I8,AP8)","v":9.311175821008554},{"$f":"V8*$B$2","v":17.739065217391307},{"$f":"IF(AQ8>K8,K8,AQ8)","v":9.0149347826086963},{"$f":"W8*$B$2","v":16.915119565217392},{"$f":"IF(AR8>M8,M8,AR8)","v":8.7306806643895616},{"$f":"X8*$B$2","v":16.09117391304348},{"$f":"IF(AS8>O8,O8,AS8)","v":8.433326086956523},null,1.1504347826086958,1.1078260869565217,1.0652173913043479,1.0199456521739132,0.97467391304347839,0.92940217391304347,0.88413043478260878,0.4861111111111111,0.49055555555555552,0.495,0.50159836065573771,0.50819672131147542,0.51614655342682203,0.52409638554216864,0.82589285714285721,0.81473214285714302,0.80357142857142871,0.80357142857142871,0.80357142857142871,0.8035714285714286,0.80357142857142849,{"$f":"Y8*C8+($A$4-80)*AF8*$A$8/1000","v":10.178152173913045},{"$f":"Z8*E8+($A$4-80)*AG8*$A$8/1000","v":9.8907943961352647},{"$f":"AA8*G8+($A$4-80)*AH8*$A$8/1000","v":9.5965434782608696},{"$f":"AB8*I8+($A$4-80)*AI8*$A$8/1000","v":9.311175821008554},{"$f":"AC8*K8+($A$4-80)*AJ8*$A$8/1000","v":9.0149347826086963},{"$f":"AD8*M8+($A$4-80)*AK8*$A$8/1000","v":8.7306806643895616},{"$f":"AE8*O8+($A$4-80)*AL8*$A$8/1000","v":8.433326086956523}]
[null,67,{"$f":"R9*$B$2","v":19.290021739130434},11.922978260869568,18.563010869565218,{"$f":"IF(AN9>E9,E9,AN9)","v":11.63863671722863},17.836000000000002,{"$f":"IF(AO9>G9,G9,AO9)","v":11.341369565217393},17.108989130434779,{"$f":"IF(AP9>I9,I9,AP9)","v":11.108793575959719},16.381978260869563,{"$f":"IF(AQ9>K9,K9,AQ9)","v":10.856695652173912},15.6065,{"$f":"IF(AR9>M9,M9,AR9)","v":10.577557817998995},14.831021739130435,{"$f":"IF(AS9>O9,O9,AS9)","v":10.275086956521738},null,1.0598913043478262,1.0199456521739132,0.98000000000000009,0.94005434782608688,0.90010869565217388,0.85750000000000004,0.81489130434782608,0.61809045226130666,0.626980008739349,0.63586956521739135,0.64929572935425783,0.66272189349112431,0.67776617550373208,0.69281045751633985,0.80357142857142894,0.80357142857142871,0.80357142857142849,0.80357142857142849,0.80357142857142849,0.80357142857142849,0.80357142857142849,{"$f":"Y9*C9+($A$4-80)*AF9*$A$8/1000","v":11.922978260869568},{"$f":"Z9*E9+($A$4-80)*AG9*$A$8/1000","v":11.63863671722863},{"$f":"AA9*G9+($A$4-80)*AH9*$A$8/1000","v":11.341369565217393},{"$f":"AB9*I9+($A$4-80)*AI9*$A$8/1000","v":11.108793575959719},{"$f":"AC9*K9+($A$4-80)*AJ9*$A$8/1000","v":10.856695652173912},{"$f":"AD9*M9+($A$4-80)*AK9*$A$8/1000","v":10.577557817998995},{"$f":"AE9*O9+($A$4-80)*AL9*$A$8/1000","v":10.275086956521738}]
[null,63,18.126804347826088,13.861673913043481,17.399793478260872,13.582431126583598,16.672782608695652,13.280065217391304,15.994239130434782,13.00032190727752,15.315695652173913,12.69845652173913,14.588684782608697,12.424014262395557,13.861673913043481,12.116847826086957,null,0.99597826086956531,0.95603260869565232,0.9160869565217391,0.87880434782608696,0.84152173913043482,0.80157608695652183,0.76163043478260883,0.76470588235294124,0.78060875512995898,0.79651162790697672,0.81281277597880486,0.82911392405063289,0.85161989908825353,0.87412587412587406,0.80357142857142894,0.80357142857142871,0.80357142857142849,0.80357142857142849,0.80357142857142849,0.80357142857142849,0.80357142857142849,13.861673913043481,{"$f":"Z10*E10+($A$4-80)*AG10*$A$8/1000","v":13.582431126583598},{"$f":"AA10*G10+($A$4-80)*AH10*$A$8/1000","v":13.280065217391304},13.00032190727752,12.69845652173913,12.424014262395557,12.116847826086957]
[null,59,17.254391304347823,14.346347826086955,16.575847826086957,14.370428774411097,15.897304347826086,14.346347826086959,15.218760869565218,14.374923884764936,14.540217391304347,14.346347826086957,13.910141304347826,13.817407028985508,13.280065217391304,13.280065217391304,null,0.94804347826086954,0.9107608695652174,0.87347826086956526,0.83619565217391312,0.79891304347826086,0.76429347826086957,0.72967391304347828,0.8314606741573034,0.86694984927377372,0.90243902439024404,0.94455284552845531,0.98666666666666669,0.9933333333333334,1,0.4464285714285714,0.51339285714285732,0.58035714285714324,0.65848214285714313,0.73660714285714302,0.66964285714285721,0.60267857142857129,14.346347826086955,{"$f":"Z11*E11+($A$4-80)*AG11*$A$8/1000","v":14.370428774411097},{"$f":"AA11*G11+($A$4-80)*AH11*$A$8/1000","v":14.346347826086959},{"$f":"AB11*I11+($A$4-80)*AI11*$A$8/1000","v":14.374923884764936},14.346347826086957,13.817407028985508,13.280065217391304]
[560,71,21.365217391304348,10.385869565217391,20.573913043478264,10.09264734299517,19.782608695652176,9.7923913043478272,18.941847826086953,9.5011998173556638,18.10108695652174,9.198913043478262,17.260326086956525,8.9088578208056752,16.419565217391305,8.605434782608695,null,1.173913043478261,1.1304347826086958,1.0869565217391306,1.0407608695652173,0.99456521739130443,0.94836956521739157,0.90217391304347838,0.4861111111111111,0.49055555555555552,0.495,0.50159836065573771,0.50819672131147542,0.51614655342682203,0.52409638554216864,0.82589285714285721,0.81473214285714302,0.80357142857142871,0.80357142857142871,0.80357142857142871,0.8035714285714286,0.80357142857142849,{"$f":"Y12*C12+($A$4-80)*AF12*$A$12/1000","v":10.385869565217391},{"$f":"Z12*E12+($A$4-80)*AG12*$A$12/1000","v":10.09264734299517},{"$f":"AA12*G12+($A$4-80)*AH12*$A$12/1000","v":9.7923913043478272},{"$f":"AB12*I12+($A$4-80)*AI12*$A$12/1000","v":9.5011998173556638},{"$f":"AC12*K12+($A$4-80)*AJ12*$A$12/1000","v":9.198913043478262},{"$f":"AD12*M12+($A$4-80)*AK12*$A$12/1000","v":8.9088578208056752},{"$f":"AE12*O12+($A$4-80)*AL12*$A$12/1000","v":8.605434782608695}]
[null,67,19.683695652173913,12.16630434782609,18.941847826086953,11.876159915539416,18.2,11.572826086956523,17.458152173913042,11.335503648938491,16.716304347826085,11.078260869565216,15.925000000000001,10.793426344896934,15.133695652173914,10.484782608695653,null,1.0815217391304348,1.0407608695652173,1,0.95923913043478259,0.91847826086956519,0.87500000000000011,0.83152173913043492,0.61809045226130666,0.626980008739349,0.63586956521739135,0.64929572935425783,0.66272189349112431,0.67776617550373208,0.69281045751633985,0.80357142857142894,0.80357142857142871,0.80357142857142849,0.80357142857142849,0.80357142857142849,0.80357142857142849,0.80357142857142849,{"$f":"Y13*C13+($A$4-80)*AF13*$A$12/1000","v":12.16630434782609},{"$f":"Z13*E13+($A$4-80)*AG13*$A$12/1000","v":11.876159915539416},{"$f":"AA13*G13+($A$4-80)*AH13*$A$12/1000","v":11.572826086956523},{"$f":"AB13*I13+($A$4-80)*AI13*$A$12/1000","v":11.335503648938491},{"$f":"AC13*K13+($A$4-80)*AJ13*$A$12/1000","v":11.078260869565216},{"$f":"AD13*M13+($A$4-80)*AK13*$A$12/1000","v":10.793426344896934},{"$f":"AE13*O13+($A$4-80)*AL13*$A$12/1000","v":10.484782608695653}]
[null,63,18.496739130434783,14.144565217391305,17.754891304347826,13.859623598554689,17.013043478260869,13.551086956521738,16.320652173913043,13.265634599262777,15.628260869565219,12.957608695652175,14.886413043478262,12.677565573873018,14.144565217391307,12.364130434782609,null,1.0163043478260869,0.97554347826086962,0.93478260869565222,0.89673913043478271,0.85869565217391319,0.81793478260869579,0.77717391304347838,0.76470588235294124,0.78060875512995898,0.79651162790697672,0.81281277597880486,0.82911392405063289,0.85161989908825353,0.87412587412587406,0.80357142857142894,0.80357142857142871,0.80357142857142849,0.80357142857142849,0.80357142857142849,0.80357142857142849,0.80357142857142849,14.144565217391305,{"$f":"Z14*E14+($A$4-80)*AG14*$A$12/1000","v":13.859623598554689},{"$f":"AA14*G14+($A$4-80)*AH14*$A$12/1000","v":13.551086956521738},13.265634599262777,12.957608695652175,12.677565573873018,12.364130434782609]
[null,59,17.606521739130436,14.63913043478261,16.91413043478261,14.663702831031733,16.221739130434781,14.63913043478261,15.529347826086957,14.668289678331567,14.836956521739131,14.63913043478261,14.194021739130436,14.099394927536235,13.551086956521738,13.551086956521738,null,0.96739130434782616,0.92934782608695665,0.89130434782608692,0.85326086956521741,0.81521739130434789,0.77989130434782616,0.74456521739130432,0.8314606741573034,0.86694984927377372,0.90243902439024404,0.94455284552845531,0.98666666666666669,0.9933333333333334,1,0.4464285714285714,0.51339285714285732,0.58035714285714324,0.65848214285714313,0.73660714285714302,0.66964285714285721,0.60267857142857129,14.63913043478261,{"$f":"Z15*E15+($A$4-80)*AG15*$A$12/1000","v":14.663702831031733},{"$f":"AA15*G15+($A$4-80)*AH15*$A$12/1000","v":14.63913043478261},14.668289678331567,14.63913043478261,14.099394927536235,13.551086956521738]
[625,71,21.792521739130439,10.593586956521742,20.985391304347825,10.294500289855071,20.178260869565218,9.9882391304347831,19.320684782608698,9.6912238137027806,18.463108695652178,9.3828913043478277,17.605532608695651,9.0870349772217871,16.747956521739134,8.7775434782608706,null,1.1973913043478264,1.1530434782608696,1.1086956521739131,1.0615760869565218,1.0144565217391306,0.96733695652173912,0.92021739130434799,0.4861111111111111,0.49055555555555552,0.495,0.50159836065573771,0.50819672131147542,0.51614655342682203,0.52409638554216864,0.82589285714285721,0.81473214285714302,0.80357142857142871,0.80357142857142871,0.80357142857142871,0.8035714285714286,0.80357142857142849,{"$f":"Y16*C16+($A$4-80)*AF16*$A$16/1000","v":10.593586956521742},{"$f":"Z16*E16+($A$4-80)*AG16*$A$16/1000","v":10.294500289855071},{"$f":"AA16*G16+($A$4-80)*AH16*$A$16/1000","v":9.9882391304347831},{"$f":"AB16*I16+($A$4-80)*AI16*$A$16/1000","v":9.6912238137027806},{"$f":"AC16*K16+($A$4-80)*AJ16*$A$16/1000","v":9.3828913043478277},{"$f":"AD16*M16+($A$4-80)*AK16*$A$16/1000","v":9.0870349772217871},{"$f":"AE16*O16+($A$4-80)*AL16*$A$16/1000","v":8.7775434782608706}]
[null,67,20.077369565217388,12.40963043478261,19.320684782608694,12.113683113850206,18.564,11.804282608695653,17.807315217391306,11.562213721917262,17.050630434782608,11.299826086956521,16.243500000000001,11.009294871794873,15.436369565217394,10.694478260869566,null,1.1031521739130434,1.0615760869565216,1.02,0.97842391304347831,0.9368478260869566,0.89250000000000007,0.84815217391304365,0.61809045226130666,0.626980008739349,0.63586956521739135,0.64929572935425783,0.66272189349112431,0.67776617550373208,0.69281045751633985,0.80357142857142894,0.80357142857142871,0.80357142857142849,0.80357142857142849,0.80357142857142849,0.80357142857142849,0.80357142857142849,{"$f":"Y17*C17+($A$4-80)*AF17*$A$16/1000","v":12.40963043478261},{"$f":"Z17*E17+($A$4-80)*AG17*$A$16/1000","v":12.113683113850206},{"$f":"AA17*G17+($A$4-80)*AH17*$A$16/1000","v":11.804282608695653},{"$f":"AB17*I17+($A$4-80)*AI17*$A$16/1000","v":11.562213721917262},{"$f":"AC17*K17+($A$4-80)*AJ17*$A$16/1000","v":11.299826086956521},{"$f":"AD17*M17+($A$4-80)*AK17*$A$16/1000","v":11.009294871794873},{"$f":"AE17*O17+($A$4-80)*AL17*$A$16/1000","v":10.694478260869566}]
[null,63,18.866673913043478,14.427456521739131,18.10998913043478,14.136816070525782,17.353304347826089,13.822108695652176,16.647065217391305,13.530947291248033,15.940826086956521,13.216760869565217,15.184141304347825,12.931116885350477,14.427456521739131,12.61141304347826,null,1.0366304347826087,0.99505434782608693,0.95347826086956533,0.91467391304347823,0.87586956521739134,0.83429347826086953,0.79271739130434793,0.76470588235294124,0.78060875512995898,0.79651162790697672,0.81281277597880486,0.82911392405063289,0.85161989908825353,0.87412587412587406,0.80357142857142894,0.80357142857142871,0.80357142857142849,0.80357142857142849,0.80357142857142849,0.80357142857142849,0.80357142857142849,14.427456521739131,{"$f":"Z18*E18+($A$4-80)*AG18*$A$16/1000","v":14.136816070525782},{"$f":"AA18*G18+($A$4-80)*AH18*$A$16/1000","v":13.822108695652176},13.530947291248033,13.216760869565217,12.931116885350477,12.61141304347826]
[null,59,17.958652173913045,14.931913043478263,17.25241304347826,14.956976887652365,16.546173913043479,14.931913043478264,15.839934782608696,14.961655471898197,15.133695652173914,14.931913043478263,14.477902173913044,14.381382826086957,13.822108695652174,13.822108695652174,null,0.98673913043478279,0.94793478260869568,0.90913043478260869,0.8703260869565218,0.83152173913043492,0.79548913043478264,0.75945652173913047,0.8314606741573034,0.86694984927377372,0.90243902439024404,0.94455284552845531,0.98666666666666669,0.9933333333333334,1,0.4464285714285714,0.51339285714285732,0.58035714285714324,0.65848214285714313,0.73660714285714302,0.66964285714285721,0.60267857142857129,14.931913043478263,{"$f":"Z19*E19+($A$4-80)*AG19*$A$16/1000","v":14.956976887652365},{"$f":"AA19*G19+($A$4-80)*AH19*$A$16/1000","v":14.931913043478264},14.961655471898197,14.931913043478263,14.381382826086957,13.822108695652174]

{"sheet":"4TTM30_24","index":4,"n_rows":19,"n_cols":45,"rows_kept":19,"cut":false,"hidden":true,"merged":[[130,0,133,0],[120,12,121,12],[120,13,121,13],[120,14,121,14],[120,15,121,15],[122,0,125,0],[126,0,129,0],[119,12,119,13],[119,14,119,15],[120,4,121,4],[120,5,121,5],[120,6,121,6],[120,7,121,7],[120,8,121,8],[120,9,121,9],[120,10,121,10],[120,11,121,11],[119,0,121,0],[119,1,121,1],[119,4,119,5],[119,6,119,7],[119,8,119,9],[119,10,119,11],[111,0,114,0],[117,0,118,1],[117,4,117,15],[118,4,118,5],[118,6,118,7],[118,8,118,9],[118,10,118,11],[118,12,118,13],[118,14,118,15],[101,12,102,12],[101,13,102,13],[101,14,102,14],[101,15,102,15],[103,0,106,0],[107,0,110,0],[100,12,100,13],[100,14,100,15],[101,4,102,4],[101,5,102,5],[101,6,102,6],[101,7,102,7],[101,8,102,8],[101,9,102,9],[101,10,102,10],[101,11,102,11],[100,0,102,0],[100,1,102,1],[100,4,100,5],[100,6,100,7],[100,8,100,9],[100,10,100,11],[92,0,95,0],[98,0,99,1],[98,4,98,15],[99,4,99,5],[99,6,99,7],[99,8,99,9],[99,10,99,11],[99,12,99,13],[99,14,99,15],[82,12,83,12],[82,13,83,13],[82,14,83,14],[82,15,83,15],[84,0,87,0],[88,0,91,0],[81,12,81,13],[81,14,81,15],[82,4,83,4],[82,5,83,5],[82,6,83,6],[82,7,83,7],[82,8,83,8],[82,9,83,9],[82,10,83,10],[82,11,83,11],[81,0,83,0],[81,1,83,1],[81,4,81,5],[81,6,81,7],[81,8,81,9],[81,10,81,11],[73,0,76,0],[79,0,80,1],[79,4,79,15],[80,4,80,5],[80,6,80,7],[80,8,80,9],[80,10,80,11],[80,12,80,13],[80,14,80,15],[63,12,64,12],[63,13,64,13],[63,14,64,14],[63,15,64,15],[65,0,68,0],[69,0,72,0],[62,12,62,13],[62,14,62,15],[63,4,64,4],[63,5,64,5],[63,6,64,6],[63,7,64,7],[63,8,64,8],[63,9,64,9],[63,10,64,10],[63,11,64,11],[62,0,64,0],[62,1,64,1],[62,4,62,5],[62,6,62,7],[62,8,62,9],[62,10,62,11],[54,0,57,0],[60,0,61,1],[60,4,60,15],[61,4,61,5],[61,6,61,7],[61,8,61,9],[61,10,61,11],[61,12,61,13],[61,14,61,15],[44,12,45,12],[44,13,45,13],[44,14,45,14],[44,15,45,15],[46,0,49,0],[50,0,53,0],[43,12,43,13],[43,14,43,15],[44,4,45,4],[44,5,45,5],[44,6,45,6],[44,7,45,7],[44,8,45,8],[44,9,45,9],[44,10,45,10],[44,11,45,11],[43,0,45,0],[43,1,45,1],[43,4,43,5],[43,6,43,7],[43,8,43,9],[43,10,43,11],[35,0,38,0],[41,0,42,1],[41,4,41,15],[42,4,42,5],[42,6,42,7],[42,8,42,9],[42,10,42,11],[42,12,42,13],[42,14,42,15],[25,12,26,12],[25,13,26,13],[25,14,26,14],[25,15,26,15],[27,0,30,0],[31,0,34,0],[24,12,24,13],[24,14,24,15],[25,4,26,4],[25,5,26,5],[25,6,26,6],[25,7,26,7],[25,8,26,8],[25,9,26,9],[25,10,26,10],[25,11,26,11],[24,0,26,0],[24,1,26,1],[24,4,24,5],[24,6,24,7],[24,8,24,9],[24,10,24,11],[7,0,10,0],[11,0,14,0],[15,0,18,0],[22,4,22,15],[23,4,23,5],[23,6,23,7],[23,8,23,9],[23,10,23,11],[23,12,23,13],[23,14,23,15],[5,10,6,10],[5,11,6,11],[5,12,6,12],[5,13,6,13],[5,14,6,14],[5,15,6,15],[4,10,4,11],[4,12,4,13],[4,14,4,15],[5,2,6,2],[5,3,6,3],[5,4,6,4],[5,5,6,5],[5,6,6,6],[5,7,6,7],[5,8,6,8],[4,0,6,0],[4,1,6,1],[4,2,4,3],[4,4,4,5],[4,6,4,7],[4,8,4,9],[5,9,6,9],[2,0,2,1],[2,2,2,15],[3,2,3,3],[3,4,3,5],[3,6,3,7],[3,8,3,9],[3,10,3,11],[3,12,3,13],[3,14,3,15]]}
[]
["4TTM30_24",18.2]
["Evaporator Air \n",null,"Condenser  Entering Air Temperature ˚F"]
[80,"°F DB",85,null,90,null,95,null,100,null,105,null,110,null,115]
["CFM","EWB†\n˚F","Capacity Mbtuh",null,"Capacity Mbtuh",null,"Capacity Mbtuh",null,"Capacity Mbtuh",null,"Capacity Mbtuh",null,"Capacity Mbtuh",null,"Capacity Mbtuh"]
[null,null,"Total","Sens.","Total","Sens.","Total","Sens.","Total","Sens.","Total","Sens.","Total","Sens.","Total","Sens."]
[null,null,null,null,null,null,null,null,null,null,null,null,null,null,null,null,null,"Total Factors",null,null,null,null,null,null,"Sens. %",null,null,null,null,null,null,"IDB Adj",null,null,null,null,null,null,"Sens Calc"]
[700,71,{"$f":"R8*$B$2","v":20.180972111553782},{"$f":"IF(AM8>C8,C8,AM8)","v":10.658964143426294},{"$f":"S8*$B$2","v":19.754613545816731},{"$f":"IF(AN8>E8,E8,AN8)","v":10.518677044927168},{"$f":"T8*$B$2","v":19.328254980079677},{"$f":"IF(AO8>G8,G8,AO8)","v":10.374725099601591},{"$f":"U8*$B$2","v":18.937426294820714},{"$f":"IF(AP8>I8,I8,AP8)","v":10.234031437356276},{"$f":"V8*$B$2","v":18.546597609561751},{"$f":"IF(AQ8>K8,K8,AQ8)","v":10.090486055776889},{"$f":"W8*$B$2","v":18.120239043824697},{"$f":"IF(AR8>M8,M8,AR8)","v":9.9505314898831454},{"$f":"X8*$B$2","v":17.693880478087646},{"$f":"IF(AS8>O8,O8,AS8)","v":9.8062470119521894},null,1.108844621513944,1.0854183266932271,1.0619920318725098,1.0405179282868524,1.019043824701195,0.99561752988047791,0.97219123505976079,0.52816901408450712,0.53246685998343002,0.53676470588235292,0.54041300428217265,0.54406130268199226,0.5491390850759359,0.55421686746987953,0.9375,0.9453125,0.953125,0.9453125,0.9375,0.9453125,0.95312500000000011,{"$f":"Y8*C8+($A$4-80)*AF8*$A$8/1000","v":10.658964143426294},{"$f":"Z8*E8+($A$4-80)*AG8*$A$8/1000","v":10.518677044927168},{"$f":"AA8*G8+($A$4-80)*AH8*$A$8/1000","v":10.374725099601591},{"$f":"AB8*I8+($A$4-80)*AI8*$A$8/1000","v":10.234031437356276},{"$f":"AC8*K8+($A$4-80)*AJ8*$A$8/1000","v":10.090486055776889},{"$f":"AD8*M8+($A$4-80)*AK8*$A$8/1000","v":9.9505314898831454},{"$f":"AE8*O8+($A$4-80)*AL8*$A$8/1000","v":9.8062470119521894}]
[null,67,{"$f":"R9*$B$2","v":18.617657370517925},12.861816733067728,18.226828685258962,{"$f":"IF(AN9>E9,E9,AN9)","v":12.72249937235941},17.836000000000002,{"$f":"IF(AO9>G9,G9,AO9)","v":12.577577689243029},17.445171314741035,{"$f":"IF(AP9>I9,I9,AP9)","v":12.438517193311744},17.054342629482072,{"$f":"IF(AQ9>K9,K9,AQ9)","v":12.293338645418327},16.663513944223105,{"$f":"IF(AR9>M9,M9,AR9)","v":12.154572029712298},16.272685258964138,{"$f":"IF(AS9>O9,O9,AS9)","v":12.00909960159362},null,1.0229482071713145,1.0014741035856574,0.98000000000000009,0.9585258964143426,0.93705179282868523,0.91557768924302774,0.89410358565737036,0.69083969465648865,0.69800948876250724,0.70517928286852583,0.71300630810092958,0.72083333333333333,0.72941229985443956,0.7379912663755458,0.93750000000000033,0.93750000000000022,0.9375,0.94531250000000011,0.95312500000000022,0.953125,0.95312499999999967,{"$f":"Y9*C9+($A$4-80)*AF9*$A$8/1000","v":12.861816733067728},{"$f":"Z9*E9+($A$4-80)*AG9*$A$8/1000","v":12.72249937235941},{"$f":"AA9*G9+($A$4-80)*AH9*$A$8/1000","v":12.577577689243029},{"$f":"AB9*I9+($A$4-80)*AI9*$A$8/1000","v":12.438517193311744},{"$f":"AC9*K9+($A$4-80)*AJ9*$A$8/1000","v":12.293338645418327},{"$f":"AD9*M9+($A$4-80)*AK9*$A$8/1000","v":12.154572029712298},{"$f":"AE9*O9+($A$4-80)*AL9*$A$8/1000","v":12.00909960159362}]
[null,63,17.409641434262944,15.20678884462151,17.054342629482072,15.031962702381961,16.699043824701192,14.851490039840634,16.343745019920316,14.71323428743654,15.988446215139442,14.567250996015936,15.633147410358566,14.429354664031214,15.277848605577688,14.283011952191234,null,0.95657370517928275,0.93705179282868523,0.91752988047808759,0.89800796812748995,0.87848605577689243,0.8589641434262949,0.83944223107569715,0.87346938775510197,0.88141554494138075,0.88936170212765953,0.90023640661938531,0.91111111111111109,0.92299741602067187,0.93488372093023264,0.95312499999999967,0.94531249999999978,0.93749999999999978,0.93749999999999989,0.9375,0.93750000000000022,0.93750000000000033,15.20678884462151,{"$f":"Z10*E10+($A$4-80)*AG10*$A$8/1000","v":15.031962702381961},{"$f":"AA10*G10+($A$4-80)*AH10*$A$8/1000","v":14.851490039840634},14.71323428743654,14.567250996015936,14.429354664031214,14.283011952191234]
[null,59,16.627984063745018,16.627984063745018,16.272685258964142,16.272685258964142,15.917386454183266,15.917386454183266,15.562087649402386,15.562087649402386,15.206788844621512,15.206788844621512,14.887019920318723,14.887019920318723,14.567250996015936,14.567250996015936,null,0.913625498007968,0.89410358565737047,0.87458167330677283,0.85505976095617509,0.83553784860557756,0.81796812749003978,0.80039840637450199,1,1,1,1,1,1,1,0.73437499999999989,0.68749999999999978,0.64062499999999967,0.60156249999999967,0.56249999999999967,0.5234375,0.48437500000000022,16.627984063745018,{"$f":"Z11*E11+($A$4-80)*AG11*$A$8/1000","v":16.272685258964142},{"$f":"AA11*G11+($A$4-80)*AH11*$A$8/1000","v":15.917386454183266},{"$f":"AB11*I11+($A$4-80)*AI11*$A$8/1000","v":15.562087649402386},15.206788844621512,14.887019920318723,14.567250996015936]
[800,71,20.592828685258961,10.876494023904382,20.157768924302786,10.733343923395068,19.722709163346611,10.58645418326693,19.323904382470118,10.442889221792118,18.925099601593622,10.296414342629479,18.490039840637451,10.153603561105253,18.054980079681272,10.006374501992031,null,1.1314741035856573,1.1075697211155378,1.0836653386454183,1.0617529880478087,1.0398406374501992,1.0159362549800797,0.99203187250996006,0.52816901408450712,0.53246685998343002,0.53676470588235292,0.54041300428217265,0.54406130268199226,0.5491390850759359,0.55421686746987953,0.9375,0.9453125,0.953125,0.9453125,0.9375,0.9453125,0.95312500000000011,{"$f":"Y12*C12+($A$4-80)*AF12*$A$12/1000","v":10.876494023904382},{"$f":"Z12*E12+($A$4-80)*AG12*$A$12/1000","v":10.733343923395068},{"$f":"AA12*G12+($A$4-80)*AH12*$A$12/1000","v":10.58645418326693},{"$f":"AB12*I12+($A$4-80)*AI12*$A$12/1000","v":10.442889221792118},{"$f":"AC12*K12+($A$4-80)*AJ12*$A$12/1000","v":10.296414342629479},{"$f":"AD12*M12+($A$4-80)*AK12*$A$12/1000","v":10.153603561105253},{"$f":"AE12*O12+($A$4-80)*AL12*$A$12/1000","v":10.006374501992031}]
[null,67,18.997609561752988,13.124302788844624,18.598804780876492,12.982142216693276,18.2,12.83426294820717,17.801195219123507,12.69236448297117,17.402390438247011,12.544223107569721,17.003585657370515,12.402624520114589,16.604780876494022,12.254183266932269,null,1.0438247011952191,1.0219123505976095,1,0.97808764940239046,0.9561752988047808,0.93426294820717126,0.91235059760956161,0.69083969465648865,0.69800948876250724,0.70517928286852583,0.71300630810092958,0.72083333333333333,0.72941229985443956,0.7379912663755458,0.93750000000000033,0.93750000000000022,0.9375,0.94531250000000011,0.95312500000000022,0.953125,0.95312499999999967,{"$f":"Y13*C13+($A$4-80)*AF13*$A$12/1000","v":13.124302788844624},{"$f":"Z13*E13+($A$4-80)*AG13*$A$12/1000","v":12.982142216693276},{"$f":"AA13*G13+($A$4-80)*AH13*$A$12/1000","v":12.83426294820717},{"$f":"AB13*I13+($A$4-80)*AI13*$A$12/1000","v":12.69236448297117},{"$f":"AC13*K13+($A$4-80)*AJ13*$A$12/1000","v":12.544223107569721},{"$f":"AD13*M13+($A$4-80)*AK13*$A$12/1000","v":12.402624520114589},{"$f":"AE13*O13+($A$4-80)*AL13*$A$12/1000","v":12.254183266932269}]
[null,63,17.764940239043824,15.517131474103584,17.402390438247011,15.338737451410163,17.039840637450197,15.154581673306771,16.677290836653384,15.013504374935245,16.314741035856574,14.864541832669323,15.952191235059761,14.723831289827769,15.589641434262946,14.574501992031871,null,0.97609561752988039,0.9561752988047808,0.93625498007968122,0.91633466135458164,0.89641434262948205,0.87649402390438247,0.85657370517928277,0.87346938775510197,0.88141554494138075,0.88936170212765953,0.90023640661938531,0.91111111111111109,0.92299741602067187,0.93488372093023264,0.95312499999999967,0.94531249999999978,0.93749999999999978,0.93749999999999989,0.9375,0.93750000000000022,0.93750000000000033,15.517131474103584,{"$f":"Z14*E14+($A$4-80)*AG14*$A$12/1000","v":15.338737451410163},{"$f":"AA14*G14+($A$4-80)*AH14*$A$12/1000","v":15.154581673306771},15.013504374935245,14.864541832669323,14.723831289827769,14.574501992031871]
[null,59,16.967330677290832,16.967330677290832,16.604780876494022,16.604780876494022,16.242231075697209,16.242231075697209,15.879681274900395,15.879681274900395,15.517131474103584,15.517131474103584,15.190836653386452,15.190836653386452,14.864541832669321,14.864541832669321,null,0.93227091633466119,0.91235059760956161,0.89243027888446202,0.87250996015936244,0.85258964143426286,0.83466135458167323,0.81673306772908361,1,1,1,1,1,1,1,0.73437499999999989,0.68749999999999978,0.64062499999999967,0.60156249999999967,0.56249999999999967,0.5234375,0.48437500000000022,16.967330677290832,{"$f":"Z15*E15+($A$4-80)*AG15*$A$12/1000","v":16.604780876494022},{"$f":"AA15*G15+($A$4-80)*AH15*$A$12/1000","v":16.242231075697209},15.879681274900395,15.517131474103584,15.190836653386452,14.864541832669321]
[900,71,21.004685258964141,11.094023904382471,20.560924302788845,10.948010801862971,20.117163346613545,10.79818326693227,19.710382470119519,10.651747006227961,19.303601593625498,10.502342629482071,18.859840637450198,10.356675632327358,18.416079681274898,10.206501992031871,null,1.1541035856573705,1.1297211155378486,1.1053386454183267,1.0829880478087648,1.0606374501992033,1.0362549800796812,1.0118725099601593,0.52816901408450712,0.53246685998343002,0.53676470588235292,0.54041300428217265,0.54406130268199226,0.5491390850759359,0.55421686746987953,0.9375,0.9453125,0.953125,0.9453125,0.9375,0.9453125,0.95312500000000011,{"$f":"Y16*C16+($A$4-80)*AF16*$A$16/1000","v":11.094023904382471},{"$f":"Z16*E16+($A$4-80)*AG16*$A$16/1000","v":10.948010801862971},{"$f":"AA16*G16+($A$4-80)*AH16*$A$16/1000","v":10.79818326693227},{"$f":"AB16*I16+($A$4-80)*AI16*$A$16/1000","v":10.651747006227961},{"$f":"AC16*K16+($A$4-80)*AJ16*$A$16/1000","v":10.502342629482071},{"$f":"AD16*M16+($A$4-80)*AK16*$A$16/1000","v":10.356675632327358},{"$f":"AE16*O16+($A$4-80)*AL16*$A$16/1000","v":10.206501992031871}]
[null,67,19.377561752988047,13.386788844621515,18.970780876494022,13.241785061027141,18.564,13.090948207171314,18.157219123505975,12.946211772630592,17.750438247011953,12.795107569721116,17.343657370517928,12.650677010516883,16.936876494023902,12.499266932270913,null,1.0647011952191234,1.0423505976095617,1.02,0.9976494023904382,0.97529880478087649,0.95294820717131468,0.93059760956175297,0.69083969465648865,0.69800948876250724,0.70517928286852583,0.71300630810092958,0.72083333333333333,0.72941229985443956,0.7379912663755458,0.93750000000000033,0.93750000000000022,0.9375,0.94531250000000011,0.95312500000000022,0.953125,0.95312499999999967,{"$f":"Y17*C17+($A$4-80)*AF17*$A$16/1000","v":13.386788844621515},{"$f":"Z17*E17+($A$4-80)*AG17*$A$16/1000","v":13.241785061027141},{"$f":"AA17*G17+($A$4-80)*AH17*$A$16/1000","v":13.090948207171314},{"$f":"AB17*I17+($A$4-80)*AI17*$A$16/1000","v":12.946211772630592},{"$f":"AC17*K17+($A$4-80)*AJ17*$A$16/1000","v":12.795107569721116},{"$f":"AD17*M17+($A$4-80)*AK17*$A$16/1000","v":12.650677010516883},{"$f":"AE17*O17+($A$4-80)*AL17*$A$16/1000","v":12.499266932270913}]
[null,63,18.1202390438247,15.827474103585654,17.750438247011953,15.645512200438368,17.380637450199202,15.457673306772907,17.010836653386455,15.313774462433953,16.641035856573705,15.161832669322708,16.271235059760951,15.01830791562432,15.901434262948206,14.86599203187251,null,0.99561752988047814,0.97529880478087649,0.95498007968127485,0.93466135458167332,0.91434262948207168,0.89402390438246992,0.8737051792828685,0.87346938775510197,0.88141554494138075,0.88936170212765953,0.90023640661938531,0.91111111111111109,0.92299741602067187,0.93488372093023264,0.95312499999999967,0.94531249999999978,0.93749999999999978,0.93749999999999989,0.9375,0.93750000000000022,0.93750000000000033,15.827474103585654,{"$f":"Z18*E18+($A$4-80)*AG18*$A$16/1000","v":15.645512200438368},{"$f":"AA18*G18+($A$4-80)*AH18*$A$16/1000","v":15.457673306772907},15.313774462433953,15.161832669322708,15.01830791562432,14.86599203187251]
[null,59,17.30667729083665,17.30667729083665,16.936876494023902,16.936876494023902,16.567075697211152,16.567075697211152,16.197274900398405,16.197274900398405,15.827474103585656,15.827474103585656,15.49465338645418,15.49465338645418,15.161832669322708,15.161832669322708,null,0.9509163346613545,0.93059760956175286,0.91027888446215133,0.8899601593625498,0.86964143426294815,0.85135458167330669,0.83306772908366533,1,1,1,1,1,1,1,0.73437499999999989,0.68749999999999978,0.64062499999999967,0.60156249999999967,0.56249999999999967,0.5234375,0.48437500000000022,17.30667729083665,{"$f":"Z19*E19+($A$4-80)*AG19*$A$16/1000","v":16.936876494023902},{"$f":"AA19*G19+($A$4-80)*AH19*$A$16/1000","v":16.567075697211152},16.197274900398405,15.827474103585656,15.49465338645418,15.161832669322708]

{"sheet":"4TTM30_30","index":5,"n_rows":19,"n_cols":45,"rows_kept":19,"cut":false,"hidden":true,"merged":[[130,0,133,0],[120,12,121,12],[120,13,121,13],[120,14,121,14],[120,15,121,15],[122,0,125,0],[126,0,129,0],[119,12,119,13],[119,14,119,15],[120,4,121,4],[120,5,121,5],[120,6,121,6],[120,7,121,7],[120,8,121,8],[120,9,121,9],[120,10,121,10],[120,11,121,11],[119,0,121,0],[119,1,121,1],[119,4,119,5],[119,6,119,7],[119,8,119,9],[119,10,119,11],[111,0,114,0],[117,0,118,1],[117,4,117,15],[118,4,118,5],[118,6,118,7],[118,8,118,9],[118,10,118,11],[118,12,118,13],[118,14,118,15],[101,12,102,12],[101,13,102,13],[101,14,102,14],[101,15,102,15],[103,0,106,0],[107,0,110,0],[100,12,100,13],[100,14,100,15],[101,4,102,4],[101,5,102,5],[101,6,102,6],[101,7,102,7],[101,8,102,8],[101,9,102,9],[101,10,102,10],[101,11,102,11],[100,0,102,0],[100,1,102,1],[100,4,100,5],[100,6,100,7],[100,8,100,9],[100,10,100,11],[92,0,95,0],[98,0,99,1],[98,4,98,15],[99,4,99,5],[99,6,99,7],[99,8,99,9],[99,10,99,11],[99,12,99,13],[99,14,99,15],[82,12,83,12],[82,13,83,13],[82,14,83,14],[82,15,83,15],[84,0,87,0],[88,0,91,0],[81,12,81,13],[81,14,81,15],[82,4,83,4],[82,5,83,5],[82,6,83,6],[82,7,83,7],[82,8,83,8],[82,9,83,9],[82,10,83,10],[82,11,83,11],[81,0,83,0],[81,1,83,1],[81,4,81,5],[81,6,81,7],[81,8,81,9],[81,10,81,11],[73,0,76,0],[79,0,80,1],[79,4,79,15],[80,4,80,5],[80,6,80,7],[80,8,80,9],[80,10,80,11],[80,12,80,13],[80,14,80,15],[63,12,64,12],[63,13,64,13],[63,14,64,14],[63,15,64,15],[65,0,68,0],[69,0,72,0],[62,12,62,13],[62,14,62,15],[63,4,64,4],[63,5,64,5],[63,6,64,6],[63,7,64,7],[63,8,64,8],[63,9,64,9],[63,10,64,10],[63,11,64,11],[62,0,64,0],[62,1,64,1],[62,4,62,5],[62,6,62,7],[62,8,62,9],[62,10,62,11],[54,0,57,0],[60,0,61,1],[60,4,60,15],[61,4,61,5],[61,6,61,7],[61,8,61,9],[61,10,61,11],[61,12,61,13],[61,14,61,15],[44,12,45,12],[44,13,45,13],[44,14,45,14],[44,15,45,15],[46,0,49,0],[50,0,53,0],[43,12,43,13],[43,14,43,15],[44,4,45,4],[44,5,45,5],[44,6,45,6],[44,7,45,7],[44,8,45,8],[44,9,45,9],[44,10,45,10],[44,11,45,11],[43,0,45,0],[43,1,45,1],[43,4,43,5],[43,6,43,7],[43,8,43,9],[43,10,43,11],[35,0,38,0],[41,0,42,1],[41,4,41,15],[42,4,42,5],[42,6,42,7],[42,8,42,9],[42,10,42,11],[42,12,42,13],[42,14,42,15],[25,12,26,12],[25,13,26,13],[25,14,26,14],[25,15,26,15],[27,0,30,0],[31,0,34,0],[24,12,24,13],[24,14,24,15],[25,4,26,4],[25,5,26,5],[25,6,26,6],[25,7,26,7],[25,8,26,8],[25,9,26,9],[25,10,26,10],[25,11,26,11],[24,0,26,0],[24,1,26,1],[24,4,24,5],[24,6,24,7],[24,8,24,9],[24,10,24,11],[7,0,10,0],[11,0,14,0],[15,0,18,0],[22,4,22,15],[23,4,23,5],[23,6,23,7],[23,8,23,9],[23,10,23,11],[23,12,23,13],[23,14,23,15],[5,10,6,10],[5,11,6,11],[5,12,6,12],[5,13,6,13],[5,14,6,14],[5,15,6,15],[4,10,4,11],[4,12,4,13],[4,14,4,15],[5,2,6,2],[5,3,6,3],[5,4,6,4],[5,5,6,5],[5,6,6,6],[5,7,6,7],[5,8,6,8],[4,0,6,0],[4,1,6,1],[4,2,4,3],[4,4,4,5],[4,6,4,7],[4,8,4,9],[5,9,6,9],[2,0,2,1],[2,2,2,15],[3,2,3,3],[3,4,3,5],[3,6,3,7],[3,8,3,9],[3,10,3,11],[3,12,3,13],[3,14,3,15]]}
[]
["4TTM30_30",18.2]
["Evaporator Air \n",null,"Condenser  Entering Air Temperature ˚F"]
[80,"°F DB",85,null,90,null,95,null,100,null,105,null,110,null,115]
["CFM","EWB†\n˚F","Capacity Mbtuh",null,"Capacity Mbtuh",null,"Capacity Mbtuh",null,"Capacity Mbtuh",null,"Capacity Mbtuh",null,"Capacity Mbtuh",null,"Capacity Mbtuh"]
[null,null,"Total","Sens.","Total","Sens.","Total","Sens.","Total","Sens.","Total","Sens.","Total","Sens.","Total","Sens."]
[null,null,null,null,null,null,null,null,null,null,null,null,null,null,null,null,null,"Total Factors",null,null,null,null,null,null,"Sens. %",null,null,null,null,null,null,"IDB Adj",null,null,null,null,null,null,"Sens Calc"]
[875,71,{"$f":"R8*$B$2","v":20.584698630136987},{"$f":"IF(AM8>C8,C8,AM8)","v":10.628301369863014},{"$f":"S8*$B$2","v":19.973876712328764},{"$f":"IF(AN8>E8,E8,AN8)","v":10.417718499619861},{"$f":"T8*$B$2","v":19.363054794520547},{"$f":"IF(AO8>G8,G8,AO8)","v":10.200726027397259},{"$f":"U8*$B$2","v":18.721691780821917},{"$f":"IF(AP8>I8,I8,AP8)","v":9.9913402423100663},{"$f":"V8*$B$2","v":18.080328767123287},{"$f":"IF(AQ8>K8,K8,AQ8)","v":9.7731506849315046},{"$f":"W8*$B$2","v":17.469506849315067},{"$f":"IF(AR8>M8,M8,AR8)","v":9.5635799100172214},{"$f":"X8*$B$2","v":16.858684931506851},{"$f":"IF(AS8>O8,O8,AS8)","v":9.3455753424657537},null,1.131027397260274,1.0974657534246575,1.0639041095890411,1.0286643835616438,0.99342465753424658,0.95986301369863014,0.92630136986301381,0.51632047477744802,0.52156717745181547,0.52681388012618291,0.53367721033336168,0.54054054054054046,0.54744418331374844,0.55434782608695654,0.86249999999999982,0.86249999999999982,0.86249999999999982,0.86249999999999993,0.86250000000000004,0.86250000000000004,0.86250000000000004,{"$f":"Y8*C8+($A$4-80)*AF8*$A$8/1000","v":10.628301369863014},{"$f":"Z8*E8+($A$4-80)*AG8*$A$8/1000","v":10.417718499619861},{"$f":"AA8*G8+($A$4-80)*AH8*$A$8/1000","v":10.200726027397259},{"$f":"AB8*I8+($A$4-80)*AI8*$A$8/1000","v":9.9913402423100663},{"$f":"AC8*K8+($A$4-80)*AJ8*$A$8/1000","v":9.7731506849315046},{"$f":"AD8*M8+($A$4-80)*AK8*$A$8/1000","v":9.5635799100172214},{"$f":"AE8*O8+($A$4-80)*AL8*$A$8/1000","v":9.3455753424657537}]
[null,67,{"$f":"R9*$B$2","v":18.935479452054793},12.766178082191779,18.385739726027396,{"$f":"IF(AN9>E9,E9,AN9)","v":12.557224622425075},17.835999999999999,{"$f":"IF(AO9>G9,G9,AO9)","v":12.338602739726026},17.255719178082192,{"$f":"IF(AP9>I9,I9,AP9)","v":12.131344647213361},16.675438356164385,{"$f":"IF(AQ9>K9,K9,AQ9)","v":11.911027397260275},16.125698630136988,{"$f":"IF(AR9>M9,M9,AR9)","v":11.735172280419018},15.575958904109587,{"$f":"IF(AS9>O9,O9,AS9)","v":11.54453424657534},null,1.0404109589041095,1.0102054794520547,0.98,0.94811643835616444,0.91623287671232878,0.88602739726027402,0.85582191780821915,0.67419354838709677,0.68298718515245249,0.69178082191780821,0.70303326810176126,0.7142857142857143,0.72773109243697476,0.74117647058823521,0.86249999999999982,0.85624999999999984,0.84999999999999987,0.85,0.85000000000000009,0.85624999999999996,0.86249999999999982,{"$f":"Y9*C9+($A$4-80)*AF9*$A$8/1000","v":12.766178082191779},{"$f":"Z9*E9+($A$4-80)*AG9*$A$8/1000","v":12.557224622425075},{"$f":"AA9*G9+($A$4-80)*AH9*$A$8/1000","v":12.338602739726026},{"$f":"AB9*I9+($A$4-80)*AI9*$A$8/1000","v":12.131344647213361},{"$f":"AC9*K9+($A$4-80)*AJ9*$A$8/1000","v":11.911027397260275},{"$f":"AD9*M9+($A$4-80)*AK9*$A$8/1000","v":11.735172280419018},{"$f":"AE9*O9+($A$4-80)*AL9*$A$8/1000","v":11.54453424657534}]
[null,63,17.713835616438352,15.026219178082188,17.194636986301369,14.819487938907256,16.675438356164385,14.598643835616437,16.156239726027398,14.3928497788242,15.63704109589041,14.171068493150683,15.087301369863015,13.968035971494762,14.537561643835618,13.743493150684932,null,0.97328767123287663,0.94476027397260276,0.91623287671232878,0.8877054794520548,0.85917808219178082,0.82897260273972617,0.7987671232876713,0.84827586206896555,0.86186686876342045,0.87545787545787535,0.89085393772893762,0.90624999999999989,0.92581407563025198,0.94537815126050417,0.86250000000000027,0.86250000000000004,0.86249999999999982,0.86249999999999982,0.86249999999999982,0.86249999999999993,0.86250000000000004,15.026219178082188,{"$f":"Z10*E10+($A$4-80)*AG10*$A$8/1000","v":14.819487938907256},{"$f":"AA10*G10+($A$4-80)*AH10*$A$8/1000","v":14.598643835616437},14.3928497788242,14.171068493150683,13.968035971494762,13.743493150684932]
[null,59,16.91976712328767,16.736520547945204,16.400568493150686,16.311756750407991,15.881369863013699,15.881369863013699,15.392712328767121,15.392712328767121,14.904054794520546,14.904054794520546,14.384856164383562,14.384856164383562,13.865657534246573,13.865657534246573,null,0.92965753424657527,0.9011301369863014,0.87260273972602742,0.84575342465753423,0.81890410958904103,0.79037671232876716,0.76184931506849307,0.98916967509025266,0.99458483754512628,1,1,1,1,1,0.72499999999999964,0.68124999999999991,0.63750000000000018,0.58125000000000004,0.52499999999999991,0.46875,0.41250000000000009,16.736520547945204,{"$f":"Z11*E11+($A$4-80)*AG11*$A$8/1000","v":16.311756750407991},{"$f":"AA11*G11+($A$4-80)*AH11*$A$8/1000","v":15.881369863013699},{"$f":"AB11*I11+($A$4-80)*AI11*$A$8/1000","v":15.392712328767121},14.904054794520546,14.384856164383562,13.865657534246573]
[1000,71,21.004794520547946,10.845205479452055,20.38150684931507,10.630324999612105,19.758219178082189,10.408904109589038,19.103767123287668,10.195245145214352,18.449315068493149,9.9726027397260246,17.826027397260273,9.7587550102216554,17.202739726027399,9.5363013698630148,null,1.154109589041096,1.1198630136986303,1.0856164383561644,1.0496575342465753,1.0136986301369864,0.97945205479452058,0.94520547945205491,0.51632047477744802,0.52156717745181547,0.52681388012618291,0.53367721033336168,0.54054054054054046,0.54744418331374844,0.55434782608695654,0.86249999999999982,0.86249999999999982,0.86249999999999982,0.86249999999999993,0.86250000000000004,0.86250000000000004,0.86250000000000004,{"$f":"Y12*C12+($A$4-80)*AF12*$A$12/1000","v":10.845205479452055},{"$f":"Z12*E12+($A$4-80)*AG12*$A$12/1000","v":10.630324999612105},{"$f":"AA12*G12+($A$4-80)*AH12*$A$12/1000","v":10.408904109589038},{"$f":"AB12*I12+($A$4-80)*AI12*$A$12/1000","v":10.195245145214352},{"$f":"AC12*K12+($A$4-80)*AJ12*$A$12/1000","v":9.9726027397260246},{"$f":"AD12*M12+($A$4-80)*AK12*$A$12/1000","v":9.7587550102216554},{"$f":"AE12*O12+($A$4-80)*AL12*$A$12/1000","v":9.5363013698630148}]
[null,67,19.321917808219176,13.026712328767122,18.760958904109589,12.813494512678648,18.2,12.590410958904108,17.607876712328768,12.37892310940139,17.015753424657536,12.154109589041097,16.454794520547942,11.9746655922643,15.893835616438356,11.780136986301368,null,1.0616438356164384,1.0308219178082192,1,0.96746575342465757,0.93493150684931514,0.90410958904109584,0.87328767123287676,0.67419354838709677,0.68298718515245249,0.69178082191780821,0.70303326810176126,0.7142857142857143,0.72773109243697476,0.74117647058823521,0.86249999999999982,0.85624999999999984,0.84999999999999987,0.85,0.85000000000000009,0.85624999999999996,0.86249999999999982,{"$f":"Y13*C13+($A$4-80)*AF13*$A$12/1000","v":13.026712328767122},{"$f":"Z13*E13+($A$4-80)*AG13*$A$12/1000","v":12.813494512678648},{"$f":"AA13*G13+($A$4-80)*AH13*$A$12/1000","v":12.590410958904108},{"$f":"AB13*I13+($A$4-80)*AI13*$A$12/1000","v":12.37892310940139},{"$f":"AC13*K13+($A$4-80)*AJ13*$A$12/1000","v":12.154109589041097},{"$f":"AD13*M13+($A$4-80)*AK13*$A$12/1000","v":11.9746655922643},{"$f":"AE13*O13+($A$4-80)*AL13*$A$12/1000","v":11.780136986301368}]
[null,63,18.075342465753423,15.332876712328765,17.545547945205477,15.12192646827271,17.015753424657536,14.896575342465752,16.485958904109591,14.686581406963469,15.956164383561644,14.460273972602739,15.395205479452057,14.253097930096697,14.834246575342465,14.023972602739725,null,0.99315068493150682,0.96404109589041098,0.93493150684931514,0.9058219178082193,0.87671232876712335,0.84589041095890427,0.81506849315068497,0.84827586206896555,0.86186686876342045,0.87545787545787535,0.89085393772893762,0.90624999999999989,0.92581407563025198,0.94537815126050417,0.86250000000000027,0.86250000000000004,0.86249999999999982,0.86249999999999982,0.86249999999999982,0.86249999999999993,0.86250000000000004,15.332876712328765,{"$f":"Z14*E14+($A$4-80)*AG14*$A$12/1000","v":15.12192646827271},{"$f":"AA14*G14+($A$4-80)*AH14*$A$12/1000","v":14.896575342465752},14.686581406963469,14.460273972602739,14.253097930096697,14.023972602739725]
[null,59,17.265068493150686,17.078082191780823,16.735273972602741,16.644649745314275,16.205479452054792,16.205479452054792,15.706849315068492,15.706849315068492,15.20821917808219,15.20821917808219,14.678424657534245,14.678424657534245,14.1486301369863,14.1486301369863,null,0.94863013698630139,0.91952054794520555,0.8904109589041096,0.86301369863013699,0.83561643835616439,0.80650684931506844,0.7773972602739726,0.98916967509025266,0.99458483754512628,1,1,1,1,1,0.72499999999999964,0.68124999999999991,0.63750000000000018,0.58125000000000004,0.52499999999999991,0.46875,0.41250000000000009,17.078082191780823,{"$f":"Z15*E15+($A$4-80)*AG15*$A$12/1000","v":16.644649745314275},{"$f":"AA15*G15+($A$4-80)*AH15*$A$12/1000","v":16.205479452054792},15.706849315068492,15.20821917808219,14.678424657534245,14.1486301369863]
[1125,71,21.424890410958906,11.062109589041096,20.789136986301369,10.842931499604346,20.153383561643839,10.617082191780822,19.485842465753425,10.399150048118642,18.818301369863018,10.172054794520548,18.182547945205481,9.9539301104260893,17.546794520547945,9.7270273972602741,null,1.1771917808219179,1.1422602739726027,1.1073287671232879,1.0706506849315069,1.0339726027397262,0.99904109589041112,0.96410958904109589,0.51632047477744802,0.52156717745181547,0.52681388012618291,0.53367721033336168,0.54054054054054046,0.54744418331374844,0.55434782608695654,0.86249999999999982,0.86249999999999982,0.86249999999999982,0.86249999999999993,0.86250000000000004,0.86250000000000004,0.86250000000000004,{"$f":"Y16*C16+($A$4-80)*AF16*$A$16/1000","v":11.062109589041096},{"$f":"Z16*E16+($A$4-80)*AG16*$A$16/1000","v":10.842931499604346},{"$f":"AA16*G16+($A$4-80)*AH16*$A$16/1000","v":10.617082191780822},{"$f":"AB16*I16+($A$4-80)*AI16*$A$16/1000","v":10.399150048118642},{"$f":"AC16*K16+($A$4-80)*AJ16*$A$16/1000","v":10.172054794520548},{"$f":"AD16*M16+($A$4-80)*AK16*$A$16/1000","v":9.9539301104260893},{"$f":"AE16*O16+($A$4-80)*AL16*$A$16/1000","v":9.7270273972602741}]
[null,67,19.708356164383563,13.287246575342467,19.136178082191776,13.069764402932218,18.564,12.842219178082191,17.96003424657534,12.626501571589415,17.356068493150683,12.397191780821917,16.783890410958904,12.214158904109588,16.211712328767124,12.015739726027396,null,1.0828767123287673,1.0514383561643834,1.02,0.98681506849315059,0.95363013698630139,0.92219178082191788,0.89075342465753438,0.67419354838709677,0.68298718515245249,0.69178082191780821,0.70303326810176126,0.7142857142857143,0.72773109243697476,0.74117647058823521,0.86249999999999982,0.85624999999999984,0.84999999999999987,0.85,0.85000000000000009,0.85624999999999996,0.86249999999999982,{"$f":"Y17*C17+($A$4-80)*AF17*$A$16/1000","v":13.287246575342467},{"$f":"Z17*E17+($A$4-80)*AG17*$A$16/1000","v":13.069764402932218},{"$f":"AA17*G17+($A$4-80)*AH17*$A$16/1000","v":12.842219178082191},{"$f":"AB17*I17+($A$4-80)*AI17*$A$16/1000","v":12.626501571589415},{"$f":"AC17*K17+($A$4-80)*AJ17*$A$16/1000","v":12.397191780821917},{"$f":"AD17*M17+($A$4-80)*AK17*$A$16/1000","v":12.214158904109588},{"$f":"AE17*O17+($A$4-80)*AL17*$A$16/1000","v":12.015739726027396}]
[null,63,18.436849315068493,15.639534246575343,17.89645890410959,15.424364997638166,17.356068493150683,15.194506849315065,16.815678082191781,14.980313035102737,16.275287671232878,14.749479452054794,15.703109589041096,14.538159888698628,15.130931506849315,14.30445205479452,null,1.013013698630137,0.9833219178082192,0.95363013698630139,0.92393835616438358,0.89424657534246588,0.86280821917808226,0.83136986301369864,0.84827586206896555,0.86186686876342045,0.87545787545787535,0.89085393772893762,0.90624999999999989,0.92581407563025198,0.94537815126050417,0.86250000000000027,0.86250000000000004,0.86249999999999982,0.86249999999999982,0.86249999999999982,0.86249999999999993,0.86250000000000004,15.639534246575343,{"$f":"Z18*E18+($A$4-80)*AG18*$A$16/1000","v":15.424364997638166},{"$f":"AA18*G18+($A$4-80)*AH18*$A$16/1000","v":15.194506849315065},14.980313035102737,14.749479452054794,14.538159888698628,14.30445205479452]
[null,59,17.610369863013698,17.419643835616437,17.069979452054795,16.977542740220564,16.529589041095889,16.529589041095889,16.020986301369863,16.020986301369863,15.512383561643835,15.512383561643835,14.971993150684932,14.971993150684932,14.431602739726026,14.431602739726026,null,0.96760273972602751,0.93791095890410958,0.90821917808219177,0.88027397260273976,0.85232876712328765,0.82263698630136994,0.79294520547945202,0.98916967509025266,0.99458483754512628,1,1,1,1,1,0.72499999999999964,0.68124999999999991,0.63750000000000018,0.58125000000000004,0.52499999999999991,0.46875,0.41250000000000009,17.419643835616437,{"$f":"Z19*E19+($A$4-80)*AG19*$A$16/1000","v":16.977542740220564},{"$f":"AA19*G19+($A$4-80)*AH19*$A$16/1000","v":16.529589041095889},16.020986301369863,15.512383561643835,14.971993150684932,14.431602739726026]

{"sheet":"4TTM30_36","index":6,"n_rows":19,"n_cols":45,"rows_kept":19,"cut":false,"hidden":true,"merged":[[130,0,133,0],[120,12,121,12],[120,13,121,13],[120,14,121,14],[120,15,121,15],[122,0,125,0],[126,0,129,0],[119,12,119,13],[119,14,119,15],[120,4,121,4],[120,5,121,5],[120,6,121,6],[120,7,121,7],[120,8,121,8],[120,9,121,9],[120,10,121,10],[120,11,121,11],[119,0,121,0],[119,1,121,1],[119,4,119,5],[119,6,119,7],[119,8,119,9],[119,10,119,11],[111,0,114,0],[117,0,118,1],[117,4,117,15],[118,4,118,5],[118,6,118,7],[118,8,118,9],[118,10,118,11],[118,12,118,13],[118,14,118,15],[101,12,102,12],[101,13,102,13],[101,14,102,14],[101,15,102,15],[103,0,106,0],[107,0,110,0],[100,12,100,13],[100,14,100,15],[101,4,102,4],[101,5,102,5],[101,6,102,6],[101,7,102,7],[101,8,102,8],[101,9,102,9],[101,10,102,10],[101,11,102,11],[100,0,102,0],[100,1,102,1],[100,4,100,5],[100,6,100,7],[100,8,100,9],[100,10,100,11],[92,0,95,0],[98,0,99,1],[98,4,98,15],[99,4,99,5],[99,6,99,7],[99,8,99,9],[99,10,99,11],[99,12,99,13],[99,14,99,15],[82,12,83,12],[82,13,83,13],[82,14,83,14],[82,15,83,15],[84,0,87,0],[88,0,91,0],[81,12,81,13],[81,14,81,15],[82,4,83,4],[82,5,83,5],[82,6,83,6],[82,7,83,7],[82,8,83,8],[82,9,83,9],[82,10,83,10],[82,11,83,11],[81,0,83,0],[81,1,83,1],[81,4,81,5],[81,6,81,7],[81,8,81,9],[81,10,81,11],[73,0,76,0],[79,0,80,1],[79,4,79,15],[80,4,80,5],[80,6,80,7],[80,8,80,9],[80,10,80,11],[80,12,80,13],[80,14,80,15],[63,12,64,12],[63,13,64,13],[63,14,64,14],[63,15,64,15],[65,0,68,0],[69,0,72,0],[62,12,62,13],[62,14,62,15],[63,4,64,4],[63,5,64,5],[63,6,64,6],[63,7,64,7],[63,8,64,8],[63,9,64,9],[63,10,64,10],[63,11,64,11],[62,0,64,0],[62,1,64,1],[62,4,62,5],[62,6,62,7],[62,8,62,9],[62,10,62,11],[54,0,57,0],[60,0,61,1],[60,4,60,15],[61,4,61,5],[61,6,61,7],[61,8,61,9],[61,10,61,11],[61,12,61,13],[61,14,61,15],[44,12,45,12],[44,13,45,13],[44,14,45,14],[44,15,45,15],[46,0,49,0],[50,0,53,0],[43,12,43,13],[43,14,43,15],[44,4,45,4],[44,5,45,5],[44,6,45,6],[44,7,45,7],[44,8,45,8],[44,9,45,9],[44,10,45,10],[44,11,45,11],[43,0,45,0],[43,1,45,1],[43,4,43,5],[43,6,43,7],[43,8,43,9],[43,10,43,11],[35,0,38,0],[41,0,42,1],[41,4,41,15],[42,4,42,5],[42,6,42,7],[42,8,42,9],[42,10,42,11],[42,12,42,13],[42,14,42,15],[25,12,26,12],[25,13,26,13],[25,14,26,14],[25,15,26,15],[27,0,30,0],[31,0,34,0],[24,12,24,13],[24,14,24,15],[25,4,26,4],[25,5,26,5],[25,6,26,6],[25,7,26,7],[25,8,26,8],[25,9,26,9],[25,10,26,10],[25,11,26,11],[24,0,26,0],[24,1,26,1],[24,4,24,5],[24,6,24,7],[24,8,24,9],[24,10,24,11],[7,0,10,0],[11,0,14,0],[15,0,18,0],[22,4,22,15],[23,4,23,5],[23,6,23,7],[23,8,23,9],[23,10,23,11],[23,12,23,13],[23,14,23,15],[5,10,6,10],[5,11,6,11],[5,12,6,12],[5,13,6,13],[5,14,6,14],[5,15,6,15],[4,10,4,11],[4,12,4,13],[4,14,4,15],[5,2,6,2],[5,3,6,3],[5,4,6,4],[5,5,6,5],[5,6,6,6],[5,7,6,7],[5,8,6,8],[4,0,6,0],[4,1,6,1],[4,2,4,3],[4,4,4,5],[4,6,4,7],[4,8,4,9],[5,9,6,9],[2,0,2,1],[2,2,2,15],[3,2,3,3],[3,4,3,5],[3,6,3,7],[3,8,3,9],[3,10,3,11],[3,12,3,13],[3,14,3,15]]}
[]
["4TTM30_36",18.2]
["Evaporator Air \n",null,"Condenser  Entering Air Temperature ˚F"]
[80,"°F DB",85,null,90,null,95,null,100,null,105,null,110,null,115]
["CFM","EWB†\n˚F","Capacity Mbtuh",null,"Capacity Mbtuh",null,"Capacity Mbtuh",null,"Capacity Mbtuh",null,"Capacity Mbtuh",null,"Capacity Mbtuh",null,"Capacity Mbtuh"]
[null,null,"Total","Sens.","Total","Sens.","Total","Sens.","Total","Sens.","Total","Sens.","Total","Sens.","Total","Sens."]
[null,null,null,null,null,null,null,null,null,null,null,null,null,null,null,null,null,"Total Factors",null,null,null,null,null,null,"Sens. %",null,null,null,null,null,null,"IDB Adj",null,null,null,null,null,null,"Sens Calc"]
[1025,71,{"$f":"R8*$B$2","v":20.268181818181816},{"$f":"IF(AM8>C8,C8,AM8)","v":10.69146590909091},{"$f":"S8*$B$2","v":19.812147727272723},{"$f":"IF(AN8>E8,E8,AN8)","v":10.541540722349476},{"$f":"T8*$B$2","v":19.356113636363634},{"$f":"IF(AO8>G8,G8,AO8)","v":10.387443181818181},{"$f":"U8*$B$2","v":18.900079545454542},{"$f":"IF(AP8>I8,I8,AP8)","v":10.237724320264157},{"$f":"V8*$B$2","v":18.444045454545449},{"$f":"IF(AQ8>K8,K8,AQ8)","v":10.08342045454545},{"$f":"W8*$B$2","v":17.962676136363633},{"$f":"IF(AR8>M8,M8,AR8)","v":9.9084370121047414},{"$f":"X8*$B$2","v":17.481306818181817},{"$f":"IF(AS8>O8,O8,AS8)","v":9.7287272727272729},null,1.1136363636363635,1.0885795454545453,1.0635227272727272,1.038465909090909,1.0134090909090907,0.98696022727272714,0.96051136363636358,0.52750000000000008,0.53207460732984302,0.53664921465968585,0.54167625568149125,0.54670329670329665,0.55161251791686572,0.55652173913043479,0.90042372881355959,0.90572033898305093,0.91101694915254228,0.91101694915254217,0.91101694915254205,0.90572033898305071,0.90042372881355937,{"$f":"Y8*C8+($A$4-80)*AF8*$A$8/1000","v":10.69146590909091},{"$f":"Z8*E8+($A$4-80)*AG8*$A$8/1000","v":10.541540722349476},{"$f":"AA8*G8+($A$4-80)*AH8*$A$8/1000","v":10.387443181818181},{"$f":"AB8*I8+($A$4-80)*AI8*$A$8/1000","v":10.237724320264157},{"$f":"AC8*K8+($A$4-80)*AJ8*$A$8/1000","v":10.08342045454545},{"$f":"AD8*M8+($A$4-80)*AK8*$A$8/1000","v":9.9084370121047414},{"$f":"AE8*O8+($A$4-80)*AL8*$A$8/1000","v":9.7287272727272729}]
[null,67,{"$f":"R9*$B$2","v":18.697397727272723},12.971636363636362,18.266698863636364,{"$f":"IF(AN9>E9,E9,AN9)","v":12.797222708370953},17.835999999999999,{"$f":"IF(AO9>G9,G9,AO9)","v":12.616943181818179},17.405301136363633,{"$f":"IF(AP9>I9,I9,AP9)","v":12.46880525903058},16.974602272727267,{"$f":"IF(AQ9>K9,K9,AQ9)","v":12.312920454545452},16.543903409090909,{"$f":"IF(AR9>M9,M9,AR9)","v":12.165196673232252},16.113204545454543,{"$f":"IF(AS9>O9,O9,AS9)","v":12.008897727272725},null,1.0273295454545452,1.0036647727272727,0.98,0.95633522727272713,0.93267045454545439,0.90900568181818175,0.88534090909090901,0.6937669376693768,0.70057665065287011,0.70738636363636354,0.7163797489823609,0.72537313432835826,0.73532807659814137,0.74528301886792447,0.9110169491525425,0.91101694915254228,0.91101694915254205,0.91101694915254228,0.9110169491525425,0.91101694915254239,0.91101694915254228,{"$f":"Y9*C9+($A$4-80)*AF9*$A$8/1000","v":12.971636363636362},{"$f":"Z9*E9+($A$4-80)*AG9*$A$8/1000","v":12.797222708370953},{"$f":"AA9*G9+($A$4-80)*AH9*$A$8/1000","v":12.616943181818179},{"$f":"AB9*I9+($A$4-80)*AI9*$A$8/1000","v":12.46880525903058},{"$f":"AC9*K9+($A$4-80)*AJ9*$A$8/1000","v":12.312920454545452},{"$f":"AD9*M9+($A$4-80)*AK9*$A$8/1000","v":12.165196673232252},{"$f":"AE9*O9+($A$4-80)*AL9*$A$8/1000","v":12.008897727272725}]
[null,63,17.481306818181817,15.251806818181818,17.075943181818175,15.104698888515117,16.67057954545454,14.947784090909087,16.290551136363632,14.800280934108155,15.910522727272724,14.643761363636361,15.505159090909089,14.471669614890622,15.099795454545452,14.289068181818179,null,0.96051136363636358,0.93823863636363614,0.91596590909090891,0.8950852272727271,0.87420454545454529,0.85193181818181807,0.82965909090909085,0.87246376811594206,0.88456015153517464,0.89665653495440734,0.9085193502797515,0.92038216560509556,0.93334544521865515,0.94630872483221473,0.90042372881355937,0.90572033898305093,0.9110169491525425,0.91101694915254228,0.91101694915254205,0.90572033898305071,0.90042372881355937,15.251806818181818,{"$f":"Z10*E10+($A$4-80)*AG10*$A$8/1000","v":15.104698888515117},{"$f":"AA10*G10+($A$4-80)*AH10*$A$8/1000","v":14.947784090909087},14.800280934108155,14.643761363636361,14.471669614890622,14.289068181818179]
[null,59,16.67057954545454,16.67057954545454,16.290551136363632,16.290551136363632,15.910522727272724,15.910522727272724,15.530494318181816,15.530494318181816,15.150465909090908,15.150465909090908,14.770437499999998,14.770437499999998,14.390409090909088,14.390409090909088,null,0.91596590909090891,0.8950852272727271,0.87420454545454529,0.85332386363636359,0.83244318181818178,0.81156249999999996,0.79068181818181804,1,1,1,1,1,1,1,0.68855932203389825,0.64618644067796605,0.60381355932203384,0.55614406779660996,0.50847457627118609,0.46610169491525405,0.42372881355932202,16.67057954545454,{"$f":"Z11*E11+($A$4-80)*AG11*$A$8/1000","v":16.290551136363632},{"$f":"AA11*G11+($A$4-80)*AH11*$A$8/1000","v":15.910522727272724},{"$f":"AB11*I11+($A$4-80)*AI11*$A$8/1000","v":15.530494318181816},15.150465909090908,14.770437499999998,14.390409090909088]
[1180,71,20.68181818181818,10.909659090909091,20.216477272727271,10.756674206479058,19.751136363636363,10.599431818181817,19.285795454545454,10.446657469657305,18.820454545454542,10.289204545454542,18.329261363636363,10.110650012351778,17.83806818181818,9.9272727272727259,null,1.1363636363636362,1.1107954545454546,1.0852272727272727,1.0596590909090908,1.0340909090909089,1.0071022727272727,0.98011363636363624,0.52750000000000008,0.53207460732984302,0.53664921465968585,0.54167625568149125,0.54670329670329665,0.55161251791686572,0.55652173913043479,0.90042372881355959,0.90572033898305093,0.91101694915254228,0.91101694915254217,0.91101694915254205,0.90572033898305071,0.90042372881355937,{"$f":"Y12*C12+($A$4-80)*AF12*$A$12/1000","v":10.909659090909091},{"$f":"Z12*E12+($A$4-80)*AG12*$A$12/1000","v":10.756674206479058},{"$f":"AA12*G12+($A$4-80)*AH12*$A$12/1000","v":10.599431818181817},{"$f":"AB12*I12+($A$4-80)*AI12*$A$12/1000","v":10.446657469657305},{"$f":"AC12*K12+($A$4-80)*AJ12*$A$12/1000","v":10.289204545454542},{"$f":"AD12*M12+($A$4-80)*AK12*$A$12/1000","v":10.110650012351778},{"$f":"AE12*O12+($A$4-80)*AL12*$A$12/1000","v":9.9272727272727259}]
[null,67,19.078977272727268,13.236363636363636,18.63948863636363,13.058390518745865,18.2,12.874431818181815,17.760511363636361,12.723270672480185,17.321022727272727,12.564204545454546,16.881534090909089,12.413465993094134,16.442045454545454,12.253977272727271,null,1.0482954545454544,1.0241477272727271,1,0.97585227272727271,0.95170454545454541,0.92755681818181812,0.90340909090909083,0.6937669376693768,0.70057665065287011,0.70738636363636354,0.7163797489823609,0.72537313432835826,0.73532807659814137,0.74528301886792447,0.9110169491525425,0.91101694915254228,0.91101694915254205,0.91101694915254228,0.9110169491525425,0.91101694915254239,0.91101694915254228,{"$f":"Y13*C13+($A$4-80)*AF13*$A$12/1000","v":13.236363636363636},{"$f":"Z13*E13+($A$4-80)*AG13*$A$12/1000","v":13.058390518745865},{"$f":"AA13*G13+($A$4-80)*AH13*$A$12/1000","v":12.874431818181815},{"$f":"AB13*I13+($A$4-80)*AI13*$A$12/1000","v":12.723270672480185},{"$f":"AC13*K13+($A$4-80)*AJ13*$A$12/1000","v":12.564204545454546},{"$f":"AD13*M13+($A$4-80)*AK13*$A$12/1000","v":12.413465993094134},{"$f":"AE13*O13+($A$4-80)*AL13*$A$12/1000","v":12.253977272727271}]
[null,63,17.83806818181818,15.563068181818181,17.424431818181819,15.412958049505228,17.010795454545452,15.252840909090907,16.623011363636362,15.102327483783833,16.235227272727272,14.942613636363635,15.821590909090908,14.76700981111288,15.407954545454544,14.580681818181816,null,0.98011363636363624,0.95738636363636365,0.93465909090909083,0.9133522727272726,0.89204545454545447,0.86931818181818177,0.84659090909090906,0.87246376811594206,0.88456015153517464,0.89665653495440734,0.9085193502797515,0.92038216560509556,0.93334544521865515,0.94630872483221473,0.90042372881355937,0.90572033898305093,0.9110169491525425,0.91101694915254228,0.91101694915254205,0.90572033898305071,0.90042372881355937,15.563068181818181,{"$f":"Z14*E14+($A$4-80)*AG14*$A$12/1000","v":15.412958049505228},{"$f":"AA14*G14+($A$4-80)*AH14*$A$12/1000","v":15.252840909090907},15.102327483783833,14.942613636363635,14.76700981111288,14.580681818181816]
[null,59,17.010795454545452,17.010795454545452,16.623011363636362,16.623011363636362,16.235227272727272,16.235227272727272,15.847443181818178,15.847443181818178,15.459659090909089,15.459659090909089,15.071874999999997,15.071874999999997,14.684090909090907,14.684090909090907,null,0.93465909090909083,0.9133522727272726,0.89204545454545447,0.87073863636363624,0.84943181818181812,0.82812499999999989,0.80681818181818177,1,1,1,1,1,1,1,0.68855932203389825,0.64618644067796605,0.60381355932203384,0.55614406779660996,0.50847457627118609,0.46610169491525405,0.42372881355932202,17.010795454545452,{"$f":"Z15*E15+($A$4-80)*AG15*$A$12/1000","v":16.623011363636362},{"$f":"AA15*G15+($A$4-80)*AH15*$A$12/1000","v":16.235227272727272},15.847443181818178,15.459659090909089,15.071874999999997,14.684090909090907]
[1325,71,21.09545454545454,11.127852272727271,20.620806818181819,10.971807690608641,20.146159090909091,10.811420454545454,19.671511363636366,10.655590619050452,19.196863636363634,10.494988636363635,18.695846590909088,10.312863012598813,18.194829545454542,10.125818181818181,null,1.1590909090909089,1.1330113636363637,1.1069318181818182,1.0808522727272729,1.0547727272727272,1.0272443181818181,0.99971590909090891,0.52750000000000008,0.53207460732984302,0.53664921465968585,0.54167625568149125,0.54670329670329665,0.55161251791686572,0.55652173913043479,0.90042372881355959,0.90572033898305093,0.91101694915254228,0.91101694915254217,0.91101694915254205,0.90572033898305071,0.90042372881355937,{"$f":"Y16*C16+($A$4-80)*AF16*$A$16/1000","v":11.127852272727271},{"$f":"Z16*E16+($A$4-80)*AG16*$A$16/1000","v":10.971807690608641},{"$f":"AA16*G16+($A$4-80)*AH16*$A$16/1000","v":10.811420454545454},{"$f":"AB16*I16+($A$4-80)*AI16*$A$16/1000","v":10.655590619050452},{"$f":"AC16*K16+($A$4-80)*AJ16*$A$16/1000","v":10.494988636363635},{"$f":"AD16*M16+($A$4-80)*AK16*$A$16/1000","v":10.312863012598813},{"$f":"AE16*O16+($A$4-80)*AL16*$A$16/1000","v":10.125818181818181}]
[null,67,19.460556818181814,13.501090909090909,19.012278409090911,13.319558329120788,18.564,13.131920454545453,18.115721590909093,12.977736085929791,17.667443181818182,12.815488636363638,17.219164772727268,12.661735312956013,16.770886363636361,12.499056818181815,null,1.0692613636363635,1.0446306818181819,1.02,0.99536931818181829,0.97073863636363633,0.94610795454545438,0.92147727272727264,0.6937669376693768,0.70057665065287011,0.70738636363636354,0.7163797489823609,0.72537313432835826,0.73532807659814137,0.74528301886792447,0.9110169491525425,0.91101694915254228,0.91101694915254205,0.91101694915254228,0.9110169491525425,0.91101694915254239,0.91101694915254228,{"$f":"Y17*C17+($A$4-80)*AF17*$A$16/1000","v":13.501090909090909},{"$f":"Z17*E17+($A$4-80)*AG17*$A$16/1000","v":13.319558329120788},{"$f":"AA17*G17+($A$4-80)*AH17*$A$16/1000","v":13.131920454545453},{"$f":"AB17*I17+($A$4-80)*AI17*$A$16/1000","v":12.977736085929791},{"$f":"AC17*K17+($A$4-80)*AJ17*$A$16/1000","v":12.815488636363638},{"$f":"AD17*M17+($A$4-80)*AK17*$A$16/1000","v":12.661735312956013},{"$f":"AE17*O17+($A$4-80)*AL17*$A$16/1000","v":12.499056818181815}]
[null,63,18.194829545454542,15.874329545454543,17.772920454545449,15.721217210495327,17.35101136363636,15.557897727272724,16.955471590909088,15.40437403345951,16.559931818181816,15.241465909090907,16.138022727272723,15.062350007335136,15.716113636363636,14.872295454545453,null,0.99971590909090891,0.97653409090909071,0.95335227272727263,0.93161931818181809,0.90988636363636355,0.88670454545454536,0.86352272727272728,0.87246376811594206,0.88456015153517464,0.89665653495440734,0.9085193502797515,0.92038216560509556,0.93334544521865515,0.94630872483221473,0.90042372881355937,0.90572033898305093,0.9110169491525425,0.91101694915254228,0.91101694915254205,0.90572033898305071,0.90042372881355937,15.874329545454543,{"$f":"Z18*E18+($A$4-80)*AG18*$A$16/1000","v":15.721217210495327},{"$f":"AA18*G18+($A$4-80)*AH18*$A$16/1000","v":15.557897727272724},15.40437403345951,15.241465909090907,15.062350007335136,14.872295454545453]
[null,59,17.35101136363636,17.35101136363636,16.955471590909088,16.955471590909088,16.559931818181816,16.559931818181816,16.164392045454544,16.164392045454544,15.768852272727269,15.768852272727269,15.373312499999995,15.373312499999995,14.977772727272725,14.977772727272725,null,0.95335227272727263,0.93161931818181809,0.90988636363636355,0.88815340909090901,0.86642045454545435,0.84468749999999981,0.82295454545454538,1,1,1,1,1,1,1,0.68855932203389825,0.64618644067796605,0.60381355932203384,0.55614406779660996,0.50847457627118609,0.46610169491525405,0.42372881355932202,17.35101136363636,{"$f":"Z19*E19+($A$4-80)*AG19*$A$16/1000","v":16.955471590909088},{"$f":"AA19*G19+($A$4-80)*AH19*$A$16/1000","v":16.559931818181816},16.164392045454544,15.768852272727269,15.373312499999995,14.977772727272725]

{"sheet":"4TTM30_42","index":7,"n_rows":19,"n_cols":45,"rows_kept":19,"cut":false,"hidden":true,"merged":[[130,0,133,0],[120,12,121,12],[120,13,121,13],[120,14,121,14],[120,15,121,15],[122,0,125,0],[126,0,129,0],[119,12,119,13],[119,14,119,15],[120,4,121,4],[120,5,121,5],[120,6,121,6],[120,7,121,7],[120,8,121,8],[120,9,121,9],[120,10,121,10],[120,11,121,11],[119,0,121,0],[119,1,121,1],[119,4,119,5],[119,6,119,7],[119,8,119,9],[119,10,119,11],[111,0,114,0],[117,0,118,1],[117,4,117,15],[118,4,118,5],[118,6,118,7],[118,8,118,9],[118,10,118,11],[118,12,118,13],[118,14,118,15],[101,12,102,12],[101,13,102,13],[101,14,102,14],[101,15,102,15],[103,0,106,0],[107,0,110,0],[100,12,100,13],[100,14,100,15],[101,4,102,4],[101,5,102,5],[101,6,102,6],[101,7,102,7],[101,8,102,8],[101,9,102,9],[101,10,102,10],[101,11,102,11],[100,0,102,0],[100,1,102,1],[100,4,100,5],[100,6,100,7],[100,8,100,9],[100,10,100,11],[92,0,95,0],[98,0,99,1],[98,4,98,15],[99,4,99,5],[99,6,99,7],[99,8,99,9],[99,10,99,11],[99,12,99,13],[99,14,99,15],[82,12,83,12],[82,13,83,13],[82,14,83,14],[82,15,83,15],[84,0,87,0],[88,0,91,0],[81,12,81,13],[81,14,81,15],[82,4,83,4],[82,5,83,5],[82,6,83,6],[82,7,83,7],[82,8,83,8],[82,9,83,9],[82,10,83,10],[82,11,83,11],[81,0,83,0],[81,1,83,1],[81,4,81,5],[81,6,81,7],[81,8,81,9],[81,10,81,11],[73,0,76,0],[79,0,80,1],[79,4,79,15],[80,4,80,5],[80,6,80,7],[80,8,80,9],[80,10,80,11],[80,12,80,13],[80,14,80,15],[63,12,64,12],[63,13,64,13],[63,14,64,14],[63,15,64,15],[65,0,68,0],[69,0,72,0],[62,12,62,13],[62,14,62,15],[63,4,64,4],[63,5,64,5],[63,6,64,6],[63,7,64,7],[63,8,64,8],[63,9,64,9],[63,10,64,10],[63,11,64,11],[62,0,64,0],[62,1,64,1],[62,4,62,5],[62,6,62,7],[62,8,62,9],[62,10,62,11],[54,0,57,0],[60,0,61,1],[60,4,60,15],[61,4,61,5],[61,6,61,7],[61,8,61,9],[61,10,61,11],[61,12,61,13],[61,14,61,15],[44,12,45,12],[44,13,45,13],[44,14,45,14],[44,15,45,15],[46,0,49,0],[50,0,53,0],[43,12,43,13],[43,14,43,15],[44,4,45,4],[44,5,45,5],[44,6,45,6],[44,7,45,7],[44,8,45,8],[44,9,45,9],[44,10,45,10],[44,11,45,11],[43,0,45,0],[43,1,45,1],[43,4,43,5],[43,6,43,7],[43,8,43,9],[43,10,43,11],[35,0,38,0],[41,0,42,1],[41,4,41,15],[42,4,42,5],[42,6,42,7],[42,8,42,9],[42,10,42,11],[42,12,42,13],[42,14,42,15],[25,12,26,12],[25,13,26,13],[25,14,26,14],[25,15,26,15],[27,0,30,0],[31,0,34,0],[24,12,24,13],[24,14,24,15],[25,4,26,4],[25,5,26,5],[25,6,26,6],[25,7,26,7],[25,8,26,8],[25,9,26,9],[25,10,26,10],[25,11,26,11],[24,0,26,0],[24,1,26,1],[24,4,24,5],[24,6,24,7],[24,8,24,9],[24,10,24,11],[7,0,10,0],[11,0,14,0],[15,0,18,0],[22,4,22,15],[23,4,23,5],[23,6,23,7],[23,8,23,9],[23,10,23,11],[23,12,23,13],[23,14,23,15],[5,10,6,10],[5,11,6,11],[5,12,6,12],[5,13,6,13],[5,14,6,14],[5,15,6,15],[4,10,4,11],[4,12,4,13],[4,14,4,15],[5,2,6,2],[5,3,6,3],[5,4,6,4],[5,5,6,5],[5,6,6,6],[5,7,6,7],[5,8,6,8],[4,0,6,0],[4,1,6,1],[4,2,4,3],[4,4,4,5],[4,6,4,7],[4,8,4,9],[5,9,6,9],[2,0,2,1],[2,2,2,15],[3,2,3,3],[3,4,3,5],[3,6,3,7],[3,8,3,9],[3,10,3,11],[3,12,3,13],[3,14,3,15]]}
[]
["4TTM30_42",18.2]
["Evaporator Air \n",null,"Condenser  Entering Air Temperature ˚F"]
[80,"°F DB",85,null,90,null,95,null,100,null,105,null,110,null,115]
["CFM","EWB†\n˚F","Capacity Mbtuh",null,"Capacity Mbtuh",null,"Capacity Mbtuh",null,"Capacity Mbtuh",null,"Capacity Mbtuh",null,"Capacity Mbtuh",null,"Capacity Mbtuh"]
[null,null,"Total","Sens.","Total","Sens.","Total","Sens.","Total","Sens.","Total","Sens.","Total","Sens.","Total","Sens."]
[null,null,null,null,null,null,null,null,null,null,null,null,null,null,null,null,null,"Total Factors",null,null,null,null,null,null,"Sens. %",null,null,null,null,null,null,"IDB Adj",null,null,null,null,null,null,"Sens Calc"]
[1225,71,{"$f":"R8*$B$2","v":20.194821345707656},{"$f":"IF(AM8>C8,C8,AM8)","v":10.428473317865429},{"$f":"S8*$B$2","v":19.76030162412993},{"$f":"IF(AN8>E8,E8,AN8)","v":10.285421855835734},{"$f":"T8*$B$2","v":19.325781902552205},{"$f":"IF(AO8>G8,G8,AO8)","v":10.138793503480278},{"$f":"U8*$B$2","v":18.911953596287702},{"$f":"IF(AP8>I8,I8,AP8)","v":9.9955702602418235},{"$f":"V8*$B$2","v":18.498125290023204},{"$f":"IF(AQ8>K8,K8,AQ8)","v":9.8491136890951267},{"$f":"W8*$B$2","v":18.063605568445475},{"$f":"IF(AR8>M8,M8,AR8)","v":9.7064061966435702},{"$f":"X8*$B$2","v":17.629085846867749},{"$f":"IF(AS8>O8,O8,AS8)","v":9.5594338747099776},null,1.1096055684454755,1.0857308584686776,1.0618561484918794,1.0391183294663573,1.0163805104408354,0.99250580046403714,0.96863109048723894,0.51639344262295084,0.52050935514445185,0.52462526766595285,0.52853187320657824,0.53243847874720351,0.53734599993698207,0.54225352112676062,0.88392857142857129,0.8839285714285714,0.8839285714285714,0.8839285714285714,0.8839285714285714,0.88392857142857151,0.88392857142857162,{"$f":"Y8*C8+($A$4-80)*AF8*$A$8/1000","v":10.428473317865429},{"$f":"Z8*E8+($A$4-80)*AG8*$A$8/1000","v":10.285421855835734},{"$f":"AA8*G8+($A$4-80)*AH8*$A$8/1000","v":10.138793503480278},{"$f":"AB8*I8+($A$4-80)*AI8*$A$8/1000","v":9.9955702602418235},{"$f":"AC8*K8+($A$4-80)*AJ8*$A$8/1000","v":9.8491136890951267},{"$f":"AD8*M8+($A$4-80)*AK8*$A$8/1000","v":9.7064061966435702},{"$f":"AE8*O8+($A$4-80)*AL8*$A$8/1000","v":9.5594338747099776}]
[null,67,{"$f":"R9*$B$2","v":18.622273781902553},12.580380510440836,18.229136890951274,{"$f":"IF(AN9>E9,E9,AN9)","v":12.417054565286696},17.835999999999999,{"$f":"IF(AO9>G9,G9,AO9)","v":12.249317865429234},17.442863109048723,{"$f":"IF(AP9>I9,I9,AP9)","v":12.107363852056375},17.049726218097447,{"$f":"IF(AQ9>K9,K9,AQ9)","v":11.959638051044081},16.635897911832945,{"$f":"IF(AR9>M9,M9,AR9)","v":11.818508413488612},16.222069605568446,{"$f":"IF(AS9>O9,O9,AS9)","v":11.669958236658934},null,1.0232018561484919,1.0016009280742459,0.98,0.95839907192575413,0.93679814385150817,0.91406032482598609,0.89132250580046413,0.67555555555555558,0.68116524877545759,0.6867749419953596,0.69411562633748558,0.70145631067961156,0.71042203289082617,0.71938775510204078,0.88392857142857129,0.8839285714285714,0.88392857142857162,0.8839285714285714,0.88392857142857129,0.88392857142857129,0.88392857142857129,{"$f":"Y9*C9+($A$4-80)*AF9*$A$8/1000","v":12.580380510440836},{"$f":"Z9*E9+($A$4-80)*AG9*$A$8/1000","v":12.417054565286696},{"$f":"AA9*G9+($A$4-80)*AH9*$A$8/1000","v":12.249317865429234},{"$f":"AB9*I9+($A$4-80)*AI9*$A$8/1000","v":12.107363852056375},{"$f":"AC9*K9+($A$4-80)*AJ9*$A$8/1000","v":11.959638051044081},{"$f":"AD9*M9+($A$4-80)*AK9*$A$8/1000","v":11.818508413488612},{"$f":"AE9*O9+($A$4-80)*AL9*$A$8/1000","v":11.669958236658934}]
[null,63,17.4221716937355,14.773670533642694,17.049726218097447,14.61149568327431,16.677280742459395,14.442607888631089,16.304835266821343,14.301922000938958,15.932389791183292,14.152928074245938,15.559944315545241,13.99145083108853,15.187498839907192,13.821865429234338,null,0.95726218097447802,0.93679814385150817,0.91633410672853821,0.89587006960556825,0.87540603248259852,0.85494199535962867,0.83447795823665893,0.84798099762470314,0.85699298020192982,0.8660049627791564,0.87715832554542239,0.88831168831168839,0.89919671609044904,0.9100817438692097,0.88392857142857162,0.8839285714285714,0.88392857142857129,0.8839285714285714,0.88392857142857162,0.87946428571428559,0.87499999999999967,14.773670533642694,{"$f":"Z10*E10+($A$4-80)*AG10*$A$8/1000","v":14.61149568327431},{"$f":"AA10*G10+($A$4-80)*AH10*$A$8/1000","v":14.442607888631089},14.301922000938958,14.152928074245938,13.99145083108853,13.821865429234338]
[null,59,16.635897911832945,16.222069605568443,16.284143851508119,16.081604748877421,15.932389791183292,15.932389791183292,15.559944315545241,15.559944315545241,15.187498839907192,15.187498839907192,14.835744779582365,14.835744779582365,14.483990719257537,14.483990719257537,null,0.91406032482598609,0.89473317865429236,0.87540603248259852,0.85494199535962867,0.83447795823665893,0.81515081206496509,0.79582366589327136,0.97512437810945274,0.98756218905472637,1,1,1,1,1,0.69642857142857184,0.70089285714285732,0.70535714285714279,0.66071428571428581,0.61607142857142871,0.5714285714285714,0.52678571428571408,16.222069605568443,{"$f":"Z11*E11+($A$4-80)*AG11*$A$8/1000","v":16.081604748877421},{"$f":"AA11*G11+($A$4-80)*AH11*$A$8/1000","v":15.932389791183292},{"$f":"AB11*I11+($A$4-80)*AI11*$A$8/1000","v":15.559944315545241},15.187498839907192,14.835744779582365,14.483990719257537]
[1400,71,20.606960556844545,10.641299303944315,20.163573085846867,10.495328424322178,19.720185614849189,10.345707656612529,19.297911832946635,10.199561490042678,18.875638051044081,10.050116009280741,18.432250580046404,9.9044961190240528,17.988863109048722,9.7545243619489561,null,1.1322505800464036,1.1078886310904872,1.0835266821345708,1.0603248259860789,1.037122969837587,1.0127610208816706,0.98839907192575405,0.51639344262295084,0.52050935514445185,0.52462526766595285,0.52853187320657824,0.53243847874720351,0.53734599993698207,0.54225352112676062,0.88392857142857129,0.8839285714285714,0.8839285714285714,0.8839285714285714,0.8839285714285714,0.88392857142857151,0.88392857142857162,{"$f":"Y12*C12+($A$4-80)*AF12*$A$12/1000","v":10.641299303944315},{"$f":"Z12*E12+($A$4-80)*AG12*$A$12/1000","v":10.495328424322178},{"$f":"AA12*G12+($A$4-80)*AH12*$A$12/1000","v":10.345707656612529},{"$f":"AB12*I12+($A$4-80)*AI12*$A$12/1000","v":10.199561490042678},{"$f":"AC12*K12+($A$4-80)*AJ12*$A$12/1000","v":10.050116009280741},{"$f":"AD12*M12+($A$4-80)*AK12*$A$12/1000","v":9.9044961190240528},{"$f":"AE12*O12+($A$4-80)*AL12*$A$12/1000","v":9.7545243619489561}]
[null,67,19.002320185614845,12.837122969837585,18.601160092807422,12.670463842129282,18.2,12.499303944315544,17.798839907192576,12.354452910261609,17.39767981438515,12.203712296983756,16.975406032482599,12.059702462743482,16.553132250580045,11.908120649651972,null,1.0440835266821344,1.0220417633410672,1,0.97795823665893278,0.95591647331786544,0.93271461716937354,0.90951276102088174,0.67555555555555558,0.68116524877545759,0.6867749419953596,0.69411562633748558,0.70145631067961156,0.71042203289082617,0.71938775510204078,0.88392857142857129,0.8839285714285714,0.88392857142857162,0.8839285714285714,0.88392857142857129,0.88392857142857129,0.88392857142857129,{"$f":"Y13*C13+($A$4-80)*AF13*$A$12/1000","v":12.837122969837585},{"$f":"Z13*E13+($A$4-80)*AG13*$A$12/1000","v":12.670463842129282},{"$f":"AA13*G13+($A$4-80)*AH13*$A$12/1000","v":12.499303944315544},{"$f":"AB13*I13+($A$4-80)*AI13*$A$12/1000","v":12.354452910261609},{"$f":"AC13*K13+($A$4-80)*AJ13*$A$12/1000","v":12.203712296983756},{"$f":"AD13*M13+($A$4-80)*AK13*$A$12/1000","v":12.059702462743482},{"$f":"AE13*O13+($A$4-80)*AL13*$A$12/1000","v":11.908120649651972}]
[null,63,17.777726218097445,15.075174013921112,17.39767981438515,14.909689472728887,17.017633410672854,14.737354988399073,16.637587006960555,14.593797960141796,16.257540603248259,14.441763341067286,15.877494199535962,14.27699064396789,15.497447795823666,14.103944315545242,null,0.97679814385150809,0.95591647331786544,0.93503480278422269,0.91415313225058004,0.89327146171693728,0.87238979118329463,0.85150812064965198,0.84798099762470314,0.85699298020192982,0.8660049627791564,0.87715832554542239,0.88831168831168839,0.89919671609044904,0.9100817438692097,0.88392857142857162,0.8839285714285714,0.88392857142857129,0.8839285714285714,0.88392857142857162,0.87946428571428559,0.87499999999999967,15.075174013921112,{"$f":"Z14*E14+($A$4-80)*AG14*$A$12/1000","v":14.909689472728887},{"$f":"AA14*G14+($A$4-80)*AH14*$A$12/1000","v":14.737354988399073},14.593797960141796,14.441763341067286,14.27699064396789,14.103944315545242]
[null,59,16.975406032482599,16.553132250580045,16.616473317865427,16.409800764160632,16.257540603248259,16.257540603248259,15.877494199535962,15.877494199535962,15.497447795823666,15.497447795823666,15.138515081206496,15.138515081206496,14.779582366589326,14.779582366589326,null,0.93271461716937354,0.91299303944315546,0.89327146171693728,0.87238979118329463,0.85150812064965198,0.8317865429234339,0.81206496519721572,0.97512437810945274,0.98756218905472637,1,1,1,1,1,0.69642857142857184,0.70089285714285732,0.70535714285714279,0.66071428571428581,0.61607142857142871,0.5714285714285714,0.52678571428571408,16.553132250580045,{"$f":"Z15*E15+($A$4-80)*AG15*$A$12/1000","v":16.409800764160632},{"$f":"AA15*G15+($A$4-80)*AH15*$A$12/1000","v":16.257540603248259},15.877494199535962,15.497447795823666,15.138515081206496,14.779582366589326]
[1575,71,21.019099767981434,10.8541252900232,20.5668445475638,10.705234992808618,20.114589327146167,10.552621809744776,19.683870069605568,10.40355271984353,19.253150812064966,10.251118329466356,18.800895591647333,10.102586041404534,18.348640371229699,9.9496148491879364,null,1.1548955916473316,1.1300464037122968,1.105197215777262,1.0815313225058005,1.0578654292343388,1.033016241299304,1.0081670533642693,0.51639344262295084,0.52050935514445185,0.52462526766595285,0.52853187320657824,0.53243847874720351,0.53734599993698207,0.54225352112676062,0.88392857142857129,0.8839285714285714,0.8839285714285714,0.8839285714285714,0.8839285714285714,0.88392857142857151,0.88392857142857162,{"$f":"Y16*C16+($A$4-80)*AF16*$A$16/1000","v":10.8541252900232},{"$f":"Z16*E16+($A$4-80)*AG16*$A$16/1000","v":10.705234992808618},{"$f":"AA16*G16+($A$4-80)*AH16*$A$16/1000","v":10.552621809744776},{"$f":"AB16*I16+($A$4-80)*AI16*$A$16/1000","v":10.40355271984353},{"$f":"AC16*K16+($A$4-80)*AJ16*$A$16/1000","v":10.251118329466356},{"$f":"AD16*M16+($A$4-80)*AK16*$A$16/1000","v":10.102586041404534},{"$f":"AE16*O16+($A$4-80)*AL16*$A$16/1000","v":9.9496148491879364}]
[null,67,19.382366589327145,13.093865429234338,18.973183294663571,12.923873118971867,18.564,12.749290023201855,18.154816705336426,12.60154196846684,17.745633410672852,12.447786542923431,17.31491415313225,12.300896511998351,16.884194895591648,12.146283062645011,null,1.0649651972157772,1.0424825986078885,1.02,0.99751740139211142,0.97503480278422272,0.9513689095127611,0.92770301624129936,0.67555555555555558,0.68116524877545759,0.6867749419953596,0.69411562633748558,0.70145631067961156,0.71042203289082617,0.71938775510204078,0.88392857142857129,0.8839285714285714,0.88392857142857162,0.8839285714285714,0.88392857142857129,0.88392857142857129,0.88392857142857129,{"$f":"Y17*C17+($A$4-80)*AF17*$A$16/1000","v":13.093865429234338},{"$f":"Z17*E17+($A$4-80)*AG17*$A$16/1000","v":12.923873118971867},{"$f":"AA17*G17+($A$4-80)*AH17*$A$16/1000","v":12.749290023201855},{"$f":"AB17*I17+($A$4-80)*AI17*$A$16/1000","v":12.60154196846684},{"$f":"AC17*K17+($A$4-80)*AJ17*$A$16/1000","v":12.447786542923431},{"$f":"AD17*M17+($A$4-80)*AK17*$A$16/1000","v":12.300896511998351},{"$f":"AE17*O17+($A$4-80)*AL17*$A$16/1000","v":12.146283062645011}]
[null,63,18.133280742459394,15.376677494199535,17.745633410672852,15.207883262183463,17.357986078886306,15.032102088167051,16.970338747099767,14.885673919344633,16.582691415313224,14.730598607888632,16.195044083526682,14.562530456847249,15.807396751740141,14.386023201856148,null,0.99633410672853828,0.97503480278422272,0.95373549883990705,0.93243619489559171,0.91113689095127615,0.88983758700696058,0.86853828306264513,0.84798099762470314,0.85699298020192982,0.8660049627791564,0.87715832554542239,0.88831168831168839,0.89919671609044904,0.9100817438692097,0.88392857142857162,0.8839285714285714,0.88392857142857129,0.8839285714285714,0.88392857142857162,0.87946428571428559,0.87499999999999967,15.376677494199535,{"$f":"Z18*E18+($A$4-80)*AG18*$A$16/1000","v":15.207883262183463},{"$f":"AA18*G18+($A$4-80)*AH18*$A$16/1000","v":15.032102088167051},14.885673919344633,14.730598607888632,14.562530456847249,14.386023201856148]
[null,59,17.31491415313225,16.884194895591648,16.948802784222739,16.737996779443851,16.582691415313224,16.582691415313224,16.195044083526682,16.195044083526682,15.807396751740141,15.807396751740141,15.441285382830628,15.441285382830628,15.075174013921115,15.075174013921115,null,0.9513689095127611,0.93125290023201857,0.91113689095127615,0.88983758700696058,0.86853828306264513,0.84842227378190271,0.82830626450116018,0.97512437810945274,0.98756218905472637,1,1,1,1,1,0.69642857142857184,0.70089285714285732,0.70535714285714279,0.66071428571428581,0.61607142857142871,0.5714285714285714,0.52678571428571408,16.884194895591648,{"$f":"Z19*E19+($A$4-80)*AG19*$A$16/1000","v":16.737996779443851},{"$f":"AA19*G19+($A$4-80)*AH19*$A$16/1000","v":16.582691415313224},16.195044083526682,15.807396751740141,15.441285382830628,15.075174013921115]

{"sheet":"4TTM30_48","index":8,"n_rows":19,"n_cols":45,"rows_kept":19,"cut":false,"hidden":true,"merged":[[130,0,133,0],[120,12,121,12],[120,13,121,13],[120,14,121,14],[120,15,121,15],[122,0,125,0],[126,0,129,0],[119,12,119,13],[119,14,119,15],[120,4,121,4],[120,5,121,5],[120,6,121,6],[120,7,121,7],[120,8,121,8],[120,9,121,9],[120,10,121,10],[120,11,121,11],[119,0,121,0],[119,1,121,1],[119,4,119,5],[119,6,119,7],[119,8,119,9],[119,10,119,11],[111,0,114,0],[117,0,118,1],[117,4,117,15],[118,4,118,5],[118,6,118,7],[118,8,118,9],[118,10,118,11],[118,12,118,13],[118,14,118,15],[101,12,102,12],[101,13,102,13],[101,14,102,14],[101,15,102,15],[103,0,106,0],[107,0,110,0],[100,12,100,13],[100,14,100,15],[101,4,102,4],[101,5,102,5],[101,6,102,6],[101,7,102,7],[101,8,102,8],[101,9,102,9],[101,10,102,10],[101,11,102,11],[100,0,102,0],[100,1,102,1],[100,4,100,5],[100,6,100,7],[100,8,100,9],[100,10,100,11],[92,0,95,0],[98,0,99,1],[98,4,98,15],[99,4,99,5],[99,6,99,7],[99,8,99,9],[99,10,99,11],[99,12,99,13],[99,14,99,15],[82,12,83,12],[82,13,83,13],[82,14,83,14],[82,15,83,15],[84,0,87,0],[88,0,91,0],[81,12,81,13],[81,14,81,15],[82,4,83,4],[82,5,83,5],[82,6,83,6],[82,7,83,7],[82,8,83,8],[82,9,83,9],[82,10,83,10],[82,11,83,11],[81,0,83,0],[81,1,83,1],[81,4,81,5],[81,6,81,7],[81,8,81,9],[81,10,81,11],[73,0,76,0],[79,0,80,1],[79,4,79,15],[80,4,80,5],[80,6,80,7],[80,8,80,9],[80,10,80,11],[80,12,80,13],[80,14,80,15],[63,12,64,12],[63,13,64,13],[63,14,64,14],[63,15,64,15],[65,0,68,0],[69,0,72,0],[62,12,62,13],[62,14,62,15],[63,4,64,4],[63,5,64,5],[63,6,64,6],[63,7,64,7],[63,8,64,8],[63,9,64,9],[63,10,64,10],[63,11,64,11],[62,0,64,0],[62,1,64,1],[62,4,62,5],[62,6,62,7],[62,8,62,9],[62,10,62,11],[54,0,57,0],[60,0,61,1],[60,4,60,15],[61,4,61,5],[61,6,61,7],[61,8,61,9],[61,10,61,11],[61,12,61,13],[61,14,61,15],[44,12,45,12],[44,13,45,13],[44,14,45,14],[44,15,45,15],[46,0,49,0],[50,0,53,0],[43,12,43,13],[43,14,43,15],[44,4,45,4],[44,5,45,5],[44,6,45,6],[44,7,45,7],[44,8,45,8],[44,9,45,9],[44,10,45,10],[44,11,45,11],[43,0,45,0],[43,1,45,1],[43,4,43,5],[43,6,43,7],[43,8,43,9],[43,10,43,11],[35,0,38,0],[41,0,42,1],[41,4,41,15],[42,4,42,5],[42,6,42,7],[42,8,42,9],[42,10,42,11],[42,12,42,13],[42,14,42,15],[25,12,26,12],[25,13,26,13],[25,14,26,14],[25,15,26,15],[27,0,30,0],[31,0,34,0],[24,12,24,13],[24,14,24,15],[25,4,26,4],[25,5,26,5],[25,6,26,6],[25,7,26,7],[25,8,26,8],[25,9,26,9],[25,10,26,10],[25,11,26,11],[24,0,26,0],[24,1,26,1],[24,4,24,5],[24,6,24,7],[24,8,24,9],[24,10,24,11],[7,0,10,0],[11,0,14,0],[15,0,18,0],[22,4,22,15],[23,4,23,5],[23,6,23,7],[23,8,23,9],[23,10,23,11],[23,12,23,13],[23,14,23,15],[5,10,6,10],[5,11,6,11],[5,12,6,12],[5,13,6,13],[5,14,6,14],[5,15,6,15],[4,10,4,11],[4,12,4,13],[4,14,4,15],[5,2,6,2],[5,3,6,3],[5,4,6,4],[5,5,6,5],[5,6,6,6],[5,7,6,7],[5,8,6,8],[4,0,6,0],[4,1,6,1],[4,2,4,3],[4,4,4,5],[4,6,4,7],[4,8,4,9],[5,9,6,9],[2,0,2,1],[2,2,2,15],[3,2,3,3],[3,4,3,5],[3,6,3,7],[3,8,3,9],[3,10,3,11],[3,12,3,13],[3,14,3,15]]}
[]
["4TTM30_48",18.2]
["Evaporator Air \n",null,"Condenser  Entering Air Temperature ˚F"]
[80,"°F DB",85,null,90,null,95,null,100,null,105,null,110,null,115]
["CFM","EWB†\n˚F","Capacity Mbtuh",null,"Capacity Mbtuh",null,"Capacity Mbtuh",null,"Capacity Mbtuh",null,"Capacity Mbtuh",null,"Capacity Mbtuh",null,"Capacity Mbtuh"]
[null,null,"Total","Sens.","Total","Sens.","Total","Sens.","Total","Sens.","Total","Sens.","Total","Sens.","Total","Sens."]
[null,null,null,null,null,null,null,null,null,null,null,null,null,null,null,null,null,"Total Factors",null,null,null,null,null,null,"Sens. %",null,null,null,null,null,null,"IDB Adj",null,null,null,null,null,null,"Sens Calc"]
[1400,71,{"$f":"R8*$B$2","v":20.256334029227556},{"$f":"IF(AM8>C8,C8,AM8)","v":10.649469728601252},{"$f":"S8*$B$2","v":19.790885177453028},{"$f":"IF(AN8>E8,E8,AN8)","v":10.483766073136447},{"$f":"T8*$B$2","v":19.325436325678496},{"$f":"IF(AO8>G8,G8,AO8)","v":10.31434655532359},{"$f":"U8*$B$2","v":18.859987473903967},{"$f":"IF(AP8>I8,I8,AP8)","v":10.148830949572757},{"$f":"V8*$B$2","v":18.394538622129435},{"$f":"IF(AQ8>K8,K8,AQ8)","v":9.9792233820459284},{"$f":"W8*$B$2","v":17.929089770354903},{"$f":"IF(AR8>M8,M8,AR8)","v":9.8330400661236155},{"$f":"X8*$B$2","v":17.463640918580374},{"$f":"IF(AS8>O8,O8,AS8)","v":9.681336116910229},null,1.1129853862212944,1.0874112734864301,1.0618371607515658,1.0362630480167014,1.0106889352818371,0.9851148225469728,0.95954070981210848,0.52573529411764708,0.52972699195285045,0.53371868978805392,0.53811440562277191,0.54251012145748989,0.54844056179484302,0.55437100213219614,0.90625000000000011,0.90234375,0.8984375,0.8984375,0.8984375,0.8984375,0.8984375,{"$f":"Y8*C8+($A$4-80)*AF8*$A$8/1000","v":10.649469728601252},{"$f":"Z8*E8+($A$4-80)*AG8*$A$8/1000","v":10.483766073136447},{"$f":"AA8*G8+($A$4-80)*AH8*$A$8/1000","v":10.31434655532359},{"$f":"AB8*I8+($A$4-80)*AI8*$A$8/1000","v":10.148830949572757},{"$f":"AC8*K8+($A$4-80)*AJ8*$A$8/1000","v":9.9792233820459284},{"$f":"AD8*M8+($A$4-80)*AK8*$A$8/1000","v":9.8330400661236155},{"$f":"AE8*O8+($A$4-80)*AL8*$A$8/1000","v":9.681336116910229}]
[null,67,{"$f":"R9*$B$2","v":18.692425887265138},12.846388308977035,18.264212943632568,{"$f":"IF(AN9>E9,E9,AN9)","v":12.681869257060262},17.835999999999999,{"$f":"IF(AO9>G9,G9,AO9)","v":12.511265135699373},17.407787056367432,{"$f":"IF(AP9>I9,I9,AP9)","v":12.366140491952333},16.979574112734866,{"$f":"IF(AQ9>K9,K9,AQ9)","v":12.213377870563674},16.551361169102297,{"$f":"IF(AR9>M9,M9,AR9)","v":12.049546512962605},16.123148225469727,{"$f":"IF(AS9>O9,O9,AS9)","v":11.878254697286012},null,1.0270563674321505,1.0035281837160752,0.98,0.95647181628392486,0.93294363256784973,0.90941544885177461,0.88588726513569938,0.6872509960159362,0.69435618694324996,0.70146137787056373,0.71037981174229936,0.71929824561403499,0.72800939994327618,0.73672055427251737,0.8984375,0.8984375,0.8984375,0.89843749999999978,0.89843749999999967,0.89843749999999978,0.8984375,{"$f":"Y9*C9+($A$4-80)*AF9*$A$8/1000","v":12.846388308977035},{"$f":"Z9*E9+($A$4-80)*AG9*$A$8/1000","v":12.681869257060262},{"$f":"AA9*G9+($A$4-80)*AH9*$A$8/1000","v":12.511265135699373},{"$f":"AB9*I9+($A$4-80)*AI9*$A$8/1000","v":12.366140491952333},{"$f":"AC9*K9+($A$4-80)*AJ9*$A$8/1000","v":12.213377870563674},{"$f":"AD9*M9+($A$4-80)*AK9*$A$8/1000","v":12.049546512962605},{"$f":"AE9*O9+($A$4-80)*AL9*$A$8/1000","v":11.878254697286012}]
[null,63,17.50087682672234,15.155014613778709,17.09128183716075,14.992047742970726,16.681686847599163,14.819891440501042,16.272091858037577,14.657399141281227,15.86249686847599,14.48476826722338,15.471519832985384,14.322118537794459,15.080542797494779,14.149645093945718,null,0.96158663883089779,0.9390814196242171,0.91657620041753651,0.89407098121085582,0.87156576200417535,0.85008350730688931,0.82860125260960327,0.86595744680851072,0.87717515197568385,0.8883928571428571,0.90076919852448012,0.91314553990610325,0.9257085724221874,0.93827160493827155,0.89843750000000022,0.8984375,0.89843749999999967,0.89843749999999978,0.8984375,0.8984375,0.8984375,15.155014613778709,{"$f":"Z10*E10+($A$4-80)*AG10*$A$8/1000","v":14.992047742970726},{"$f":"AA10*G10+($A$4-80)*AH10*$A$8/1000","v":14.819891440501042},14.657399141281227,14.48476826722338,14.322118537794459,14.149645093945718]
[null,59,16.681686847599163,16.681686847599163,16.29070981210856,16.29070981210856,15.899732776617956,15.899732776617956,15.527373695198328,15.527373695198328,15.155014613778707,15.155014613778707,14.7640375782881,14.7640375782881,14.373060542797496,14.373060542797496,null,0.91657620041753651,0.89509394572025058,0.87361169102296465,0.85315240083507304,0.83269311064718177,0.81121085594989562,0.78972860125260969,1,1,1,1,1,1,1,0.71093749999999956,0.66796874999999978,0.625,0.58203125000000022,0.53906250000000044,0.49218750000000033,0.44531250000000022,16.681686847599163,{"$f":"Z11*E11+($A$4-80)*AG11*$A$8/1000","v":16.29070981210856},{"$f":"AA11*G11+($A$4-80)*AH11*$A$8/1000","v":15.899732776617956},{"$f":"AB11*I11+($A$4-80)*AI11*$A$8/1000","v":15.527373695198328},15.155014613778707,14.7640375782881,14.373060542797496]
[1600,71,20.669728601252608,10.866805845511482,20.194780793319413,10.697720482792292,19.719832985386219,10.524843423799581,19.244885177453025,10.355949948543628,18.76993736951983,10.182881002087681,18.294989561586636,10.033714353187364,17.820041753653442,9.8789144050104358,null,1.1356993736951984,1.1096033402922756,1.0835073068893528,1.05741127348643,1.0313152400835073,1.0052192066805845,0.97912317327766174,0.52573529411764708,0.52972699195285045,0.53371868978805392,0.53811440562277191,0.54251012145748989,0.54844056179484302,0.55437100213219614,0.90625000000000011,0.90234375,0.8984375,0.8984375,0.8984375,0.8984375,0.8984375,{"$f":"Y12*C12+($A$4-80)*AF12*$A$12/1000","v":10.866805845511482},{"$f":"Z12*E12+($A$4-80)*AG12*$A$12/1000","v":10.697720482792292},{"$f":"AA12*G12+($A$4-80)*AH12*$A$12/1000","v":10.524843423799581},{"$f":"AB12*I12+($A$4-80)*AI12*$A$12/1000","v":10.355949948543628},{"$f":"AC12*K12+($A$4-80)*AJ12*$A$12/1000","v":10.182881002087681},{"$f":"AD12*M12+($A$4-80)*AK12*$A$12/1000","v":10.033714353187364},{"$f":"AE12*O12+($A$4-80)*AL12*$A$12/1000","v":9.8789144050104358}]
[null,67,19.073903966597079,13.10855949895616,18.636951983298538,12.940682915367612,18.2,12.76659707724426,17.763048016701461,12.618510706073808,17.326096033402923,12.462630480167013,16.889144050104385,12.295455625472046,16.452192066805846,12.120668058455117,null,1.0480167014613779,1.024008350730689,1,0.97599164926931115,0.95198329853862218,0.92797494780793333,0.90396659707724425,0.6872509960159362,0.69435618694324996,0.70146137787056373,0.71037981174229936,0.71929824561403499,0.72800939994327618,0.73672055427251737,0.8984375,0.8984375,0.8984375,0.89843749999999978,0.89843749999999967,0.89843749999999978,0.8984375,{"$f":"Y13*C13+($A$4-80)*AF13*$A$12/1000","v":13.10855949895616},{"$f":"Z13*E13+($A$4-80)*AG13*$A$12/1000","v":12.940682915367612},{"$f":"AA13*G13+($A$4-80)*AH13*$A$12/1000","v":12.76659707724426},{"$f":"AB13*I13+($A$4-80)*AI13*$A$12/1000","v":12.618510706073808},{"$f":"AC13*K13+($A$4-80)*AJ13*$A$12/1000","v":12.462630480167013},{"$f":"AD13*M13+($A$4-80)*AK13*$A$12/1000","v":12.295455625472046},{"$f":"AE13*O13+($A$4-80)*AL13*$A$12/1000","v":12.120668058455117}]
[null,63,17.858037578288101,15.464300626304803,17.440083507306888,15.298007900990537,17.022129436325677,15.1223382045929,16.604175365344467,14.956529736001253,16.186221294363257,14.780375782881002,15.787265135699371,14.614406671218836,15.388308977035491,14.438413361169102,null,0.98121085594989566,0.95824634655532359,0.93528183716075153,0.91231732776617958,0.88935281837160762,0.86743215031315235,0.8455114822546973,0.86595744680851072,0.87717515197568385,0.8883928571428571,0.90076919852448012,0.91314553990610325,0.9257085724221874,0.93827160493827155,0.89843750000000022,0.8984375,0.89843749999999967,0.89843749999999978,0.8984375,0.8984375,0.8984375,15.464300626304803,{"$f":"Z14*E14+($A$4-80)*AG14*$A$12/1000","v":15.298007900990537},{"$f":"AA14*G14+($A$4-80)*AH14*$A$12/1000","v":15.1223382045929},14.956529736001253,14.780375782881002,14.614406671218836,14.438413361169102]
[null,59,17.022129436325677,17.022129436325677,16.623173277661795,16.623173277661795,16.224217118997913,16.224217118997913,15.844258872651357,15.844258872651357,15.464300626304803,15.464300626304803,15.065344467640921,15.065344467640921,14.666388308977037,14.666388308977037,null,0.93528183716075153,0.91336116910229648,0.89144050104384143,0.87056367432150317,0.84968684759916502,0.82776617954070997,0.80584551148225481,1,1,1,1,1,1,1,0.71093749999999956,0.66796874999999978,0.625,0.58203125000000022,0.53906250000000044,0.49218750000000033,0.44531250000000022,17.022129436325677,{"$f":"Z15*E15+($A$4-80)*AG15*$A$12/1000","v":16.623173277661795},{"$f":"AA15*G15+($A$4-80)*AH15*$A$12/1000","v":16.224217118997913},15.844258872651357,15.464300626304803,15.065344467640921,14.666388308977037]
[1800,71,21.083123173277663,11.084141962421713,20.598676409185803,10.911674892448138,20.114229645093946,10.735340292275573,19.629782881002086,10.5630689475145,19.145336116910229,10.386538622129436,18.660889352818369,10.234388640251112,18.176442588726513,10.076492693110646,null,1.1584133611691023,1.1317954070981211,1.1051774530271399,1.0785594989561587,1.0519415448851774,1.0253235908141962,0.99870563674321511,0.52573529411764708,0.52972699195285045,0.53371868978805392,0.53811440562277191,0.54251012145748989,0.54844056179484302,0.55437100213219614,0.90625000000000011,0.90234375,0.8984375,0.8984375,0.8984375,0.8984375,0.8984375,{"$f":"Y16*C16+($A$4-80)*AF16*$A$16/1000","v":11.084141962421713},{"$f":"Z16*E16+($A$4-80)*AG16*$A$16/1000","v":10.911674892448138},{"$f":"AA16*G16+($A$4-80)*AH16*$A$16/1000","v":10.735340292275573},{"$f":"AB16*I16+($A$4-80)*AI16*$A$16/1000","v":10.5630689475145},{"$f":"AC16*K16+($A$4-80)*AJ16*$A$16/1000","v":10.386538622129436},{"$f":"AD16*M16+($A$4-80)*AK16*$A$16/1000","v":10.234388640251112},{"$f":"AE16*O16+($A$4-80)*AL16*$A$16/1000","v":10.076492693110646}]
[null,67,19.455382045929017,13.37073068893528,19.00969102296451,13.199496573674967,18.564,13.021929018789145,18.11830897703549,12.870880920195283,17.672617954070983,12.711883089770355,17.226926931106469,12.541364737981485,16.781235908141962,12.363081419624217,null,1.0689770354906054,1.0444885177453027,1.02,0.99551148225469732,0.97102296450939463,0.94653444676409182,0.92204592901878912,0.6872509960159362,0.69435618694324996,0.70146137787056373,0.71037981174229936,0.71929824561403499,0.72800939994327618,0.73672055427251737,0.8984375,0.8984375,0.8984375,0.89843749999999978,0.89843749999999967,0.89843749999999978,0.8984375,{"$f":"Y17*C17+($A$4-80)*AF17*$A$16/1000","v":13.37073068893528},{"$f":"Z17*E17+($A$4-80)*AG17*$A$16/1000","v":13.199496573674967},{"$f":"AA17*G17+($A$4-80)*AH17*$A$16/1000","v":13.021929018789145},{"$f":"AB17*I17+($A$4-80)*AI17*$A$16/1000","v":12.870880920195283},{"$f":"AC17*K17+($A$4-80)*AJ17*$A$16/1000","v":12.711883089770355},{"$f":"AD17*M17+($A$4-80)*AK17*$A$16/1000","v":12.541364737981485},{"$f":"AE17*O17+($A$4-80)*AL17*$A$16/1000","v":12.363081419624217}]
[null,63,18.215198329853862,15.773586638830899,17.788885177453025,15.603968059010347,17.362572025052192,15.424784968684758,16.936258872651354,15.255660330721275,16.509945720250524,15.075983298538624,16.10301043841336,14.906694804643214,15.696075156576201,14.727181628392485,null,1.0008350730688935,0.97741127348643009,0.95398747390396654,0.93056367432150311,0.90713987473903979,0.8847807933194155,0.86242171189979133,0.86595744680851072,0.87717515197568385,0.8883928571428571,0.90076919852448012,0.91314553990610325,0.9257085724221874,0.93827160493827155,0.89843750000000022,0.8984375,0.89843749999999967,0.89843749999999978,0.8984375,0.8984375,0.8984375,15.773586638830899,{"$f":"Z18*E18+($A$4-80)*AG18*$A$16/1000","v":15.603968059010347},{"$f":"AA18*G18+($A$4-80)*AH18*$A$16/1000","v":15.424784968684758},15.255660330721275,15.075983298538624,14.906694804643214,14.727181628392485]
[null,59,17.362572025052192,17.362572025052192,16.955636743215031,16.955636743215031,16.54870146137787,16.54870146137787,16.161144050104387,16.161144050104387,15.773586638830897,15.773586638830897,15.366651356993735,15.366651356993735,14.959716075156576,14.959716075156576,null,0.95398747390396654,0.93162839248434237,0.9092693110647182,0.8879749478079334,0.86668058455114827,0.84432150313152399,0.82196242171189982,1,1,1,1,1,1,1,0.71093749999999956,0.66796874999999978,0.625,0.58203125000000022,0.53906250000000044,0.49218750000000033,0.44531250000000022,17.362572025052192,{"$f":"Z19*E19+($A$4-80)*AG19*$A$16/1000","v":16.955636743215031},{"$f":"AA19*G19+($A$4-80)*AH19*$A$16/1000","v":16.54870146137787},16.161144050104387,15.773586638830897,15.366651356993735,14.959716075156576]

{"sheet":"4TTM30_60","index":9,"n_rows":19,"n_cols":45,"rows_kept":19,"cut":false,"hidden":true,"merged":[[130,0,133,0],[120,12,121,12],[120,13,121,13],[120,14,121,14],[120,15,121,15],[122,0,125,0],[126,0,129,0],[119,12,119,13],[119,14,119,15],[120,4,121,4],[120,5,121,5],[120,6,121,6],[120,7,121,7],[120,8,121,8],[120,9,121,9],[120,10,121,10],[120,11,121,11],[119,0,121,0],[119,1,121,1],[119,4,119,5],[119,6,119,7],[119,8,119,9],[119,10,119,11],[111,0,114,0],[117,0,118,1],[117,4,117,15],[118,4,118,5],[118,6,118,7],[118,8,118,9],[118,10,118,11],[118,12,118,13],[118,14,118,15],[101,12,102,12],[101,13,102,13],[101,14,102,14],[101,15,102,15],[103,0,106,0],[107,0,110,0],[100,12,100,13],[100,14,100,15],[101,4,102,4],[101,5,102,5],[101,6,102,6],[101,7,102,7],[101,8,102,8],[101,9,102,9],[101,10,102,10],[101,11,102,11],[100,0,102,0],[100,1,102,1],[100,4,100,5],[100,6,100,7],[100,8,100,9],[100,10,100,11],[92,0,95,0],[98,0,99,1],[98,4,98,15],[99,4,99,5],[99,6,99,7],[99,8,99,9],[99,10,99,11],[99,12,99,13],[99,14,99,15],[82,12,83,12],[82,13,83,13],[82,14,83,14],[82,15,83,15],[84,0,87,0],[88,0,91,0],[81,12,81,13],[81,14,81,15],[82,4,83,4],[82,5,83,5],[82,6,83,6],[82,7,83,7],[82,8,83,8],[82,9,83,9],[82,10,83,10],[82,11,83,11],[81,0,83,0],[81,1,83,1],[81,4,81,5],[81,6,81,7],[81,8,81,9],[81,10,81,11],[73,0,76,0],[79,0,80,1],[79,4,79,15],[80,4,80,5],[80,6,80,7],[80,8,80,9],[80,10,80,11],[80,12,80,13],[80,14,80,15],[63,12,64,12],[63,13,64,13],[63,14,64,14],[63,15,64,15],[65,0,68,0],[69,0,72,0],[62,12,62,13],[62,14,62,15],[63,4,64,4],[63,5,64,5],[63,6,64,6],[63,7,64,7],[63,8,64,8],[63,9,64,9],[63,10,64,10],[63,11,64,11],[62,0,64,0],[62,1,64,1],[62,4,62,5],[62,6,62,7],[62,8,62,9],[62,10,62,11],[54,0,57,0],[60,0,61,1],[60,4,60,15],[61,4,61,5],[61,6,61,7],[61,8,61,9],[61,10,61,11],[61,12,61,13],[61,14,61,15],[44,12,45,12],[44,13,45,13],[44,14,45,14],[44,15,45,15],[46,0,49,0],[50,0,53,0],[43,12,43,13],[43,14,43,15],[44,4,45,4],[44,5,45,5],[44,6,45,6],[44,7,45,7],[44,8,45,8],[44,9,45,9],[44,10,45,10],[44,11,45,11],[43,0,45,0],[43,1,45,1],[43,4,43,5],[43,6,43,7],[43,8,43,9],[43,10,43,11],[35,0,38,0],[41,0,42,1],[41,4,41,15],[42,4,42,5],[42,6,42,7],[42,8,42,9],[42,10,42,11],[42,12,42,13],[42,14,42,15],[25,12,26,12],[25,13,26,13],[25,14,26,14],[25,15,26,15],[27,0,30,0],[31,0,34,0],[24,12,24,13],[24,14,24,15],[25,4,26,4],[25,5,26,5],[25,6,26,6],[25,7,26,7],[25,8,26,8],[25,9,26,9],[25,10,26,10],[25,11,26,11],[24,0,26,0],[24,1,26,1],[24,4,24,5],[24,6,24,7],[24,8,24,9],[24,10,24,11],[7,0,10,0],[11,0,14,0],[15,0,18,0],[22,4,22,15],[23,4,23,5],[23,6,23,7],[23,8,23,9],[23,10,23,11],[23,12,23,13],[23,14,23,15],[5,10,6,10],[5,11,6,11],[5,12,6,12],[5,13,6,13],[5,14,6,14],[5,15,6,15],[4,10,4,11],[4,12,4,13],[4,14,4,15],[5,2,6,2],[5,3,6,3],[5,4,6,4],[5,5,6,5],[5,6,6,6],[5,7,6,7],[5,8,6,8],[4,0,6,0],[4,1,6,1],[4,2,4,3],[4,4,4,5],[4,6,4,7],[4,8,4,9],[5,9,6,9],[2,0,2,1],[2,2,2,15],[3,2,3,3],[3,4,3,5],[3,6,3,7],[3,8,3,9],[3,10,3,11],[3,12,3,13],[3,14,3,15]]}
[]
["4TTM30_60",18.2]
["Evaporator Air \n",null,"Condenser  Entering Air Temperature ˚F"]
[80,"°F DB",85,null,90,null,95,null,100,null,105,null,110,null,115]
["CFM","EWB†\n˚F","Capacity Mbtuh",null,"Capacity Mbtuh",null,"Capacity Mbtuh",null,"Capacity Mbtuh",null,"Capacity Mbtuh",null,"Capacity Mbtuh",null,"Capacity Mbtuh"]
[null,null,"Total","Sens.","Total","Sens.","Total","Sens.","Total","Sens.","Total","Sens.","Total","Sens.","Total","Sens."]
[null,null,null,null,null,null,null,null,null,null,null,null,null,null,null,null,null,"Total Factors",null,null,null,null,null,null,"Sens. %",null,null,null,null,null,null,"IDB Adj",null,null,null,null,null,null,"Sens Calc"]
[1600,71,{"$f":"R8*$B$2","v":19.851197301854974},{"$f":"IF(AM8>C8,C8,AM8)","v":10.286529510961214},{"$f":"S8*$B$2","v":19.595537942664414},{"$f":"IF(AN8>E8,E8,AN8)","v":10.19685524881571},{"$f":"T8*$B$2","v":19.339878583473862},{"$f":"IF(AO8>G8,G8,AO8)","v":10.106064080944352},{"$f":"U8*$B$2","v":19.084219224283306},{"$f":"IF(AP8>I8,I8,AP8)","v":10.016420150104501},{"$f":"V8*$B$2","v":18.82855986509275},{"$f":"IF(AQ8>K8,K8,AQ8)","v":9.9255986509274869},{"$f":"W8*$B$2","v":18.57290050590219},{"$f":"IF(AR8>M8,M8,AR8)","v":9.8359875914533692},{"$f":"X8*$B$2","v":18.317241146711634},{"$f":"IF(AS8>O8,O8,AS8)","v":9.7451332209106241},null,1.090725126475548,1.0766779089376053,1.0626306913996628,1.0485834738617201,1.0345362563237774,1.0204890387858347,1.0064418212478921,0.51818181818181819,0.52036618125265099,0.52255054432348369,0.52485354692212516,0.52715654952076674,0.52958812697713209,0.53201970443349755,0.91346153846153877,0.91346153846153866,0.91346153846153855,0.91346153846153855,0.91346153846153855,0.91346153846153832,0.91346153846153821,{"$f":"Y8*C8+($A$4-80)*AF8*$A$8/1000","v":10.286529510961214},{"$f":"Z8*E8+($A$4-80)*AG8*$A$8/1000","v":10.19685524881571},{"$f":"AA8*G8+($A$4-80)*AH8*$A$8/1000","v":10.106064080944352},{"$f":"AB8*I8+($A$4-80)*AI8*$A$8/1000","v":10.016420150104501},{"$f":"AC8*K8+($A$4-80)*AJ8*$A$8/1000","v":9.9255986509274869},{"$f":"AD8*M8+($A$4-80)*AK8*$A$8/1000","v":9.8359875914533692},{"$f":"AE8*O8+($A$4-80)*AL8*$A$8/1000","v":9.7451332209106241}]
[null,67,{"$f":"R9*$B$2","v":18.287163575042158},12.361881956155143,18.061581787521078,{"$f":"IF(AN9>E9,E9,AN9)","v":12.272436647620248},17.835999999999999,{"$f":"IF(AO9>G9,G9,AO9)","v":12.181416526138278},17.595379426644183,{"$f":"IF(AP9>I9,I9,AP9)","v":12.092211241660133},17.354758853288363,{"$f":"IF(AQ9>K9,K9,AQ9)","v":12.000951096121415},17.129177065767283,{"$f":"IF(AR9>M9,M9,AR9)","v":11.911595945842063},16.903595278246208,{"$f":"IF(AS9>O9,O9,AS9)","v":11.820485666104553},null,1.0047892074198987,0.99239460370994936,0.98,0.96677908937605395,0.95355817875210791,0.94116357504215853,0.92876897133220915,0.67598684210526316,0.67947740081654384,0.68296795952782463,0.68723787924398161,0.69150779896013859,0.6953980275939482,0.69928825622775792,0.9203296703296705,0.91689560439560447,0.91346153846153855,0.91346153846153832,0.91346153846153821,0.91346153846153821,0.91346153846153821,{"$f":"Y9*C9+($A$4-80)*AF9*$A$8/1000","v":12.361881956155143},{"$f":"Z9*E9+($A$4-80)*AG9*$A$8/1000","v":12.272436647620248},{"$f":"AA9*G9+($A$4-80)*AH9*$A$8/1000","v":12.181416526138278},{"$f":"AB9*I9+($A$4-80)*AI9*$A$8/1000","v":12.092211241660133},{"$f":"AC9*K9+($A$4-80)*AJ9*$A$8/1000","v":12.000951096121415},{"$f":"AD9*M9+($A$4-80)*AK9*$A$8/1000","v":11.911595945842063},{"$f":"AE9*O9+($A$4-80)*AL9*$A$8/1000","v":11.820485666104553}]
[null,63,17.114138279932547,14.527467116357505,16.903595278246208,14.438350470269809,16.693052276559865,14.347001686340642,16.467470489038785,14.258208494751075,16.241888701517706,14.166536256323777,16.031345699831366,14.07754660783354,15.820802698145025,13.986070826306912,null,0.94033726812816198,0.92876897133220915,0.91720067453625642,0.90480607082630693,0.89241146711635755,0.88084317032040482,0.86927487352445199,0.84885764499121263,0.8541585522253361,0.85945945945945956,0.8658408408408409,0.87222222222222223,0.87812632023658632,0.88403041825095052,0.92032967032967028,0.9203296703296705,0.92032967032967072,0.9203296703296705,0.92032967032967028,0.92032967032967028,0.92032967032967028,14.527467116357505,{"$f":"Z10*E10+($A$4-80)*AG10*$A$8/1000","v":14.438350470269809},{"$f":"AA10*G10+($A$4-80)*AH10*$A$8/1000","v":14.347001686340642},14.258208494751075,14.166536256323777,14.07754660783354,13.986070826306912]
[null,59,16.332121416526139,15.700492411467119,16.121578414839799,15.703170678352976,15.911035413153456,15.700492411467117,15.700492411467117,15.596613917251362,15.489949409780776,15.489949409780776,15.279406408094435,15.279406408094435,15.068863406408093,15.068863406408093,null,0.89736930860033726,0.88580101180438453,0.87423271500843169,0.86266441821247897,0.85109612141652613,0.8395278246205734,0.82795952782462057,0.96132596685082883,0.97404672633656753,0.98676748582230633,0.99338374291115317,1,1,1,0.6662087912087914,0.68681318681318704,0.70741758241758268,0.70741758241758246,0.70741758241758224,0.67994505494505486,0.65247252747252749,15.700492411467119,{"$f":"Z11*E11+($A$4-80)*AG11*$A$8/1000","v":15.703170678352976},{"$f":"AA11*G11+($A$4-80)*AH11*$A$8/1000","v":15.700492411467117},{"$f":"AB11*I11+($A$4-80)*AI11*$A$8/1000","v":15.596613917251362},15.489949409780776,15.279406408094435,15.068863406408093]
[1820,71,20.256323777403036,10.4964586846543,19.995446880269817,10.404954335526238,19.734569983136595,10.31231028667791,19.473693086003372,10.220836887861735,19.212816188870153,10.128161888701518,18.951939291736931,10.036722032095277,18.691062394603708,9.9440134907251263,null,1.1129848229342327,1.0986509274873526,1.0843170320404723,1.0699831365935919,1.0556492411467118,1.0413153456998314,1.0269814502529511,0.51818181818181819,0.52036618125265099,0.52255054432348369,0.52485354692212516,0.52715654952076674,0.52958812697713209,0.53201970443349755,0.91346153846153877,0.91346153846153866,0.91346153846153855,0.91346153846153855,0.91346153846153855,0.91346153846153832,0.91346153846153821,{"$f":"Y12*C12+($A$4-80)*AF12*$A$12/1000","v":10.4964586846543},{"$f":"Z12*E12+($A$4-80)*AG12*$A$12/1000","v":10.404954335526238},{"$f":"AA12*G12+($A$4-80)*AH12*$A$12/1000","v":10.31231028667791},{"$f":"AB12*I12+($A$4-80)*AI12*$A$12/1000","v":10.220836887861735},{"$f":"AC12*K12+($A$4-80)*AJ12*$A$12/1000","v":10.128161888701518},{"$f":"AD12*M12+($A$4-80)*AK12*$A$12/1000","v":10.036722032095277},{"$f":"AE12*O12+($A$4-80)*AL12*$A$12/1000","v":9.9440134907251263}]
[null,67,18.660370994940976,12.614165261382798,18.43018549747049,12.522894538388009,18.2,12.430016863406408,17.954468802698145,12.338991062918502,17.70893760539629,12.245868465430016,17.478752107925803,12.154689740655169,17.248566610455313,12.061720067453624,null,1.0252951096121417,1.0126475548060709,1,0.98650927487352447,0.97301854974704904,0.96037099494097822,0.94772344013490739,0.67598684210526316,0.67947740081654384,0.68296795952782463,0.68723787924398161,0.69150779896013859,0.6953980275939482,0.69928825622775792,0.9203296703296705,0.91689560439560447,0.91346153846153855,0.91346153846153832,0.91346153846153821,0.91346153846153821,0.91346153846153821,{"$f":"Y13*C13+($A$4-80)*AF13*$A$12/1000","v":12.614165261382798},{"$f":"Z13*E13+($A$4-80)*AG13*$A$12/1000","v":12.522894538388009},{"$f":"AA13*G13+($A$4-80)*AH13*$A$12/1000","v":12.430016863406408},{"$f":"AB13*I13+($A$4-80)*AI13*$A$12/1000","v":12.338991062918502},{"$f":"AC13*K13+($A$4-80)*AJ13*$A$12/1000","v":12.245868465430016},{"$f":"AD13*M13+($A$4-80)*AK13*$A$12/1000","v":12.154689740655169},{"$f":"AE13*O13+($A$4-80)*AL13*$A$12/1000","v":12.061720067453624}]
[null,63,17.463406408094436,14.823946037099494,17.248566610455313,14.733010683948784,17.033726812816187,14.639797639123103,16.803541315345701,14.549192341582732,16.573355817875211,14.455649241146711,16.358516020236088,14.364843477381163,16.143676222596966,14.271500843170321,null,0.9595278246205734,0.94772344013490739,0.93591905564924116,0.92327150084317033,0.91062394603709951,0.89881956155143339,0.88701517706576738,0.84885764499121263,0.8541585522253361,0.85945945945945956,0.8658408408408409,0.87222222222222223,0.87812632023658632,0.88403041825095052,0.92032967032967028,0.9203296703296705,0.92032967032967072,0.9203296703296705,0.92032967032967028,0.92032967032967028,0.92032967032967028,14.823946037099494,{"$f":"Z14*E14+($A$4-80)*AG14*$A$12/1000","v":14.733010683948784},{"$f":"AA14*G14+($A$4-80)*AH14*$A$12/1000","v":14.639797639123103},14.549192341582732,14.455649241146711,14.364843477381163,14.271500843170321]
[null,59,16.665430016863407,16.02091062394604,16.450590219224281,16.023643549339766,16.235750421585159,16.020910623946037,16.020910623946037,15.914912160460572,15.806070826306915,15.806070826306915,15.59123102866779,15.59123102866779,15.376391231028668,15.376391231028668,null,0.91568296795952786,0.90387858347386163,0.89207419898819562,0.88026981450252961,0.86846543001686349,0.85666104553119726,0.84485666104553125,0.96132596685082883,0.97404672633656753,0.98676748582230633,0.99338374291115317,1,1,1,0.6662087912087914,0.68681318681318704,0.70741758241758268,0.70741758241758246,0.70741758241758224,0.67994505494505486,0.65247252747252749,16.02091062394604,{"$f":"Z15*E15+($A$4-80)*AG15*$A$12/1000","v":16.023643549339766},{"$f":"AA15*G15+($A$4-80)*AH15*$A$12/1000","v":16.020910623946037},15.914912160460572,15.806070826306915,15.59123102866779,15.376391231028668]
[2050,71,20.661450252951099,10.706387858347387,20.395355817875213,10.613053422236764,20.129261382799324,10.518556492411467,19.863166947723439,10.42525362561897,19.597072512647554,10.330725126475548,19.330978077571672,10.237456472737183,19.064883642495786,10.14289376053963,null,1.1352445193929175,1.1206239460370997,1.1060033726812817,1.0913827993254637,1.0767622259696459,1.0621416526138281,1.0475210792580103,0.51818181818181819,0.52036618125265099,0.52255054432348369,0.52485354692212516,0.52715654952076674,0.52958812697713209,0.53201970443349755,0.91346153846153877,0.91346153846153866,0.91346153846153855,0.91346153846153855,0.91346153846153855,0.91346153846153832,0.91346153846153821,{"$f":"Y16*C16+($A$4-80)*AF16*$A$16/1000","v":10.706387858347387},{"$f":"Z16*E16+($A$4-80)*AG16*$A$16/1000","v":10.613053422236764},{"$f":"AA16*G16+($A$4-80)*AH16*$A$16/1000","v":10.518556492411467},{"$f":"AB16*I16+($A$4-80)*AI16*$A$16/1000","v":10.42525362561897},{"$f":"AC16*K16+($A$4-80)*AJ16*$A$16/1000","v":10.330725126475548},{"$f":"AD16*M16+($A$4-80)*AK16*$A$16/1000","v":10.237456472737183},{"$f":"AE16*O16+($A$4-80)*AL16*$A$16/1000","v":10.14289376053963}]
[null,67,19.033578414839798,12.866448566610456,18.798789207419897,12.773352429155768,18.564,12.678617200674536,18.313558178752107,12.585770884176872,18.063116357504217,12.490785834738617,17.82832715008432,12.397783535468271,17.593537942664419,12.302954468802698,null,1.0458010118043846,1.0329005059021923,1.02,1.006239460370995,0.99247892074199007,0.9795784148397978,0.96667790893760552,0.67598684210526316,0.67947740081654384,0.68296795952782463,0.68723787924398161,0.69150779896013859,0.6953980275939482,0.69928825622775792,0.9203296703296705,0.91689560439560447,0.91346153846153855,0.91346153846153832,0.91346153846153821,0.91346153846153821,0.91346153846153821,{"$f":"Y17*C17+($A$4-80)*AF17*$A$16/1000","v":12.866448566610456},{"$f":"Z17*E17+($A$4-80)*AG17*$A$16/1000","v":12.773352429155768},{"$f":"AA17*G17+($A$4-80)*AH17*$A$16/1000","v":12.678617200674536},{"$f":"AB17*I17+($A$4-80)*AI17*$A$16/1000","v":12.585770884176872},{"$f":"AC17*K17+($A$4-80)*AJ17*$A$16/1000","v":12.490785834738617},{"$f":"AD17*M17+($A$4-80)*AK17*$A$16/1000","v":12.397783535468271},{"$f":"AE17*O17+($A$4-80)*AL17*$A$16/1000","v":12.302954468802698}]
[null,63,17.812674536256324,15.120424957841484,17.593537942664419,15.027670897627758,17.374401349072514,14.932593591905567,17.139612141652613,14.840176188414384,16.904822934232715,14.744762225969646,16.68568634064081,14.652140346928785,16.466549747048905,14.556930860033727,null,0.97871838111298481,0.96667790893760541,0.95463743676222601,0.94173693086003374,0.92883642495784147,0.91679595278246206,0.90475548060708266,0.84885764499121263,0.8541585522253361,0.85945945945945956,0.8658408408408409,0.87222222222222223,0.87812632023658632,0.88403041825095052,0.92032967032967028,0.9203296703296705,0.92032967032967072,0.9203296703296705,0.92032967032967028,0.92032967032967028,0.92032967032967028,15.120424957841484,{"$f":"Z18*E18+($A$4-80)*AG18*$A$16/1000","v":15.027670897627758},{"$f":"AA18*G18+($A$4-80)*AH18*$A$16/1000","v":14.932593591905567},14.840176188414384,14.744762225969646,14.652140346928785,14.556930860033727]
[null,59,16.998738617200672,16.341328836424957,16.779602023608767,16.344116420326564,16.560465430016862,16.341328836424957,16.341328836424957,16.233210403669784,16.122192242833052,16.122192242833052,15.903055649241148,15.903055649241148,15.683919055649243,15.683919055649243,null,0.93399662731871835,0.92195615514333895,0.90991568296795955,0.89787521079258015,0.88583473861720075,0.87379426644182134,0.86175379426644194,0.96132596685082883,0.97404672633656753,0.98676748582230633,0.99338374291115317,1,1,1,0.6662087912087914,0.68681318681318704,0.70741758241758268,0.70741758241758246,0.70741758241758224,0.67994505494505486,0.65247252747252749,16.341328836424957,{"$f":"Z19*E19+($A$4-80)*AG19*$A$16/1000","v":16.344116420326564},{"$f":"AA19*G19+($A$4-80)*AH19*$A$16/1000","v":16.341328836424957},16.233210403669784,16.122192242833052,15.903055649241148,15.683919055649243]

{"sheet":"4TTR30_18","index":10,"n_rows":19,"n_cols":45,"rows_kept":19,"cut":false,"hidden":true,"merged":[[130,0,133,0],[120,12,121,12],[120,13,121,13],[120,14,121,14],[120,15,121,15],[122,0,125,0],[126,0,129,0],[119,12,119,13],[119,14,119,15],[120,4,121,4],[120,5,121,5],[120,6,121,6],[120,7,121,7],[120,8,121,8],[120,9,121,9],[120,10,121,10],[120,11,121,11],[119,0,121,0],[119,1,121,1],[119,4,119,5],[119,6,119,7],[119,8,119,9],[119,10,119,11],[111,0,114,0],[117,0,118,1],[117,4,117,15],[118,4,118,5],[118,6,118,7],[118,8,118,9],[118,10,118,11],[118,12,118,13],[118,14,118,15],[101,12,102,12],[101,13,102,13],[101,14,102,14],[101,15,102,15],[103,0,106,0],[107,0,110,0],[100,12,100,13],[100,14,100,15],[101,4,102,4],[101,5,102,5],[101,6,102,6],[101,7,102,7],[101,8,102,8],[101,9,102,9],[101,10,102,10],[101,11,102,11],[100,0,102,0],[100,1,102,1],[100,4,100,5],[100,6,100,7],[100,8,100,9],[100,10,100,11],[92,0,95,0],[98,0,99,1],[98,4,98,15],[99,4,99,5],[99,6,99,7],[99,8,99,9],[99,10,99,11],[99,12,99,13],[99,14,99,15],[82,12,83,12],[82,13,83,13],[82,14,83,14],[82,15,83,15],[84,0,87,0],[88,0,91,0],[81,12,81,13],[81,14,81,15],[82,4,83,4],[82,5,83,5],[82,6,83,6],[82,7,83,7],[82,8,83,8],[82,9,83,9],[82,10,83,10],[82,11,83,11],[81,0,83,0],[81,1,83,1],[81,4,81,5],[81,6,81,7],[81,8,81,9],[81,10,81,11],[73,0,76,0],[79,0,80,1],[79,4,79,15],[80,4,80,5],[80,6,80,7],[80,8,80,9],[80,10,80,11],[80,12,80,13],[80,14,80,15],[63,12,64,12],[63,13,64,13],[63,14,64,14],[63,15,64,15],[65,0,68,0],[69,0,72,0],[62,12,62,13],[62,14,62,15],[63,4,64,4],[63,5,64,5],[63,6,64,6],[63,7,64,7],[63,8,64,8],[63,9,64,9],[63,10,64,10],[63,11,64,11],[62,0,64,0],[62,1,64,1],[62,4,62,5],[62,6,62,7],[62,8,62,9],[62,10,62,11],[54,0,57,0],[60,0,61,1],[60,4,60,15],[61,4,61,5],[61,6,61,7],[61,8,61,9],[61,10,61,11],[61,12,61,13],[61,14,61,15],[44,12,45,12],[44,13,45,13],[44,14,45,14],[44,15,45,15],[46,0,49,0],[50,0,53,0],[43,12,43,13],[43,14,43,15],[44,4,45,4],[44,5,45,5],[44,6,45,6],[44,7,45,7],[44,8,45,8],[44,9,45,9],[44,10,45,10],[44,11,45,11],[43,0,45,0],[43,1,45,1],[43,4,43,5],[43,6,43,7],[43,8,43,9],[43,10,43,11],[35,0,38,0],[41,0,42,1],[41,4,41,15],[42,4,42,5],[42,6,42,7],[42,8,42,9],[42,10,42,11],[42,12,42,13],[42,14,42,15],[25,12,26,12],[25,13,26,13],[25,14,26,14],[25,15,26,15],[27,0,30,0],[31,0,34,0],[24,12,24,13],[24,14,24,15],[25,4,26,4],[25,5,26,5],[25,6,26,6],[25,7,26,7],[25,8,26,8],[25,9,26,9],[25,10,26,10],[25,11,26,11],[24,0,26,0],[24,1,26,1],[24,4,24,5],[24,6,24,7],[24,8,24,9],[24,10,24,11],[7,0,10,0],[11,0,14,0],[15,0,18,0],[22,4,22,15],[23,4,23,5],[23,6,23,7],[23,8,23,9],[23,10,23,11],[23,12,23,13],[23,14,23,15],[5,10,6,10],[5,11,6,11],[5,12,6,12],[5,13,6,13],[5,14,6,14],[5,15,6,15],[4,10,4,11],[4,12,4,13],[4,14,4,15],[5,2,6,2],[5,3,6,3],[5,4,6,4],[5,5,6,5],[5,6,6,6],[5,7,6,7],[5,8,6,8],[4,0,6,0],[4,1,6,1],[4,2,4,3],[4,4,4,5],[4,6,4,7],[4,8,4,9],[5,9,6,9],[2,0,2,1],[2,2,2,15],[3,2,3,3],[3,4,3,5],[3,6,3,7],[3,8,3,9],[3,10,3,11],[3,12,3,13],[3,14,3,15]]}
[]
["4TTR30_18",18.2]
["Evaporator Air \n",null,"Condenser  Entering Air Temperature ˚F"]
[80,"°F DB",85,null,90,null,95,null,100,null,105,null,110,null,115]
["CFM","EWB†\n˚F","Capacity Mbtuh",null,"Capacity Mbtuh",null,"Capacity Mbtuh",null,"Capacity Mbtuh",null,"Capacity Mbtuh",null,"Capacity Mbtuh",null,"Capacity Mbtuh"]
[null,null,"Total","Sens.","Total","Sens.","Total","Sens.","Total","Sens.","Total","Sens.","Total","Sens.","Total","Sens."]
[null,null,null,null,null,null,null,null,null,null,null,null,null,null,null,null,null,"Total Factors",null,null,null,null,null,null,"Sens. %",null,null,null,null,null,null,"IDB Adj",null,null,null,null,null,null,"Sens Calc"]
[525,71,{"$f":"R8*$B$2","v":20.285999999999998},{"$f":"IF(AM8>C8,C8,AM8)","v":10.78},{"$f":"S8*$B$2","v":19.795999999999999},{"$f":"IF(AN8>E8,E8,AN8)","v":10.585634174452537},{"$f":"T8*$B$2","v":19.305999999999997},{"$f":"IF(AO8>G8,G8,AO8)","v":10.387999999999998},{"$f":"U8*$B$2","v":18.864999999999998},{"$f":"IF(AP8>I8,I8,AP8)","v":10.243161181013066},{"$f":"V8*$B$2","v":18.423999999999999},{"$f":"IF(AQ8>K8,K8,AQ8)","v":10.093999999999999},{"$f":"W8*$B$2","v":17.982999999999997},{"$f":"IF(AR8>M8,M8,AR8)","v":9.9493785064780678},{"$f":"X8*$B$2","v":17.541999999999998},{"$f":"IF(AS8>O8,O8,AS8)","v":9.8000000000000007},null,1.1146153846153846,1.0876923076923077,1.0607692307692307,1.0365384615384614,1.0123076923076924,0.98807692307692296,0.9638461538461538,0.53140096618357491,0.53473601608671129,0.53807106598984766,0.54297170320768973,0.5478723404255319,0.55326577915131347,0.55865921787709505,0.9375,0.9375,0.9375,0.93750000000000011,0.93750000000000022,0.93750000000000011,0.9375,{"$f":"Y8*C8+($A$4-80)*AF8*$A$8/1000","v":10.78},{"$f":"Z8*E8+($A$4-80)*AG8*$A$8/1000","v":10.585634174452537},{"$f":"AA8*G8+($A$4-80)*AH8*$A$8/1000","v":10.387999999999998},{"$f":"AB8*I8+($A$4-80)*AI8*$A$8/1000","v":10.243161181013066},{"$f":"AC8*K8+($A$4-80)*AJ8*$A$8/1000","v":10.093999999999999},{"$f":"AD8*M8+($A$4-80)*AK8*$A$8/1000","v":9.9493785064780678},{"$f":"AE8*O8+($A$4-80)*AL8*$A$8/1000","v":9.8000000000000007}]
[null,67,{"$f":"R9*$B$2","v":18.62},12.936,18.228000000000002,{"$f":"IF(AN9>E9,E9,AN9)","v":12.791754655870447},17.835999999999999,{"$f":"IF(AO9>G9,G9,AO9)","v":12.641999999999999},17.443999999999999,{"$f":"IF(AP9>I9,I9,AP9)","v":12.498007957559681},17.052,{"$f":"IF(AQ9>K9,K9,AQ9)","v":12.347999999999999},16.610999999999997,{"$f":"IF(AR9>M9,M9,AR9)","v":12.205700313479621},16.169999999999998,{"$f":"IF(AS9>O9,O9,AS9)","v":12.053999999999998},null,1.0230769230769232,1.0015384615384617,0.98,0.95846153846153848,0.93692307692307697,0.91269230769230758,0.88846153846153841,0.6947368421052631,0.70176402544823602,0.70879120879120883,0.71646456991284579,0.72413793103448276,0.73479623824451412,0.74545454545454548,0.9166666666666663,0.91666666666666652,0.91666666666666674,0.91666666666666674,0.91666666666666674,0.92708333333333348,0.93750000000000022,{"$f":"Y9*C9+($A$4-80)*AF9*$A$8/1000","v":12.936},{"$f":"Z9*E9+($A$4-80)*AG9*$A$8/1000","v":12.791754655870447},{"$f":"AA9*G9+($A$4-80)*AH9*$A$8/1000","v":12.641999999999999},{"$f":"AB9*I9+($A$4-80)*AI9*$A$8/1000","v":12.498007957559681},{"$f":"AC9*K9+($A$4-80)*AJ9*$A$8/1000","v":12.347999999999999},{"$f":"AD9*M9+($A$4-80)*AK9*$A$8/1000","v":12.205700313479621},{"$f":"AE9*O9+($A$4-80)*AL9*$A$8/1000","v":12.053999999999998}]
[null,63,17.443999999999999,15.287999999999998,17.052,15.145624719101122,16.66,14.994,16.268000000000001,14.852081481481482,15.875999999999999,14.7,15.532999999999999,14.556852090800477,15.19,14.405999999999999,null,0.95846153846153848,0.93692307692307697,0.91538461538461546,0.89384615384615396,0.87230769230769234,0.85346153846153849,0.83461538461538465,0.87640449438202239,0.88820224719101115,0.9,0.91296296296296298,0.92592592592592593,0.93715651135005973,0.94838709677419353,0.91666666666666674,0.92708333333333337,0.9375,0.9375,0.9375,0.9375,0.9375,15.287999999999998,{"$f":"Z10*E10+($A$4-80)*AG10*$A$8/1000","v":15.145624719101122},{"$f":"AA10*G10+($A$4-80)*AH10*$A$8/1000","v":14.994},14.852081481481482,14.7,14.556852090800477,14.405999999999999]
[null,59,16.66,16.66,16.268000000000001,16.268000000000001,15.875999999999999,15.875999999999999,15.532999999999999,15.532999999999999,15.19,15.19,14.797999999999998,14.797999999999998,14.405999999999999,14.405999999999999,null,0.91538461538461546,0.89384615384615396,0.87230769230769234,0.85346153846153849,0.83461538461538465,0.81307692307692303,0.79153846153846152,1,1,1,1,1,1,1,0.68750000000000022,0.64583333333333326,0.60416666666666641,0.56249999999999989,0.52083333333333337,0.46875,0.41666666666666669,16.66,{"$f":"Z11*E11+($A$4-80)*AG11*$A$8/1000","v":16.268000000000001},{"$f":"AA11*G11+($A$4-80)*AH11*$A$8/1000","v":15.875999999999999},{"$f":"AB11*I11+($A$4-80)*AI11*$A$8/1000","v":15.532999999999999},15.19,14.797999999999998,14.405999999999999]
[600,71,20.7,11,20.2,10.801667524951567,19.7,10.599999999999998,19.25,10.452205286748027,18.8,10.3,18.350000000000001,10.152427047426603,17.899999999999999,10,null,1.1373626373626373,1.1098901098901099,1.0824175824175823,1.0576923076923077,1.0329670329670331,1.0082417582417584,0.98351648351648346,0.53140096618357491,0.53473601608671129,0.53807106598984766,0.54297170320768973,0.5478723404255319,0.55326577915131347,0.55865921787709505,0.9375,0.9375,0.9375,0.93750000000000011,0.93750000000000022,0.93750000000000011,0.9375,{"$f":"Y12*C12+($A$4-80)*AF12*$A$12/1000","v":11},{"$f":"Z12*E12+($A$4-80)*AG12*$A$12/1000","v":10.801667524951567},{"$f":"AA12*G12+($A$4-80)*AH12*$A$12/1000","v":10.599999999999998},{"$f":"AB12*I12+($A$4-80)*AI12*$A$12/1000","v":10.452205286748027},{"$f":"AC12*K12+($A$4-80)*AJ12*$A$12/1000","v":10.3},{"$f":"AD12*M12+($A$4-80)*AK12*$A$12/1000","v":10.152427047426603},{"$f":"AE12*O12+($A$4-80)*AL12*$A$12/1000","v":10}]
[null,67,19,13.2,18.600000000000001,13.05281087333719,18.2,12.9,17.799999999999997,12.753069344448653,17.399999999999999,12.6,16.95,12.454796238244514,16.5,12.3,null,1.043956043956044,1.0219780219780221,1,0.97802197802197788,0.95604395604395598,0.93131868131868134,0.90659340659340659,0.6947368421052631,0.70176402544823602,0.70879120879120883,0.71646456991284579,0.72413793103448276,0.73479623824451412,0.74545454545454548,0.9166666666666663,0.91666666666666652,0.91666666666666674,0.91666666666666674,0.91666666666666674,0.92708333333333348,0.93750000000000022,{"$f":"Y13*C13+($A$4-80)*AF13*$A$12/1000","v":13.2},{"$f":"Z13*E13+($A$4-80)*AG13*$A$12/1000","v":13.05281087333719},{"$f":"AA13*G13+($A$4-80)*AH13*$A$12/1000","v":12.9},{"$f":"AB13*I13+($A$4-80)*AI13*$A$12/1000","v":12.753069344448653},{"$f":"AC13*K13+($A$4-80)*AJ13*$A$12/1000","v":12.6},{"$f":"AD13*M13+($A$4-80)*AK13*$A$12/1000","v":12.454796238244514},{"$f":"AE13*O13+($A$4-80)*AL13*$A$12/1000","v":12.3}]
[null,63,17.8,15.6,17.399999999999999,15.454719101123592,17,15.3,16.600000000000001,15.155185185185188,16.2,15,15.85,14.853930704898447,15.500000000000002,14.700000000000001,null,0.9780219780219781,0.95604395604395598,0.93406593406593408,0.91208791208791218,0.89010989010989006,0.87087912087912089,0.85164835164835173,0.87640449438202239,0.88820224719101115,0.9,0.91296296296296298,0.92592592592592593,0.93715651135005973,0.94838709677419353,0.91666666666666674,0.92708333333333337,0.9375,0.9375,0.9375,0.9375,0.9375,15.6,{"$f":"Z14*E14+($A$4-80)*AG14*$A$12/1000","v":15.454719101123592},{"$f":"AA14*G14+($A$4-80)*AH14*$A$12/1000","v":15.3},15.155185185185188,15,14.853930704898447,14.700000000000001]
[null,59,17,17,16.600000000000001,16.600000000000001,16.2,16.2,15.85,15.85,15.500000000000002,15.500000000000002,15.1,15.1,14.7,14.7,null,0.93406593406593408,0.91208791208791218,0.89010989010989006,0.87087912087912089,0.85164835164835173,0.82967032967032972,0.80769230769230771,1,1,1,1,1,1,1,0.68750000000000022,0.64583333333333326,0.60416666666666641,0.56249999999999989,0.52083333333333337,0.46875,0.41666666666666669,17,{"$f":"Z15*E15+($A$4-80)*AG15*$A$12/1000","v":16.600000000000001},{"$f":"AA15*G15+($A$4-80)*AH15*$A$12/1000","v":16.2},15.85,15.500000000000002,15.1,14.7]
[675,71,21.114000000000004,11.220000000000002,20.603999999999999,11.017700875450599,20.094000000000001,10.811999999999999,19.635000000000002,10.661249392482988,19.176000000000002,10.506,18.716999999999999,10.355475588375134,18.257999999999999,10.200000000000001,null,1.1601098901098903,1.1320879120879122,1.1040659340659342,1.078846153846154,1.0536263736263738,1.0284065934065934,1.0031868131868131,0.53140096618357491,0.53473601608671129,0.53807106598984766,0.54297170320768973,0.5478723404255319,0.55326577915131347,0.55865921787709505,0.9375,0.9375,0.9375,0.93750000000000011,0.93750000000000022,0.93750000000000011,0.9375,{"$f":"Y16*C16+($A$4-80)*AF16*$A$16/1000","v":11.220000000000002},{"$f":"Z16*E16+($A$4-80)*AG16*$A$16/1000","v":11.017700875450599},{"$f":"AA16*G16+($A$4-80)*AH16*$A$16/1000","v":10.811999999999999},{"$f":"AB16*I16+($A$4-80)*AI16*$A$16/1000","v":10.661249392482988},{"$f":"AC16*K16+($A$4-80)*AJ16*$A$16/1000","v":10.506},{"$f":"AD16*M16+($A$4-80)*AK16*$A$16/1000","v":10.355475588375134},{"$f":"AE16*O16+($A$4-80)*AL16*$A$16/1000","v":10.200000000000001}]
[null,67,19.38,13.463999999999999,18.972000000000001,13.313867090803935,18.564,13.158000000000001,18.155999999999999,13.008130731337628,17.747999999999998,12.851999999999999,17.289000000000001,12.703892163009407,16.830000000000002,12.546000000000001,null,1.0648351648351648,1.0424175824175825,1.02,0.9975824175824175,0.9751648351648351,0.9499450549450551,0.92472527472527488,0.6947368421052631,0.70176402544823602,0.70879120879120883,0.71646456991284579,0.72413793103448276,0.73479623824451412,0.74545454545454548,0.9166666666666663,0.91666666666666652,0.91666666666666674,0.91666666666666674,0.91666666666666674,0.92708333333333348,0.93750000000000022,{"$f":"Y17*C17+($A$4-80)*AF17*$A$16/1000","v":13.463999999999999},{"$f":"Z17*E17+($A$4-80)*AG17*$A$16/1000","v":13.313867090803935},{"$f":"AA17*G17+($A$4-80)*AH17*$A$16/1000","v":13.158000000000001},{"$f":"AB17*I17+($A$4-80)*AI17*$A$16/1000","v":13.008130731337628},{"$f":"AC17*K17+($A$4-80)*AJ17*$A$16/1000","v":12.851999999999999},{"$f":"AD17*M17+($A$4-80)*AK17*$A$16/1000","v":12.703892163009407},{"$f":"AE17*O17+($A$4-80)*AL17*$A$16/1000","v":12.546000000000001}]
[null,63,18.156000000000002,15.912000000000001,17.748000000000001,15.763813483146066,17.34,15.606,16.932000000000002,15.458288888888891,16.524000000000001,15.3,16.167000000000002,15.151009318996417,15.81,14.994,null,0.99758241758241772,0.97516483516483521,0.9527472527472528,0.93032967032967051,0.907912087912088,0.8882967032967034,0.8686813186813187,0.87640449438202239,0.88820224719101115,0.9,0.91296296296296298,0.92592592592592593,0.93715651135005973,0.94838709677419353,0.91666666666666674,0.92708333333333337,0.9375,0.9375,0.9375,0.9375,0.9375,15.912000000000001,{"$f":"Z18*E18+($A$4-80)*AG18*$A$16/1000","v":15.763813483146066},{"$f":"AA18*G18+($A$4-80)*AH18*$A$16/1000","v":15.606},15.458288888888891,15.3,15.151009318996417,14.994]
[null,59,17.34,17.34,16.932000000000002,16.932000000000002,16.524000000000001,16.524000000000001,16.167000000000002,16.167000000000002,15.81,15.81,15.401999999999999,15.401999999999999,14.994,14.994,null,0.9527472527472528,0.93032967032967051,0.907912087912088,0.8882967032967034,0.8686813186813187,0.8462637362637363,0.82384615384615389,1,1,1,1,1,1,1,0.68750000000000022,0.64583333333333326,0.60416666666666641,0.56249999999999989,0.52083333333333337,0.46875,0.41666666666666669,17.34,{"$f":"Z19*E19+($A$4-80)*AG19*$A$16/1000","v":16.932000000000002},{"$f":"AA19*G19+($A$4-80)*AH19*$A$16/1000","v":16.524000000000001},16.167000000000002,15.81,15.401999999999999,14.994]

{"sheet":"4TTR30_24","index":11,"n_rows":19,"n_cols":45,"rows_kept":19,"cut":false,"hidden":true,"merged":[[130,0,133,0],[120,12,121,12],[120,13,121,13],[120,14,121,14],[120,15,121,15],[122,0,125,0],[126,0,129,0],[119,12,119,13],[119,14,119,15],[120,4,121,4],[120,5,121,5],[120,6,121,6],[120,7,121,7],[120,8,121,8],[120,9,121,9],[120,10,121,10],[120,11,121,11],[119,0,121,0],[119,1,121,1],[119,4,119,5],[119,6,119,7],[119,8,119,9],[119,10,119,11],[111,0,114,0],[117,0,118,1],[117,4,117,15],[118,4,118,5],[118,6,118,7],[118,8,118,9],[118,10,118,11],[118,12,118,13],[118,14,118,15],[101,12,102,12],[101,13,102,13],[101,14,102,14],[101,15,102,15],[103,0,106,0],[107,0,110,0],[100,12,100,13],[100,14,100,15],[101,4,102,4],[101,5,102,5],[101,6,102,6],[101,7,102,7],[101,8,102,8],[101,9,102,9],[101,10,102,10],[101,11,102,11],[100,0,102,0],[100,1,102,1],[100,4,100,5],[100,6,100,7],[100,8,100,9],[100,10,100,11],[92,0,95,0],[98,0,99,1],[98,4,98,15],[99,4,99,5],[99,6,99,7],[99,8,99,9],[99,10,99,11],[99,12,99,13],[99,14,99,15],[82,12,83,12],[82,13,83,13],[82,14,83,14],[82,15,83,15],[84,0,87,0],[88,0,91,0],[81,12,81,13],[81,14,81,15],[82,4,83,4],[82,5,83,5],[82,6,83,6],[82,7,83,7],[82,8,83,8],[82,9,83,9],[82,10,83,10],[82,11,83,11],[81,0,83,0],[81,1,83,1],[81,4,81,5],[81,6,81,7],[81,8,81,9],[81,10,81,11],[73,0,76,0],[79,0,80,1],[79,4,79,15],[80,4,80,5],[80,6,80,7],[80,8,80,9],[80,10,80,11],[80,12,80,13],[80,14,80,15],[63,12,64,12],[63,13,64,13],[63,14,64,14],[63,15,64,15],[65,0,68,0],[69,0,72,0],[62,12,62,13],[62,14,62,15],[63,4,64,4],[63,5,64,5],[63,6,64,6],[63,7,64,7],[63,8,64,8],[63,9,64,9],[63,10,64,10],[63,11,64,11],[62,0,64,0],[62,1,64,1],[62,4,62,5],[62,6,62,7],[62,8,62,9],[62,10,62,11],[54,0,57,0],[60,0,61,1],[60,4,60,15],[61,4,61,5],[61,6,61,7],[61,8,61,9],[61,10,61,11],[61,12,61,13],[61,14,61,15],[44,12,45,12],[44,13,45,13],[44,14,45,14],[44,15,45,15],[46,0,49,0],[50,0,53,0],[43,12,43,13],[43,14,43,15],[44,4,45,4],[44,5,45,5],[44,6,45,6],[44,7,45,7],[44,8,45,8],[44,9,45,9],[44,10,45,10],[44,11,45,11],[43,0,45,0],[43,1,45,1],[43,4,43,5],[43,6,43,7],[43,8,43,9],[43,10,43,11],[35,0,38,0],[41,0,42,1],[41,4,41,15],[42,4,42,5],[42,6,42,7],[42,8,42,9],[42,10,42,11],[42,12,42,13],[42,14,42,15],[25,12,26,12],[25,13,26,13],[25,14,26,14],[25,15,26,15],[27,0,30,0],[31,0,34,0],[24,12,24,13],[24,14,24,15],[25,4,26,4],[25,5,26,5],[25,6,26,6],[25,7,26,7],[25,8,26,8],[25,9,26,9],[25,10,26,10],[25,11,26,11],[24,0,26,0],[24,1,26,1],[24,4,24,5],[24,6,24,7],[24,8,24,9],[24,10,24,11],[7,0,10,0],[11,0,14,0],[15,0,18,0],[22,4,22,15],[23,4,23,5],[23,6,23,7],[23,8,23,9],[23,10,23,11],[23,12,23,13],[23,14,23,15],[5,10,6,10],[5,11,6,11],[5,12,6,12],[5,13,6,13],[5,14,6,14],[5,15,6,15],[4,10,4,11],[4,12,4,13],[4,14,4,15],[5,2,6,2],[5,3,6,3],[5,4,6,4],[5,5,6,5],[5,6,6,6],[5,7,6,7],[5,8,6,8],[4,0,6,0],[4,1,6,1],[4,2,4,3],[4,4,4,5],[4,6,4,7],[4,8,4,9],[5,9,6,9],[2,0,2,1],[2,2,2,15],[3,2,3,3],[3,4,3,5],[3,6,3,7],[3,8,3,9],[3,10,3,11],[3,12,3,13],[3,14,3,15]]}
[]
["4TTR30_24",18.2]
["Evaporator Air \n",null,"Condenser  Entering Air Temperature ˚F"]
[80,"°F DB",85,null,90,null,95,null,100,null,105,null,110,null,115]
["CFM","EWB†\n˚F","Capacity Mbtuh",null,"Capacity Mbtuh",null,"Capacity Mbtuh",null,"Capacity Mbtuh",null,"Capacity Mbtuh",null,"Capacity Mbtuh",null,"Capacity Mbtuh"]
[null,null,"Total","Sens.","Total","Sens.","Total","Sens.","Total","Sens.","Total","Sens.","Total","Sens.","Total","Sens."]
[null,null,null,null,null,null,null,null,null,null,null,null,null,null,null,null,null,"Total Factors",null,null,null,null,null,null,"Sens. %",null,null,null,null,null,null,"IDB Adj",null,null,null,null,null,null,"Sens Calc"]
[700,71,{"$f":"R8*$B$2","v":20.627721739130433},{"$f":"IF(AM8>C8,C8,AM8)","v":10.701599999999999},{"$f":"S8*$B$2","v":20.007339130434779},{"$f":"IF(AN8>E8,E8,AN8)","v":10.511825892906177},{"$f":"T8*$B$2","v":19.38695652173913},{"$f":"IF(AO8>G8,G8,AO8)","v":10.313860869565218},{"$f":"U8*$B$2","v":18.727800000000002},{"$f":"IF(AP8>I8,I8,AP8)","v":10.085523126180258},{"$f":"V8*$B$2","v":18.068643478260867},{"$f":"IF(AQ8>K8,K8,AQ8)","v":9.8485739130434755},{"$f":"W8*$B$2","v":17.409486956521736},{"$f":"IF(AR8>M8,M8,AR8)","v":9.6209139242223163},{"$f":"X8*$B$2","v":16.750330434782608},{"$f":"IF(AS8>O8,O8,AS8)","v":9.3832869565217383},null,1.1333913043478261,1.0993043478260869,1.0652173913043479,1.0290000000000001,0.99278260869565216,0.95656521739130429,0.92034782608695653,0.51879699248120303,0.52539849624060153,0.53200000000000003,0.53853218884120169,0.54506437768240334,0.55262478143379423,0.56018518518518512,0.859375,0.8671875,0.87500000000000011,0.875,0.87499999999999989,0.8671875,0.859375,{"$f":"Y8*C8+($A$4-80)*AF8*$A$8/1000","v":10.701599999999999},{"$f":"Z8*E8+($A$4-80)*AG8*$A$8/1000","v":10.511825892906177},{"$f":"AA8*G8+($A$4-80)*AH8*$A$8/1000","v":10.313860869565218},{"$f":"AB8*I8+($A$4-80)*AI8*$A$8/1000","v":10.085523126180258},{"$f":"AC8*K8+($A$4-80)*AJ8*$A$8/1000","v":9.8485739130434755},{"$f":"AD8*M8+($A$4-80)*AK8*$A$8/1000","v":9.6209139242223163},{"$f":"AE8*O8+($A$4-80)*AL8*$A$8/1000","v":9.3832869565217383}]
[null,67,{"$f":"R9*$B$2","v":18.999217391304345},12.950486956521736,18.417608695652174,{"$f":"IF(AN9>E9,E9,AN9)","v":12.723184782608694},17.835999999999999,{"$f":"IF(AO9>G9,G9,AO9)","v":12.485200000000001},17.254391304347823,{"$f":"IF(AP9>I9,I9,AP9)","v":12.298769615773507},16.672782608695652,{"$f":"IF(AQ9>K9,K9,AQ9)","v":12.097460869565216},16.052399999999999,{"$f":"IF(AR9>M9,M9,AR9)","v":11.873560892836274},15.432017391304345,{"$f":"IF(AS9>O9,O9,AS9)","v":11.632173913043477},null,1.0439130434782609,1.0119565217391304,0.98,0.94804347826086954,0.9160869565217391,0.88200000000000001,0.8479130434782608,0.68163265306122445,0.6908163265306122,0.70000000000000007,0.71279069767441861,0.72558139534883714,0.73967511978497136,0.75376884422110557,0.87499999999999989,0.86718750000000011,0.85937500000000033,0.86718750000000011,0.87499999999999989,0.87499999999999989,0.87499999999999989,{"$f":"Y9*C9+($A$4-80)*AF9*$A$8/1000","v":12.950486956521736},{"$f":"Z9*E9+($A$4-80)*AG9*$A$8/1000","v":12.723184782608694},{"$f":"AA9*G9+($A$4-80)*AH9*$A$8/1000","v":12.485200000000001},{"$f":"AB9*I9+($A$4-80)*AI9*$A$8/1000","v":12.298769615773507},{"$f":"AC9*K9+($A$4-80)*AJ9*$A$8/1000","v":12.097460869565216},{"$f":"AD9*M9+($A$4-80)*AK9*$A$8/1000","v":11.873560892836274},{"$f":"AE9*O9+($A$4-80)*AL9*$A$8/1000","v":11.632173913043477}]
[null,63,17.835999999999999,15.276921739130433,17.254391304347823,15.053540482261395,16.672782608695652,14.811634782608698,16.129947826086958,14.587683695174283,15.58711304347826,14.346347826086953,15.005504347826086,14.125908702978792,14.423895652173915,13.881060869565216,null,0.98,0.94804347826086954,0.9160869565217391,0.88626086956521744,0.85643478260869565,0.82447826086956522,0.79252173913043489,0.85652173913043472,0.87244691607684532,0.88837209302325593,0.9043850514867523,0.92039800995024867,0.94138180067404897,0.96236559139784927,0.87499999999999989,0.875,0.87500000000000022,0.86718750000000011,0.859375,0.85937499999999978,0.85937499999999967,15.276921739130433,{"$f":"Z10*E10+($A$4-80)*AG10*$A$8/1000","v":15.053540482261395},{"$f":"AA10*G10+($A$4-80)*AH10*$A$8/1000","v":14.811634782608698},14.587683695174283,14.346347826086953,14.125908702978792,13.881060869565216]
[null,59,16.982973913043477,16.982973913043477,16.44013913043478,16.44013913043478,15.897304347826086,15.897304347826086,15.393243478260869,15.393243478260869,14.889182608695652,14.889182608695652,14.346347826086955,14.346347826086955,13.803513043478258,13.803513043478258,null,0.93313043478260871,0.90330434782608693,0.87347826086956526,0.84578260869565214,0.81808695652173913,0.78826086956521735,0.75843478260869557,1,1,1,1,1,1,1,0.71874999999999967,0.66406249999999978,0.60937499999999978,0.54687499999999978,0.48437499999999967,0.42187499999999989,0.35937500000000011,16.982973913043477,{"$f":"Z11*E11+($A$4-80)*AG11*$A$8/1000","v":16.44013913043478},{"$f":"AA11*G11+($A$4-80)*AH11*$A$8/1000","v":15.897304347826086},{"$f":"AB11*I11+($A$4-80)*AI11*$A$8/1000","v":15.393243478260869},14.889182608695652,14.346347826086955,13.803513043478258]
[800,71,21.048695652173912,10.92,20.415652173913042,10.72635295194508,19.782608695652172,10.524347826086956,19.11,10.291350128755363,18.437391304347823,10.049565217391301,17.764782608695654,9.8172591063493044,17.092173913043478,9.5747826086956511,null,1.1565217391304348,1.1217391304347826,1.0869565217391304,1.05,1.0130434782608695,0.97608695652173927,0.93913043478260871,0.51879699248120303,0.52539849624060153,0.53200000000000003,0.53853218884120169,0.54506437768240334,0.55262478143379423,0.56018518518518512,0.859375,0.8671875,0.87500000000000011,0.875,0.87499999999999989,0.8671875,0.859375,{"$f":"Y12*C12+($A$4-80)*AF12*$A$12/1000","v":10.92},{"$f":"Z12*E12+($A$4-80)*AG12*$A$12/1000","v":10.72635295194508},{"$f":"AA12*G12+($A$4-80)*AH12*$A$12/1000","v":10.524347826086956},{"$f":"AB12*I12+($A$4-80)*AI12*$A$12/1000","v":10.291350128755363},{"$f":"AC12*K12+($A$4-80)*AJ12*$A$12/1000","v":10.049565217391301},{"$f":"AD12*M12+($A$4-80)*AK12*$A$12/1000","v":9.8172591063493044},{"$f":"AE12*O12+($A$4-80)*AL12*$A$12/1000","v":9.5747826086956511}]
[null,67,19.38695652173913,13.214782608695652,18.793478260869563,12.98284161490683,18.2,12.74,17.606521739130432,12.549764914054599,17.013043478260869,12.344347826086954,16.38,12.115878462077831,15.746956521739127,11.869565217391303,null,1.0652173913043479,1.0326086956521738,1,0.96739130434782605,0.93478260869565222,0.9,0.86521739130434772,0.68163265306122445,0.6908163265306122,0.70000000000000007,0.71279069767441861,0.72558139534883714,0.73967511978497136,0.75376884422110557,0.87499999999999989,0.86718750000000011,0.85937500000000033,0.86718750000000011,0.87499999999999989,0.87499999999999989,0.87499999999999989,{"$f":"Y13*C13+($A$4-80)*AF13*$A$12/1000","v":13.214782608695652},{"$f":"Z13*E13+($A$4-80)*AG13*$A$12/1000","v":12.98284161490683},{"$f":"AA13*G13+($A$4-80)*AH13*$A$12/1000","v":12.74},{"$f":"AB13*I13+($A$4-80)*AI13*$A$12/1000","v":12.549764914054599},{"$f":"AC13*K13+($A$4-80)*AJ13*$A$12/1000","v":12.344347826086954},{"$f":"AD13*M13+($A$4-80)*AK13*$A$12/1000","v":12.115878462077831},{"$f":"AE13*O13+($A$4-80)*AL13*$A$12/1000","v":11.869565217391303}]
[null,63,18.2,15.588695652173911,17.606521739130432,15.360755594144281,17.013043478260869,15.113913043478263,16.459130434782608,14.885391525688041,15.905217391304348,14.639130434782608,15.311739130434782,14.414192554059992,14.718260869565219,14.164347826086955,null,1,0.96739130434782605,0.93478260869565222,0.90434782608695652,0.87391304347826093,0.84130434782608698,0.80869565217391315,0.85652173913043472,0.87244691607684532,0.88837209302325593,0.9043850514867523,0.92039800995024867,0.94138180067404897,0.96236559139784927,0.87499999999999989,0.875,0.87500000000000022,0.86718750000000011,0.859375,0.85937499999999978,0.85937499999999967,15.588695652173911,{"$f":"Z14*E14+($A$4-80)*AG14*$A$12/1000","v":15.360755594144281},{"$f":"AA14*G14+($A$4-80)*AH14*$A$12/1000","v":15.113913043478263},14.885391525688041,14.639130434782608,14.414192554059992,14.164347826086955]
[null,59,17.329565217391302,17.329565217391302,16.775652173913041,16.775652173913041,16.221739130434781,16.221739130434781,15.707391304347826,15.707391304347826,15.193043478260869,15.193043478260869,14.639130434782608,14.639130434782608,14.085217391304349,14.085217391304349,null,0.9521739130434782,0.92173913043478262,0.89130434782608692,0.86304347826086958,0.83478260869565213,0.80434782608695654,0.77391304347826095,1,1,1,1,1,1,1,0.71874999999999967,0.66406249999999978,0.60937499999999978,0.54687499999999978,0.48437499999999967,0.42187499999999989,0.35937500000000011,17.329565217391302,{"$f":"Z15*E15+($A$4-80)*AG15*$A$12/1000","v":16.775652173913041},{"$f":"AA15*G15+($A$4-80)*AH15*$A$12/1000","v":16.221739130434781},15.707391304347826,15.193043478260869,14.639130434782608,14.085217391304349]
[900,71,21.469669565217391,11.138400000000001,20.823965217391304,10.940880010983982,20.178260869565218,10.734834782608697,19.492200000000004,10.497177131330474,18.806139130434783,10.25055652173913,18.120078260869565,10.013604288476289,17.434017391304348,9.766278260869564,null,1.1796521739130434,1.1441739130434783,1.1086956521739131,1.0710000000000002,1.033304347826087,0.99560869565217391,0.95791304347826101,0.51879699248120303,0.52539849624060153,0.53200000000000003,0.53853218884120169,0.54506437768240334,0.55262478143379423,0.56018518518518512,0.859375,0.8671875,0.87500000000000011,0.875,0.87499999999999989,0.8671875,0.859375,{"$f":"Y16*C16+($A$4-80)*AF16*$A$16/1000","v":11.138400000000001},{"$f":"Z16*E16+($A$4-80)*AG16*$A$16/1000","v":10.940880010983982},{"$f":"AA16*G16+($A$4-80)*AH16*$A$16/1000","v":10.734834782608697},{"$f":"AB16*I16+($A$4-80)*AI16*$A$16/1000","v":10.497177131330474},{"$f":"AC16*K16+($A$4-80)*AJ16*$A$16/1000","v":10.25055652173913},{"$f":"AD16*M16+($A$4-80)*AK16*$A$16/1000","v":10.013604288476289},{"$f":"AE16*O16+($A$4-80)*AL16*$A$16/1000","v":9.766278260869564}]
[null,67,19.774695652173914,13.479078260869565,19.169347826086959,13.242498447204969,18.564,12.994800000000001,17.958652173913045,12.800760212335694,17.353304347826086,12.591234782608694,16.707599999999999,12.358196031319387,16.061895652173913,12.10695652173913,null,1.0865217391304349,1.0532608695652175,1.02,0.98673913043478267,0.95347826086956522,0.91799999999999993,0.88252173913043475,0.68163265306122445,0.6908163265306122,0.70000000000000007,0.71279069767441861,0.72558139534883714,0.73967511978497136,0.75376884422110557,0.87499999999999989,0.86718750000000011,0.85937500000000033,0.86718750000000011,0.87499999999999989,0.87499999999999989,0.87499999999999989,{"$f":"Y17*C17+($A$4-80)*AF17*$A$16/1000","v":13.479078260869565},{"$f":"Z17*E17+($A$4-80)*AG17*$A$16/1000","v":13.242498447204969},{"$f":"AA17*G17+($A$4-80)*AH17*$A$16/1000","v":12.994800000000001},{"$f":"AB17*I17+($A$4-80)*AI17*$A$16/1000","v":12.800760212335694},{"$f":"AC17*K17+($A$4-80)*AJ17*$A$16/1000","v":12.591234782608694},{"$f":"AD17*M17+($A$4-80)*AK17*$A$16/1000","v":12.358196031319387},{"$f":"AE17*O17+($A$4-80)*AL17*$A$16/1000","v":12.10695652173913}]
[null,63,18.564,15.90046956521739,17.958652173913045,15.66797070602717,17.353304347826086,15.416191304347826,16.788313043478261,15.183099356201803,16.223321739130437,14.931913043478263,15.617973913043478,14.702476405141192,15.012626086956523,14.447634782608693,null,1.02,0.98673913043478267,0.95347826086956522,0.92243478260869571,0.89139130434782621,0.85813043478260875,0.82486956521739141,0.85652173913043472,0.87244691607684532,0.88837209302325593,0.9043850514867523,0.92039800995024867,0.94138180067404897,0.96236559139784927,0.87499999999999989,0.875,0.87500000000000022,0.86718750000000011,0.859375,0.85937499999999978,0.85937499999999967,15.90046956521739,{"$f":"Z18*E18+($A$4-80)*AG18*$A$16/1000","v":15.66797070602717},{"$f":"AA18*G18+($A$4-80)*AH18*$A$16/1000","v":15.416191304347826},15.183099356201803,14.931913043478263,14.702476405141192,14.447634782608693]
[null,59,17.676156521739127,17.676156521739127,17.111165217391303,17.111165217391303,16.546173913043479,16.546173913043479,16.021539130434782,16.021539130434782,15.496904347826087,15.496904347826087,14.931913043478263,14.931913043478263,14.366921739130436,14.366921739130436,null,0.9712173913043477,0.94017391304347819,0.90913043478260869,0.88030434782608691,0.85147826086956524,0.82043478260869573,0.78939130434782623,1,1,1,1,1,1,1,0.71874999999999967,0.66406249999999978,0.60937499999999978,0.54687499999999978,0.48437499999999967,0.42187499999999989,0.35937500000000011,17.676156521739127,{"$f":"Z19*E19+($A$4-80)*AG19*$A$16/1000","v":17.111165217391303},{"$f":"AA19*G19+($A$4-80)*AH19*$A$16/1000","v":16.546173913043479},16.021539130434782,15.496904347826087,14.931913043478263,14.366921739130436]

{"sheet":"4TTR30_30","index":12,"n_rows":19,"n_cols":45,"rows_kept":19,"cut":false,"hidden":true,"merged":[[130,0,133,0],[120,12,121,12],[120,13,121,13],[120,14,121,14],[120,15,121,15],[122,0,125,0],[126,0,129,0],[119,12,119,13],[119,14,119,15],[120,4,121,4],[120,5,121,5],[120,6,121,6],[120,7,121,7],[120,8,121,8],[120,9,121,9],[120,10,121,10],[120,11,121,11],[119,0,121,0],[119,1,121,1],[119,4,119,5],[119,6,119,7],[119,8,119,9],[119,10,119,11],[111,0,114,0],[117,0,118,1],[117,4,117,15],[118,4,118,5],[118,6,118,7],[118,8,118,9],[118,10,118,11],[118,12,118,13],[118,14,118,15],[101,12,102,12],[101,13,102,13],[101,14,102,14],[101,15,102,15],[103,0,106,0],[107,0,110,0],[100,12,100,13],[100,14,100,15],[101,4,102,4],[101,5,102,5],[101,6,102,6],[101,7,102,7],[101,8,102,8],[101,9,102,9],[101,10,102,10],[101,11,102,11],[100,0,102,0],[100,1,102,1],[100,4,100,5],[100,6,100,7],[100,8,100,9],[100,10,100,11],[92,0,95,0],[98,0,99,1],[98,4,98,15],[99,4,99,5],[99,6,99,7],[99,8,99,9],[99,10,99,11],[99,12,99,13],[99,14,99,15],[82,12,83,12],[82,13,83,13],[82,14,83,14],[82,15,83,15],[84,0,87,0],[88,0,91,0],[81,12,81,13],[81,14,81,15],[82,4,83,4],[82,5,83,5],[82,6,83,6],[82,7,83,7],[82,8,83,8],[82,9,83,9],[82,10,83,10],[82,11,83,11],[81,0,83,0],[81,1,83,1],[81,4,81,5],[81,6,81,7],[81,8,81,9],[81,10,81,11],[73,0,76,0],[79,0,80,1],[79,4,79,15],[80,4,80,5],[80,6,80,7],[80,8,80,9],[80,10,80,11],[80,12,80,13],[80,14,80,15],[63,12,64,12],[63,13,64,13],[63,14,64,14],[63,15,64,15],[65,0,68,0],[69,0,72,0],[62,12,62,13],[62,14,62,15],[63,4,64,4],[63,5,64,5],[63,6,64,6],[63,7,64,7],[63,8,64,8],[63,9,64,9],[63,10,64,10],[63,11,64,11],[62,0,64,0],[62,1,64,1],[62,4,62,5],[62,6,62,7],[62,8,62,9],[62,10,62,11],[54,0,57,0],[60,0,61,1],[60,4,60,15],[61,4,61,5],[61,6,61,7],[61,8,61,9],[61,10,61,11],[61,12,61,13],[61,14,61,15],[44,12,45,12],[44,13,45,13],[44,14,45,14],[44,15,45,15],[46,0,49,0],[50,0,53,0],[43,12,43,13],[43,14,43,15],[44,4,45,4],[44,5,45,5],[44,6,45,6],[44,7,45,7],[44,8,45,8],[44,9,45,9],[44,10,45,10],[44,11,45,11],[43,0,45,0],[43,1,45,1],[43,4,43,5],[43,6,43,7],[43,8,43,9],[43,10,43,11],[35,0,38,0],[41,0,42,1],[41,4,41,15],[42,4,42,5],[42,6,42,7],[42,8,42,9],[42,10,42,11],[42,12,42,13],[42,14,42,15],[25,12,26,12],[25,13,26,13],[25,14,26,14],[25,15,26,15],[27,0,30,0],[31,0,34,0],[24,12,24,13],[24,14,24,15],[25,4,26,4],[25,5,26,5],[25,6,26,6],[25,7,26,7],[25,8,26,8],[25,9,26,9],[25,10,26,10],[25,11,26,11],[24,0,26,0],[24,1,26,1],[24,4,24,5],[24,6,24,7],[24,8,24,9],[24,10,24,11],[7,0,10,0],[11,0,14,0],[15,0,18,0],[22,4,22,15],[23,4,23,5],[23,6,23,7],[23,8,23,9],[23,10,23,11],[23,12,23,13],[23,14,23,15],[5,10,6,10],[5,11,6,11],[5,12,6,12],[5,13,6,13],[5,14,6,14],[5,15,6,15],[4,10,4,11],[4,12,4,13],[4,14,4,15],[5,2,6,2],[5,3,6,3],[5,4,6,4],[5,5,6,5],[5,6,6,6],[5,7,6,7],[5,8,6,8],[4,0,6,0],[4,1,6,1],[4,2,4,3],[4,4,4,5],[4,6,4,7],[4,8,4,9],[5,9,6,9],[2,0,2,1],[2,2,2,15],[3,2,3,3],[3,4,3,5],[3,6,3,7],[3,8,3,9],[3,10,3,11],[3,12,3,13],[3,14,3,15]]}
[]
["4TTR30_30",18.2]
["Evaporator Air \n",null,"Condenser  Entering Air Temperature ˚F"]
[80,"°F DB",85,null,90,null,95,null,100,null,105,null,110,null,115]
["CFM","EWB†\n˚F","Capacity Mbtuh",null,"Capacity Mbtuh",null,"Capacity Mbtuh",null,"Capacity Mbtuh",null,"Capacity Mbtuh",null,"Capacity Mbtuh",null,"Capacity Mbtuh"]
[null,null,"Total","Sens.","Total","Sens.","Total","Sens.","Total","Sens.","Total","Sens.","Total","Sens.","Total","Sens."]
[null,null,null,null,null,null,null,null,null,null,null,null,null,null,null,null,null,"Total Factors",null,null,null,null,null,null,"Sens. %",null,null,null,null,null,null,"IDB Adj",null,null,null,null,null,null,"Sens Calc"]
[875,71,{"$f":"R8*$B$2","v":20.47156013745704},{"$f":"IF(AM8>C8,C8,AM8)","v":10.664824742268038},{"$f":"S8*$B$2","v":19.919931271477662},{"$f":"IF(AN8>E8,E8,AN8)","v":10.483896216440925},{"$f":"T8*$B$2","v":19.36830240549828},{"$f":"IF(AO8>G8,G8,AO8)","v":10.297072164948451},{"$f":"U8*$B$2","v":18.786027491408934},{"$f":"IF(AP8>I8,I8,AP8)","v":10.117216186397446},{"$f":"V8*$B$2","v":18.203752577319584},{"$f":"IF(AQ8>K8,K8,AQ8)","v":9.9293195876288625},{"$f":"W8*$B$2","v":17.652123711340202},{"$f":"IF(AR8>M8,M8,AR8)","v":9.7492178855397977},{"$f":"X8*$B$2","v":17.100494845360821},{"$f":"IF(AS8>O8,O8,AS8)","v":9.5615670103092771},null,1.1248109965635738,1.0945017182130583,1.0641924398625429,1.0321993127147766,1.0002061855670101,0.96989690721649469,0.93958762886597924,0.52095808383233533,0.52630182672629422,0.53164556962025311,0.53855005753739926,0.54545454545454541,0.55229716520039096,0.55913978494623662,0.87499999999999978,0.87499999999999989,0.875,0.875,0.875,0.875,0.875,{"$f":"Y8*C8+($A$4-80)*AF8*$A$8/1000","v":10.664824742268038},{"$f":"Z8*E8+($A$4-80)*AG8*$A$8/1000","v":10.483896216440925},{"$f":"AA8*G8+($A$4-80)*AH8*$A$8/1000","v":10.297072164948451},{"$f":"AB8*I8+($A$4-80)*AI8*$A$8/1000","v":10.117216186397446},{"$f":"AC8*K8+($A$4-80)*AJ8*$A$8/1000","v":9.9293195876288625},{"$f":"AD8*M8+($A$4-80)*AK8*$A$8/1000","v":9.7492178855397977},{"$f":"AE8*O8+($A$4-80)*AL8*$A$8/1000","v":9.5615670103092771}]
[null,67,{"$f":"R9*$B$2","v":18.877965635738832},12.932632302405498,18.356982817869415,{"$f":"IF(AN9>E9,E9,AN9)","v":12.722268969587468},17.835999999999999,{"$f":"IF(AO9>G9,G9,AO9)","v":12.503587628865978},17.315017182130582,{"$f":"IF(AP9>I9,I9,AP9)","v":12.325337123513},16.794034364261165,{"$f":"IF(AQ9>K9,K9,AQ9)","v":12.135835051546392},16.273051546391748,{"$f":"IF(AR9>M9,M9,AR9)","v":11.958328813245673},15.752068728522335,{"$f":"IF(AS9>O9,O9,AS9)","v":11.768082474226803},null,1.0372508591065293,1.0086254295532646,0.98,0.95137457044673535,0.9227491408934706,0.89412371134020607,0.86549828178694155,0.68506493506493504,0.69304793144999333,0.7010309278350515,0.71182933253066449,0.72262773722627749,0.73485472464426715,0.74708171206225682,0.88750000000000018,0.88124999999999998,0.87499999999999978,0.87499999999999989,0.875,0.875,0.875,{"$f":"Y9*C9+($A$4-80)*AF9*$A$8/1000","v":12.932632302405498},{"$f":"Z9*E9+($A$4-80)*AG9*$A$8/1000","v":12.722268969587468},{"$f":"AA9*G9+($A$4-80)*AH9*$A$8/1000","v":12.503587628865978},{"$f":"AB9*I9+($A$4-80)*AI9*$A$8/1000","v":12.325337123513},{"$f":"AC9*K9+($A$4-80)*AJ9*$A$8/1000","v":12.135835051546392},{"$f":"AD9*M9+($A$4-80)*AK9*$A$8/1000","v":11.958328813245673},{"$f":"AE9*O9+($A$4-80)*AL9*$A$8/1000","v":11.768082474226803}]
[null,63,17.652123711340206,15.200439862542956,17.161786941580754,14.992026705298386,16.671450171821302,14.771395189003435,16.211759450171819,14.594039032961451,15.752068728522335,14.403642611683846,15.261731958762885,14.228545945505982,14.771395189003437,14.035890034364259,null,0.9698969072164948,0.94295532646048097,0.91601374570446725,0.89075601374570446,0.86549828178694155,0.83855670103092783,0.81161512027491411,0.86111111111111116,0.87357026143790861,0.88602941176470595,0.9002131494621195,0.91439688715953304,0.93230217801960047,0.95020746887966789,0.875,0.875,0.875,0.875,0.875,0.87499999999999989,0.87499999999999978,15.200439862542956,{"$f":"Z10*E10+($A$4-80)*AG10*$A$8/1000","v":14.992026705298386},{"$f":"AA10*G10+($A$4-80)*AH10*$A$8/1000","v":14.771395189003435},14.594039032961451,14.403642611683846,14.228545945505982,14.035890034364259]
[null,59,16.855326460481098,16.855326460481098,16.395635738831611,16.395635738831611,15.93594501718213,15.93594501718213,15.476254295532643,15.476254295532643,15.016563573883158,15.016563573883158,14.556872852233676,14.556872852233676,14.097182130584191,14.097182130584191,null,0.92611683848797244,0.90085910652920953,0.87560137457044673,0.85034364261168371,0.82508591065292081,0.79982817869415801,0.7745704467353951,1,1,1,1,1,1,1,0.71249999999999991,0.66249999999999987,0.61249999999999982,0.5625,0.51250000000000018,0.45625000000000004,0.39999999999999991,16.855326460481098,{"$f":"Z11*E11+($A$4-80)*AG11*$A$8/1000","v":16.395635738831611},{"$f":"AA11*G11+($A$4-80)*AH11*$A$8/1000","v":15.93594501718213},{"$f":"AB11*I11+($A$4-80)*AI11*$A$8/1000","v":15.476254295532643},15.016563573883158,14.556872852233676,14.097182130584191]
[1000,71,20.889347079037798,10.882474226804122,20.326460481099655,10.697853282082578,19.763573883161509,10.507216494845359,19.169415807560132,10.32368998611984,18.575257731958761,10.131958762886596,18.012371134020615,9.9481815158569376,17.449484536082473,9.7567010309278359,null,1.1477663230240549,1.1168384879725086,1.0859106529209621,1.0532646048109964,1.0206185567010309,0.98969072164948435,0.95876288659793807,0.52095808383233533,0.52630182672629422,0.53164556962025311,0.53855005753739926,0.54545454545454541,0.55229716520039096,0.55913978494623662,0.87499999999999978,0.87499999999999989,0.875,0.875,0.875,0.875,0.875,{"$f":"Y12*C12+($A$4-80)*AF12*$A$12/1000","v":10.882474226804122},{"$f":"Z12*E12+($A$4-80)*AG12*$A$12/1000","v":10.697853282082578},{"$f":"AA12*G12+($A$4-80)*AH12*$A$12/1000","v":10.507216494845359},{"$f":"AB12*I12+($A$4-80)*AI12*$A$12/1000","v":10.32368998611984},{"$f":"AC12*K12+($A$4-80)*AJ12*$A$12/1000","v":10.131958762886596},{"$f":"AD12*M12+($A$4-80)*AK12*$A$12/1000","v":9.9481815158569376},{"$f":"AE12*O12+($A$4-80)*AL12*$A$12/1000","v":9.7567010309278359}]
[null,67,19.263230240549827,13.196563573883161,18.731615120274917,12.981907111823949,18.2,12.758762886597937,17.668384879725085,12.576874615829592,17.136769759450168,12.383505154639174,16.605154639175254,12.202376340046607,16.073539518900343,12.008247422680412,null,1.0584192439862543,1.0292096219931273,1,0.97079037800687284,0.94158075601374558,0.91237113402061842,0.88316151202749138,0.68506493506493504,0.69304793144999333,0.7010309278350515,0.71182933253066449,0.72262773722627749,0.73485472464426715,0.74708171206225682,0.88750000000000018,0.88124999999999998,0.87499999999999978,0.87499999999999989,0.875,0.875,0.875,{"$f":"Y13*C13+($A$4-80)*AF13*$A$12/1000","v":13.196563573883161},{"$f":"Z13*E13+($A$4-80)*AG13*$A$12/1000","v":12.981907111823949},{"$f":"AA13*G13+($A$4-80)*AH13*$A$12/1000","v":12.758762886597937},{"$f":"AB13*I13+($A$4-80)*AI13*$A$12/1000","v":12.576874615829592},{"$f":"AC13*K13+($A$4-80)*AJ13*$A$12/1000","v":12.383505154639174},{"$f":"AD13*M13+($A$4-80)*AK13*$A$12/1000","v":12.202376340046607},{"$f":"AE13*O13+($A$4-80)*AL13*$A$12/1000","v":12.008247422680412}]
[null,63,18.012371134020615,15.510652920962197,17.512027491408933,15.297986433977945,17.011683848797247,15.072852233676974,16.542611683848794,14.891876564246378,16.073539518900343,14.697594501718212,15.573195876288658,14.518924434189776,15.072852233676976,14.322336769759447,null,0.98969072164948446,0.96219931271477654,0.93470790378006863,0.90893470790377995,0.88316151202749138,0.85567010309278346,0.82817869415807566,0.86111111111111116,0.87357026143790861,0.88602941176470595,0.9002131494621195,0.91439688715953304,0.93230217801960047,0.95020746887966789,0.875,0.875,0.875,0.875,0.875,0.87499999999999989,0.87499999999999978,15.510652920962197,{"$f":"Z14*E14+($A$4-80)*AG14*$A$12/1000","v":15.297986433977945},{"$f":"AA14*G14+($A$4-80)*AH14*$A$12/1000","v":15.072852233676974},14.891876564246378,14.697594501718212,14.518924434189776,14.322336769759447]
[null,59,17.199312714776632,17.199312714776632,16.730240549828178,16.730240549828178,16.261168384879724,16.261168384879724,15.792096219931269,15.792096219931269,15.323024054982817,15.323024054982817,14.853951890034363,14.853951890034363,14.384879725085909,14.384879725085909,null,0.94501718213058417,0.91924398625429549,0.89347079037800681,0.86769759450171813,0.84192439862542956,0.81615120274914088,0.7903780068728522,1,1,1,1,1,1,1,0.71249999999999991,0.66249999999999987,0.61249999999999982,0.5625,0.51250000000000018,0.45625000000000004,0.39999999999999991,17.199312714776632,{"$f":"Z15*E15+($A$4-80)*AG15*$A$12/1000","v":16.730240549828178},{"$f":"AA15*G15+($A$4-80)*AH15*$A$12/1000","v":16.261168384879724},15.792096219931269,15.323024054982817,14.853951890034363,14.384879725085909]
[1125,71,21.307134020618555,11.100123711340206,20.732989690721649,10.911810347724229,20.158845360824738,10.717360824742265,19.552804123711336,10.530163785842237,18.946762886597938,10.334597938144329,18.372618556701028,10.147145146174076,17.798474226804121,9.9518350515463911,null,1.1707216494845361,1.1391752577319587,1.1076288659793814,1.0743298969072164,1.0410309278350516,1.009484536082474,0.97793814432989679,0.52095808383233533,0.52630182672629422,0.53164556962025311,0.53855005753739926,0.54545454545454541,0.55229716520039096,0.55913978494623662,0.87499999999999978,0.87499999999999989,0.875,0.875,0.875,0.875,0.875,{"$f":"Y16*C16+($A$4-80)*AF16*$A$16/1000","v":11.100123711340206},{"$f":"Z16*E16+($A$4-80)*AG16*$A$16/1000","v":10.911810347724229},{"$f":"AA16*G16+($A$4-80)*AH16*$A$16/1000","v":10.717360824742265},{"$f":"AB16*I16+($A$4-80)*AI16*$A$16/1000","v":10.530163785842237},{"$f":"AC16*K16+($A$4-80)*AJ16*$A$16/1000","v":10.334597938144329},{"$f":"AD16*M16+($A$4-80)*AK16*$A$16/1000","v":10.147145146174076},{"$f":"AE16*O16+($A$4-80)*AL16*$A$16/1000","v":9.9518350515463911}]
[null,67,19.648494845360823,13.460494845360822,19.106247422680411,13.241545254060425,18.564,13.013938144329897,18.021752577319589,12.828412108146185,17.479505154639174,12.631175257731959,16.937257731958763,12.446423866847541,16.395010309278348,12.24841237113402,null,1.0795876288659794,1.0497938144329897,1.02,0.99020618556701034,0.96041237113402056,0.93061855670103089,0.9008247422680411,0.68506493506493504,0.69304793144999333,0.7010309278350515,0.71182933253066449,0.72262773722627749,0.73485472464426715,0.74708171206225682,0.88750000000000018,0.88124999999999998,0.87499999999999978,0.87499999999999989,0.875,0.875,0.875,{"$f":"Y17*C17+($A$4-80)*AF17*$A$16/1000","v":13.460494845360822},{"$f":"Z17*E17+($A$4-80)*AG17*$A$16/1000","v":13.241545254060425},{"$f":"AA17*G17+($A$4-80)*AH17*$A$16/1000","v":13.013938144329897},{"$f":"AB17*I17+($A$4-80)*AI17*$A$16/1000","v":12.828412108146185},{"$f":"AC17*K17+($A$4-80)*AJ17*$A$16/1000","v":12.631175257731959},{"$f":"AD17*M17+($A$4-80)*AK17*$A$16/1000","v":12.446423866847541},{"$f":"AE17*O17+($A$4-80)*AL17*$A$16/1000","v":12.24841237113402}]
[null,63,18.372618556701031,15.820865979381445,17.862268041237115,15.603946162657506,17.351917525773192,15.374309278350514,16.873463917525772,15.189714095531308,16.395010309278348,14.991546391752575,15.88465979381443,14.80930292287357,15.374309278350514,14.608783505154635,null,1.0094845360824742,0.98144329896907223,0.95340206185567,0.92711340206185555,0.9008247422680411,0.87278350515463909,0.84474226804123709,0.86111111111111116,0.87357026143790861,0.88602941176470595,0.9002131494621195,0.91439688715953304,0.93230217801960047,0.95020746887966789,0.875,0.875,0.875,0.875,0.875,0.87499999999999989,0.87499999999999978,15.820865979381445,{"$f":"Z18*E18+($A$4-80)*AG18*$A$16/1000","v":15.603946162657506},{"$f":"AA18*G18+($A$4-80)*AH18*$A$16/1000","v":15.374309278350514},15.189714095531308,14.991546391752575,14.80930292287357,14.608783505154635]
[null,59,17.543298969072165,17.543298969072165,17.064845360824741,17.064845360824741,16.58639175257732,16.58639175257732,16.107938144329896,16.107938144329896,15.629484536082474,15.629484536082474,15.151030927835052,15.151030927835052,14.672577319587628,14.672577319587628,null,0.96391752577319589,0.93762886597938144,0.91134020618556699,0.88505154639175265,0.8587628865979382,0.83247422680412375,0.8061855670103093,1,1,1,1,1,1,1,0.71249999999999991,0.66249999999999987,0.61249999999999982,0.5625,0.51250000000000018,0.45625000000000004,0.39999999999999991,17.543298969072165,{"$f":"Z19*E19+($A$4-80)*AG19*$A$16/1000","v":17.064845360824741},{"$f":"AA19*G19+($A$4-80)*AH19*$A$16/1000","v":16.58639175257732},16.107938144329896,15.629484536082474,15.151030927835052,14.672577319587628]

{"sheet":"4TTR30_36","index":13,"n_rows":19,"n_cols":45,"rows_kept":19,"cut":false,"hidden":true,"merged":[[130,0,133,0],[120,12,121,12],[120,13,121,13],[120,14,121,14],[120,15,121,15],[122,0,125,0],[126,0,129,0],[119,12,119,13],[119,14,119,15],[120,4,121,4],[120,5,121,5],[120,6,121,6],[120,7,121,7],[120,8,121,8],[120,9,121,9],[120,10,121,10],[120,11,121,11],[119,0,121,0],[119,1,121,1],[119,4,119,5],[119,6,119,7],[119,8,119,9],[119,10,119,11],[111,0,114,0],[117,0,118,1],[117,4,117,15],[118,4,118,5],[118,6,118,7],[118,8,118,9],[118,10,118,11],[118,12,118,13],[118,14,118,15],[101,12,102,12],[101,13,102,13],[101,14,102,14],[101,15,102,15],[103,0,106,0],[107,0,110,0],[100,12,100,13],[100,14,100,15],[101,4,102,4],[101,5,102,5],[101,6,102,6],[101,7,102,7],[101,8,102,8],[101,9,102,9],[101,10,102,10],[101,11,102,11],[100,0,102,0],[100,1,102,1],[100,4,100,5],[100,6,100,7],[100,8,100,9],[100,10,100,11],[92,0,95,0],[98,0,99,1],[98,4,98,15],[99,4,99,5],[99,6,99,7],[99,8,99,9],[99,10,99,11],[99,12,99,13],[99,14,99,15],[82,12,83,12],[82,13,83,13],[82,14,83,14],[82,15,83,15],[84,0,87,0],[88,0,91,0],[81,12,81,13],[81,14,81,15],[82,4,83,4],[82,5,83,5],[82,6,83,6],[82,7,83,7],[82,8,83,8],[82,9,83,9],[82,10,83,10],[82,11,83,11],[81,0,83,0],[81,1,83,1],[81,4,81,5],[81,6,81,7],[81,8,81,9],[81,10,81,11],[73,0,76,0],[79,0,80,1],[79,4,79,15],[80,4,80,5],[80,6,80,7],[80,8,80,9],[80,10,80,11],[80,12,80,13],[80,14,80,15],[63,12,64,12],[63,13,64,13],[63,14,64,14],[63,15,64,15],[65,0,68,0],[69,0,72,0],[62,12,62,13],[62,14,62,15],[63,4,64,4],[63,5,64,5],[63,6,64,6],[63,7,64,7],[63,8,64,8],[63,9,64,9],[63,10,64,10],[63,11,64,11],[62,0,64,0],[62,1,64,1],[62,4,62,5],[62,6,62,7],[62,8,62,9],[62,10,62,11],[54,0,57,0],[60,0,61,1],[60,4,60,15],[61,4,61,5],[61,6,61,7],[61,8,61,9],[61,10,61,11],[61,12,61,13],[61,14,61,15],[44,12,45,12],[44,13,45,13],[44,14,45,14],[44,15,45,15],[46,0,49,0],[50,0,53,0],[43,12,43,13],[43,14,43,15],[44,4,45,4],[44,5,45,5],[44,6,45,6],[44,7,45,7],[44,8,45,8],[44,9,45,9],[44,10,45,10],[44,11,45,11],[43,0,45,0],[43,1,45,1],[43,4,43,5],[43,6,43,7],[43,8,43,9],[43,10,43,11],[35,0,38,0],[41,0,42,1],[41,4,41,15],[42,4,42,5],[42,6,42,7],[42,8,42,9],[42,10,42,11],[42,12,42,13],[42,14,42,15],[25,12,26,12],[25,13,26,13],[25,14,26,14],[25,15,26,15],[27,0,30,0],[31,0,34,0],[24,12,24,13],[24,14,24,15],[25,4,26,4],[25,5,26,5],[25,6,26,6],[25,7,26,7],[25,8,26,8],[25,9,26,9],[25,10,26,10],[25,11,26,11],[24,0,26,0],[24,1,26,1],[24,4,24,5],[24,6,24,7],[24,8,24,9],[24,10,24,11],[7,0,10,0],[11,0,14,0],[15,0,18,0],[22,4,22,15],[23,4,23,5],[23,6,23,7],[23,8,23,9],[23,10,23,11],[23,12,23,13],[23,14,23,15],[5,10,6,10],[5,11,6,11],[5,12,6,12],[5,13,6,13],[5,14,6,14],[5,15,6,15],[4,10,4,11],[4,12,4,13],[4,14,4,15],[5,2,6,2],[5,3,6,3],[5,4,6,4],[5,5,6,5],[5,6,6,6],[5,7,6,7],[5,8,6,8],[4,0,6,0],[4,1,6,1],[4,2,4,3],[4,4,4,5],[4,6,4,7],[4,8,4,9],[5,9,6,9],[2,0,2,1],[2,2,2,15],[3,2,3,3],[3,4,3,5],[3,6,3,7],[3,8,3,9],[3,10,3,11],[3,12,3,13],[3,14,3,15]]}
[]
["4TTR30_36",18.2]
["Evaporator Air \n",null,"Condenser  Entering Air Temperature ˚F"]
[80,"°F DB",85,null,90,null,95,null,100,null,105,null,110,null,115]
["CFM","EWB†\n˚F","Capacity Mbtuh",null,"Capacity Mbtuh",null,"Capacity Mbtuh",null,"Capacity Mbtuh",null,"Capacity Mbtuh",null,"Capacity Mbtuh",null,"Capacity Mbtuh"]
[null,null,"Total","Sens.","Total","Sens.","Total","Sens.","Total","Sens.","Total","Sens.","Total","Sens.","Total","Sens."]
[null,null,null,null,null,null,null,null,null,null,null,null,null,null,null,null,null,"Total Factors",null,null,null,null,null,null,"Sens. %",null,null,null,null,null,null,"IDB Adj",null,null,null,null,null,null,"Sens Calc"]
[1050,71,{"$f":"R8*$B$2","v":20.144188235294113},{"$f":"IF(AM8>C8,C8,AM8)","v":10.439305882352938},{"$f":"S8*$B$2","v":19.750747058823528},{"$f":"IF(AN8>E8,E8,AN8)","v":10.309637393330043},{"$f":"T8*$B$2","v":19.357305882352943},{"$f":"IF(AO8>G8,G8,AO8)","v":10.177011764705883},{"$f":"U8*$B$2","v":18.963864705882351},{"$f":"IF(AP8>I8,I8,AP8)","v":10.047468578208461},{"$f":"V8*$B$2","v":18.570423529411766},{"$f":"IF(AQ8>K8,K8,AQ8)","v":9.9147176470588239},{"$f":"W8*$B$2","v":18.150752941176471},{"$f":"IF(AR8>M8,M8,AR8)","v":9.7589195183679749},{"$f":"X8*$B$2","v":17.731082352941172},{"$f":"IF(AS8>O8,O8,AS8)","v":9.5999647058823516},null,1.1068235294117645,1.0852058823529411,1.0635882352941177,1.0419705882352941,1.0203529411764707,0.99729411764705889,0.97423529411764687,0.51822916666666663,0.52198721205962051,0.5257452574525745,0.52982178126866009,0.53389830508474578,0.53765921171397058,0.54142011834319537,0.85416666666666663,0.85416666666666663,0.85416666666666663,0.85416666666666663,0.85416666666666663,0.84895833333333337,0.84375000000000011,{"$f":"Y8*C8+($A$4-80)*AF8*$A$8/1000","v":10.439305882352938},{"$f":"Z8*E8+($A$4-80)*AG8*$A$8/1000","v":10.309637393330043},{"$f":"AA8*G8+($A$4-80)*AH8*$A$8/1000","v":10.177011764705883},{"$f":"AB8*I8+($A$4-80)*AI8*$A$8/1000","v":10.047468578208461},{"$f":"AC8*K8+($A$4-80)*AJ8*$A$8/1000","v":9.9147176470588239},{"$f":"AD8*M8+($A$4-80)*AK8*$A$8/1000","v":9.7589195183679749},{"$f":"AE8*O8+($A$4-80)*AL8*$A$8/1000","v":9.5999647058823516}]
[null,67,{"$f":"R9*$B$2","v":18.570423529411766},12.642576470588239,18.20321176470588,{"$f":"IF(AN9>E9,E9,AN9)","v":12.513876269817999},17.835999999999999,{"$f":"IF(AO9>G9,G9,AO9)","v":12.380282352941178},17.468788235294117,{"$f":"IF(AP9>I9,I9,AP9)","v":12.251792311758338},17.101576470588235,{"$f":"IF(AQ9>K9,K9,AQ9)","v":12.117988235294117},16.734364705882353,{"$f":"IF(AR9>M9,M9,AR9)","v":11.989736644412368},16.367152941176471,{"$f":"IF(AS9>O9,O9,AS9)","v":11.85569411764706},null,1.0203529411764707,1.0001764705882352,0.98,0.95982352941176474,0.93964705882352939,0.91947058823529415,0.8992941176470588,0.68079096045197751,0.68745430375540062,0.69411764705882362,0.70135330205701918,0.70858895705521474,0.71647396570709465,0.72435897435897445,0.84375000000000011,0.84895833333333348,0.85416666666666685,0.85416666666666685,0.85416666666666685,0.85416666666666685,0.85416666666666685,{"$f":"Y9*C9+($A$4-80)*AF9*$A$8/1000","v":12.642576470588239},{"$f":"Z9*E9+($A$4-80)*AG9*$A$8/1000","v":12.513876269817999},{"$f":"AA9*G9+($A$4-80)*AH9*$A$8/1000","v":12.380282352941178},{"$f":"AB9*I9+($A$4-80)*AI9*$A$8/1000","v":12.251792311758338},{"$f":"AC9*K9+($A$4-80)*AJ9*$A$8/1000","v":12.117988235294117},{"$f":"AD9*M9+($A$4-80)*AK9*$A$8/1000","v":11.989736644412368},{"$f":"AE9*O9+($A$4-80)*AL9*$A$8/1000","v":11.85569411764706}]
[null,63,17.363870588235294,14.950764705882351,17.022888235294118,14.822938125424027,16.681905882352943,14.688470588235296,16.340923529411764,14.53413866572054,15.999941176470589,14.373717647058823,15.658958823529412,14.246470100097753,15.317976470588235,14.111423529411764,null,0.95405882352941185,0.93532352941176478,0.9165882352941177,0.89785294117647063,0.87911764705882356,0.86038235294117649,0.84164705882352941,0.86102719033232622,0.87076516749320709,0.88050314465408808,0.88943190019589646,0.89836065573770485,0.90979676622501682,0.92123287671232879,0.85416666666666663,0.85416666666666663,0.85416666666666663,0.84895833333333326,0.84374999999999978,0.84374999999999978,0.84374999999999978,14.950764705882351,{"$f":"Z10*E10+($A$4-80)*AG10*$A$8/1000","v":14.822938125424027},{"$f":"AA10*G10+($A$4-80)*AH10*$A$8/1000","v":14.688470588235296},14.53413866572054,14.373717647058823,14.246470100097753,14.111423529411764]
[null,59,16.576988235294117,16.576988235294117,16.236005882352941,16.236005882352941,15.895023529411764,15.895023529411764,15.580270588235294,15.580270588235294,15.265517647058823,15.265517647058823,14.950764705882351,14.950764705882351,14.636011764705881,14.636011764705881,null,0.9108235294117647,0.89208823529411763,0.87335294117647055,0.85605882352941176,0.83876470588235297,0.82147058823529406,0.80417647058823527,1,1,1,1,1,1,1,0.68750000000000022,0.65104166666666685,0.61458333333333348,0.57812500000000022,0.54166666666666696,0.51041666666666674,0.47916666666666641,16.576988235294117,{"$f":"Z11*E11+($A$4-80)*AG11*$A$8/1000","v":16.236005882352941},{"$f":"AA11*G11+($A$4-80)*AH11*$A$8/1000","v":15.895023529411764},{"$f":"AB11*I11+($A$4-80)*AI11*$A$8/1000","v":15.580270588235294},15.265517647058823,14.950764705882351,14.636011764705881]
[1200,71,20.555294117647058,10.652352941176469,20.153823529411763,10.520038156459227,19.752352941176468,10.384705882352939,19.350882352941177,10.252518957355575,18.949411764705879,10.11705882352941,18.521176470588234,9.9580811411918102,18.092941176470585,9.7958823529411774,null,1.1294117647058823,1.1073529411764707,1.0852941176470587,1.0632352941176471,1.0411764705882351,1.0176470588235293,0.99411764705882344,0.51822916666666663,0.52198721205962051,0.5257452574525745,0.52982178126866009,0.53389830508474578,0.53765921171397058,0.54142011834319537,0.85416666666666663,0.85416666666666663,0.85416666666666663,0.85416666666666663,0.85416666666666663,0.84895833333333337,0.84375000000000011,{"$f":"Y12*C12+($A$4-80)*AF12*$A$12/1000","v":10.652352941176469},{"$f":"Z12*E12+($A$4-80)*AG12*$A$12/1000","v":10.520038156459227},{"$f":"AA12*G12+($A$4-80)*AH12*$A$12/1000","v":10.384705882352939},{"$f":"AB12*I12+($A$4-80)*AI12*$A$12/1000","v":10.252518957355575},{"$f":"AC12*K12+($A$4-80)*AJ12*$A$12/1000","v":10.11705882352941},{"$f":"AD12*M12+($A$4-80)*AK12*$A$12/1000","v":9.9580811411918102},{"$f":"AE12*O12+($A$4-80)*AL12*$A$12/1000","v":9.7958823529411774}]
[null,67,18.949411764705879,12.900588235294117,18.574705882352944,12.769261499814288,18.2,12.63294117647059,17.825294117647058,12.501828889549325,17.450588235294116,12.365294117647059,17.075882352941175,12.234425147359557,16.701176470588234,12.097647058823529,null,1.0411764705882351,1.0205882352941178,1,0.97941176470588232,0.95882352941176474,0.93823529411764706,0.91764705882352937,0.68079096045197751,0.68745430375540062,0.69411764705882362,0.70135330205701918,0.70858895705521474,0.71647396570709465,0.72435897435897445,0.84375000000000011,0.84895833333333348,0.85416666666666685,0.85416666666666685,0.85416666666666685,0.85416666666666685,0.85416666666666685,{"$f":"Y13*C13+($A$4-80)*AF13*$A$12/1000","v":12.900588235294117},{"$f":"Z13*E13+($A$4-80)*AG13*$A$12/1000","v":12.769261499814288},{"$f":"AA13*G13+($A$4-80)*AH13*$A$12/1000","v":12.63294117647059},{"$f":"AB13*I13+($A$4-80)*AI13*$A$12/1000","v":12.501828889549325},{"$f":"AC13*K13+($A$4-80)*AJ13*$A$12/1000","v":12.365294117647059},{"$f":"AD13*M13+($A$4-80)*AK13*$A$12/1000","v":12.234425147359557},{"$f":"AE13*O13+($A$4-80)*AL13*$A$12/1000","v":12.097647058823529}]
[null,63,17.718235294117648,15.255882352941176,17.37029411764706,15.125447066759211,17.022352941176472,14.988235294117649,16.67441176470588,14.830753740531161,16.326470588235296,14.667058823529413,15.978529411764706,14.537214387854849,15.630588235294116,14.399411764705881,null,0.97352941176470598,0.9544117647058824,0.93529411764705883,0.91617647058823526,0.8970588235294118,0.87794117647058822,0.85882352941176465,0.86102719033232622,0.87076516749320709,0.88050314465408808,0.88943190019589646,0.89836065573770485,0.90979676622501682,0.92123287671232879,0.85416666666666663,0.85416666666666663,0.85416666666666663,0.84895833333333326,0.84374999999999978,0.84374999999999978,0.84374999999999978,15.255882352941176,{"$f":"Z14*E14+($A$4-80)*AG14*$A$12/1000","v":15.125447066759211},{"$f":"AA14*G14+($A$4-80)*AH14*$A$12/1000","v":14.988235294117649},14.830753740531161,14.667058823529413,14.537214387854849,14.399411764705881]
[null,59,16.915294117647058,16.915294117647058,16.567352941176473,16.567352941176473,16.219411764705882,16.219411764705882,15.898235294117649,15.898235294117649,15.577058823529413,15.577058823529413,15.255882352941176,15.255882352941176,14.93470588235294,14.93470588235294,null,0.92941176470588238,0.91029411764705892,0.89117647058823535,0.873529411764706,0.85588235294117654,0.83823529411764708,0.82058823529411762,1,1,1,1,1,1,1,0.68750000000000022,0.65104166666666685,0.61458333333333348,0.57812500000000022,0.54166666666666696,0.51041666666666674,0.47916666666666641,16.915294117647058,{"$f":"Z15*E15+($A$4-80)*AG15*$A$12/1000","v":16.567352941176473},{"$f":"AA15*G15+($A$4-80)*AH15*$A$12/1000","v":16.219411764705882},15.898235294117649,15.577058823529413,15.255882352941176,14.93470588235294]
[1350,71,20.966399999999997,10.865399999999998,20.556899999999999,10.730438919588412,20.147399999999998,10.592399999999998,19.7379,10.457569336502686,19.328399999999995,10.319399999999998,18.8916,10.157242764015647,18.454799999999999,9.9918000000000013,null,1.1519999999999999,1.1294999999999999,1.107,1.0845,1.0619999999999998,1.038,1.014,0.51822916666666663,0.52198721205962051,0.5257452574525745,0.52982178126866009,0.53389830508474578,0.53765921171397058,0.54142011834319537,0.85416666666666663,0.85416666666666663,0.85416666666666663,0.85416666666666663,0.85416666666666663,0.84895833333333337,0.84375000000000011,{"$f":"Y16*C16+($A$4-80)*AF16*$A$16/1000","v":10.865399999999998},{"$f":"Z16*E16+($A$4-80)*AG16*$A$16/1000","v":10.730438919588412},{"$f":"AA16*G16+($A$4-80)*AH16*$A$16/1000","v":10.592399999999998},{"$f":"AB16*I16+($A$4-80)*AI16*$A$16/1000","v":10.457569336502686},{"$f":"AC16*K16+($A$4-80)*AJ16*$A$16/1000","v":10.319399999999998},{"$f":"AD16*M16+($A$4-80)*AK16*$A$16/1000","v":10.157242764015647},{"$f":"AE16*O16+($A$4-80)*AL16*$A$16/1000","v":9.9918000000000013}]
[null,67,19.328399999999995,13.158599999999998,18.946199999999997,13.02464672981057,18.564,12.885600000000002,18.181799999999999,12.751865467340311,17.799600000000002,12.612600000000002,17.417399999999997,12.479113650306749,17.0352,12.339600000000001,null,1.0619999999999998,1.0409999999999999,1.02,0.999,0.97800000000000009,0.95699999999999985,0.93599999999999994,0.68079096045197751,0.68745430375540062,0.69411764705882362,0.70135330205701918,0.70858895705521474,0.71647396570709465,0.72435897435897445,0.84375000000000011,0.84895833333333348,0.85416666666666685,0.85416666666666685,0.85416666666666685,0.85416666666666685,0.85416666666666685,{"$f":"Y17*C17+($A$4-80)*AF17*$A$16/1000","v":13.158599999999998},{"$f":"Z17*E17+($A$4-80)*AG17*$A$16/1000","v":13.02464672981057},{"$f":"AA17*G17+($A$4-80)*AH17*$A$16/1000","v":12.885600000000002},{"$f":"AB17*I17+($A$4-80)*AI17*$A$16/1000","v":12.751865467340311},{"$f":"AC17*K17+($A$4-80)*AJ17*$A$16/1000","v":12.612600000000002},{"$f":"AD17*M17+($A$4-80)*AK17*$A$16/1000","v":12.479113650306749},{"$f":"AE17*O17+($A$4-80)*AL17*$A$16/1000","v":12.339600000000001}]
[null,63,18.072599999999998,15.560999999999996,17.717700000000001,15.427956008094396,17.3628,15.288,17.007899999999999,15.127368815341788,16.652999999999999,14.960399999999998,16.298099999999998,14.827958675611944,15.943199999999999,14.6874,null,0.99299999999999999,0.97350000000000014,0.95399999999999996,0.9345,0.91500000000000004,0.89549999999999996,0.876,0.86102719033232622,0.87076516749320709,0.88050314465408808,0.88943190019589646,0.89836065573770485,0.90979676622501682,0.92123287671232879,0.85416666666666663,0.85416666666666663,0.85416666666666663,0.84895833333333326,0.84374999999999978,0.84374999999999978,0.84374999999999978,15.560999999999996,{"$f":"Z18*E18+($A$4-80)*AG18*$A$16/1000","v":15.427956008094396},{"$f":"AA18*G18+($A$4-80)*AH18*$A$16/1000","v":15.288},15.127368815341788,14.960399999999998,14.827958675611944,14.6874]
[null,59,17.253599999999999,17.253599999999999,16.898700000000002,16.898700000000002,16.543800000000001,16.543800000000001,16.216200000000001,16.216200000000001,15.888600000000002,15.888600000000002,15.561,15.561,15.2334,15.2334,null,0.94799999999999995,0.9285000000000001,0.90900000000000003,0.89100000000000013,0.87300000000000011,0.85499999999999998,0.83699999999999997,1,1,1,1,1,1,1,0.68750000000000022,0.65104166666666685,0.61458333333333348,0.57812500000000022,0.54166666666666696,0.51041666666666674,0.47916666666666641,17.253599999999999,{"$f":"Z19*E19+($A$4-80)*AG19*$A$16/1000","v":16.898700000000002},{"$f":"AA19*G19+($A$4-80)*AH19*$A$16/1000","v":16.543800000000001},16.216200000000001,15.888600000000002,15.561,15.2334]

{"sheet":"4TTR30_42","index":14,"n_rows":19,"n_cols":45,"rows_kept":19,"cut":false,"hidden":true,"merged":[[130,0,133,0],[120,12,121,12],[120,13,121,13],[120,14,121,14],[120,15,121,15],[122,0,125,0],[126,0,129,0],[119,12,119,13],[119,14,119,15],[120,4,121,4],[120,5,121,5],[120,6,121,6],[120,7,121,7],[120,8,121,8],[120,9,121,9],[120,10,121,10],[120,11,121,11],[119,0,121,0],[119,1,121,1],[119,4,119,5],[119,6,119,7],[119,8,119,9],[119,10,119,11],[111,0,114,0],[117,0,118,1],[117,4,117,15],[118,4,118,5],[118,6,118,7],[118,8,118,9],[118,10,118,11],[118,12,118,13],[118,14,118,15],[101,12,102,12],[101,13,102,13],[101,14,102,14],[101,15,102,15],[103,0,106,0],[107,0,110,0],[100,12,100,13],[100,14,100,15],[101,4,102,4],[101,5,102,5],[101,6,102,6],[101,7,102,7],[101,8,102,8],[101,9,102,9],[101,10,102,10],[101,11,102,11],[100,0,102,0],[100,1,102,1],[100,4,100,5],[100,6,100,7],[100,8,100,9],[100,10,100,11],[92,0,95,0],[98,0,99,1],[98,4,98,15],[99,4,99,5],[99,6,99,7],[99,8,99,9],[99,10,99,11],[99,12,99,13],[99,14,99,15],[82,12,83,12],[82,13,83,13],[82,14,83,14],[82,15,83,15],[84,0,87,0],[88,0,91,0],[81,12,81,13],[81,14,81,15],[82,4,83,4],[82,5,83,5],[82,6,83,6],[82,7,83,7],[82,8,83,8],[82,9,83,9],[82,10,83,10],[82,11,83,11],[81,0,83,0],[81,1,83,1],[81,4,81,5],[81,6,81,7],[81,8,81,9],[81,10,81,11],[73,0,76,0],[79,0,80,1],[79,4,79,15],[80,4,80,5],[80,6,80,7],[80,8,80,9],[80,10,80,11],[80,12,80,13],[80,14,80,15],[63,12,64,12],[63,13,64,13],[63,14,64,14],[63,15,64,15],[65,0,68,0],[69,0,72,0],[62,12,62,13],[62,14,62,15],[63,4,64,4],[63,5,64,5],[63,6,64,6],[63,7,64,7],[63,8,64,8],[63,9,64,9],[63,10,64,10],[63,11,64,11],[62,0,64,0],[62,1,64,1],[62,4,62,5],[62,6,62,7],[62,8,62,9],[62,10,62,11],[54,0,57,0],[60,0,61,1],[60,4,60,15],[61,4,61,5],[61,6,61,7],[61,8,61,9],[61,10,61,11],[61,12,61,13],[61,14,61,15],[44,12,45,12],[44,13,45,13],[44,14,45,14],[44,15,45,15],[46,0,49,0],[50,0,53,0],[43,12,43,13],[43,14,43,15],[44,4,45,4],[44,5,45,5],[44,6,45,6],[44,7,45,7],[44,8,45,8],[44,9,45,9],[44,10,45,10],[44,11,45,11],[43,0,45,0],[43,1,45,1],[43,4,43,5],[43,6,43,7],[43,8,43,9],[43,10,43,11],[35,0,38,0],[41,0,42,1],[41,4,41,15],[42,4,42,5],[42,6,42,7],[42,8,42,9],[42,10,42,11],[42,12,42,13],[42,14,42,15],[25,12,26,12],[25,13,26,13],[25,14,26,14],[25,15,26,15],[27,0,30,0],[31,0,34,0],[24,12,24,13],[24,14,24,15],[25,4,26,4],[25,5,26,5],[25,6,26,6],[25,7,26,7],[25,8,26,8],[25,9,26,9],[25,10,26,10],[25,11,26,11],[24,0,26,0],[24,1,26,1],[24,4,24,5],[24,6,24,7],[24,8,24,9],[24,10,24,11],[7,0,10,0],[11,0,14,0],[15,0,18,0],[22,4,22,15],[23,4,23,5],[23,6,23,7],[23,8,23,9],[23,10,23,11],[23,12,23,13],[23,14,23,15],[5,10,6,10],[5,11,6,11],[5,12,6,12],[5,13,6,13],[5,14,6,14],[5,15,6,15],[4,10,4,11],[4,12,4,13],[4,14,4,15],[5,2,6,2],[5,3,6,3],[5,4,6,4],[5,5,6,5],[5,6,6,6],[5,7,6,7],[5,8,6,8],[4,0,6,0],[4,1,6,1],[4,2,4,3],[4,4,4,5],[4,6,4,7],[4,8,4,9],[5,9,6,9],[2,0,2,1],[2,2,2,15],[3,2,3,3],[3,4,3,5],[3,6,3,7],[3,8,3,9],[3,10,3,11],[3,12,3,13],[3,14,3,15]]}
[]
["4TTR30_42",18.2]
["Evaporator Air \n",null,"Condenser  Entering Air Temperature ˚F"]
[80,"°F DB",85,null,90,null,95,null,100,null,105,null,110,null,115]
["CFM","EWB†\n˚F","Capacity Mbtuh",null,"Capacity Mbtuh",null,"Capacity Mbtuh",null,"Capacity Mbtuh",null,"Capacity Mbtuh",null,"Capacity Mbtuh",null,"Capacity Mbtuh"]
[null,null,"Total","Sens.","Total","Sens.","Total","Sens.","Total","Sens.","Total","Sens.","Total","Sens.","Total","Sens."]
[null,null,null,null,null,null,null,null,null,null,null,null,null,null,null,null,null,"Total Factors",null,null,null,null,null,null,"Sens. %",null,null,null,null,null,null,"IDB Adj",null,null,null,null,null,null,"Sens Calc"]
[1225,71,{"$f":"R8*$B$2","v":20.214133333333333},{"$f":"IF(AM8>C8,C8,AM8)","v":10.659133333333333},{"$f":"S8*$B$2","v":19.768233333333335},{"$f":"IF(AN8>E8,E8,AN8)","v":10.490772696078432},{"$f":"T8*$B$2","v":19.322333333333329},{"$f":"IF(AO8>G8,G8,AO8)","v":10.319399999999998},{"$f":"U8*$B$2","v":18.897666666666666},{"$f":"IF(AP8>I8,I8,AP8)","v":10.194285057471262},{"$f":"V8*$B$2","v":18.473000000000003},{"$f":"IF(AQ8>K8,K8,AQ8)","v":10.0646},{"$f":"W8*$B$2","v":18.027099999999997},{"$f":"IF(AR8>M8,M8,AR8)","v":9.8965866075295672},{"$f":"X8*$B$2","v":17.581199999999995},{"$f":"IF(AS8>O8,O8,AS8)","v":9.7248666666666637},null,1.1106666666666667,1.0861666666666667,1.0616666666666665,1.0383333333333333,1.0150000000000001,0.99049999999999994,0.96599999999999986,0.52731092436974791,0.53068842921784098,0.53406593406593406,0.53944676013641524,0.54482758620689653,0.54898384141262702,0.5531400966183575,0.91071428571428581,0.90625000000000011,0.90178571428571441,0.90625,0.91071428571428559,0.90624999999999978,0.90178571428571408,{"$f":"Y8*C8+($A$4-80)*AF8*$A$8/1000","v":10.659133333333333},{"$f":"Z8*E8+($A$4-80)*AG8*$A$8/1000","v":10.490772696078432},{"$f":"AA8*G8+($A$4-80)*AH8*$A$8/1000","v":10.319399999999998},{"$f":"AB8*I8+($A$4-80)*AI8*$A$8/1000","v":10.194285057471262},{"$f":"AC8*K8+($A$4-80)*AJ8*$A$8/1000","v":10.0646},{"$f":"AD8*M8+($A$4-80)*AK8*$A$8/1000","v":9.8965866075295672},{"$f":"AE8*O8+($A$4-80)*AL8*$A$8/1000","v":9.7248666666666637}]
[null,67,{"$f":"R9*$B$2","v":18.642866666666666},12.867400000000002,18.239433333333327,{"$f":"IF(AN9>E9,E9,AN9)","v":12.721703034674762},17.835999999999999,{"$f":"IF(AO9>G9,G9,AO9)","v":12.570133333333333},17.432566666666666,{"$f":"IF(AP9>I9,I9,AP9)","v":12.424714627320588},17.029133333333334,{"$f":"IF(AQ9>K9,K9,AQ9)","v":12.272866666666667},16.604466666666667,{"$f":"IF(AR9>M9,M9,AR9)","v":12.128365175643568},16.1798,{"$f":"IF(AS9>O9,O9,AS9)","v":11.975599999999998},null,1.0243333333333333,1.0021666666666664,0.97999999999999987,0.95783333333333331,0.93566666666666676,0.91233333333333333,0.88900000000000001,0.69020501138952173,0.69748345807571321,0.70476190476190481,0.71273007956299728,0.72069825436408974,0.73042786733952514,0.74015748031496054,0.91071428571428559,0.91071428571428581,0.91071428571428592,0.91071428571428581,0.91071428571428559,0.91071428571428559,0.91071428571428559,{"$f":"Y9*C9+($A$4-80)*AF9*$A$8/1000","v":12.867400000000002},{"$f":"Z9*E9+($A$4-80)*AG9*$A$8/1000","v":12.721703034674762},{"$f":"AA9*G9+($A$4-80)*AH9*$A$8/1000","v":12.570133333333333},{"$f":"AB9*I9+($A$4-80)*AI9*$A$8/1000","v":12.424714627320588},{"$f":"AC9*K9+($A$4-80)*AJ9*$A$8/1000","v":12.272866666666667},{"$f":"AD9*M9+($A$4-80)*AK9*$A$8/1000","v":12.128365175643568},{"$f":"AE9*O9+($A$4-80)*AL9*$A$8/1000","v":11.975599999999998}]
[null,63,17.453799999999998,15.203066666666663,17.0716,15.036933905388087,16.689399999999999,14.863333333333333,16.307199999999998,14.719301960305343,15.924999999999999,14.566066666666664,15.542800000000002,14.422499356862746,15.160600000000001,14.268800000000001,null,0.95899999999999996,0.93800000000000006,0.91699999999999993,0.89599999999999991,0.875,0.85400000000000009,0.83300000000000007,0.87104622871046222,0.88081573522037115,0.89058524173027998,0.90262595419847336,0.91466666666666663,0.9279215686274509,0.94117647058823528,0.91071428571428537,0.90624999999999989,0.90178571428571441,0.90624999999999989,0.91071428571428537,0.91071428571428559,0.91071428571428592,15.203066666666663,{"$f":"Z10*E10+($A$4-80)*AG10*$A$8/1000","v":15.036933905388087},{"$f":"AA10*G10+($A$4-80)*AH10*$A$8/1000","v":14.863333333333333},14.719301960305343,14.566066666666664,14.422499356862746,14.268800000000001]
[null,59,16.646933333333333,16.646933333333333,16.285966666666663,16.285966666666663,15.924999999999999,15.924999999999999,15.564033333333334,15.564033333333334,15.203066666666665,15.203066666666665,14.820866666666664,14.820866666666664,14.438666666666666,14.438666666666666,null,0.91466666666666674,0.89483333333333326,0.875,0.85516666666666674,0.83533333333333326,0.81433333333333324,0.79333333333333333,1,1,1,1,1,1,1,0.69642857142857184,0.65625000000000011,0.61607142857142838,0.57589285714285687,0.53571428571428537,0.49107142857142838,0.4464285714285714,16.646933333333333,{"$f":"Z11*E11+($A$4-80)*AG11*$A$8/1000","v":16.285966666666663},{"$f":"AA11*G11+($A$4-80)*AH11*$A$8/1000","v":15.924999999999999},{"$f":"AB11*I11+($A$4-80)*AI11*$A$8/1000","v":15.564033333333334},15.203066666666665,14.820866666666664,14.438666666666666]
[1400,71,20.626666666666665,10.876666666666667,20.171666666666663,10.704870098039214,19.716666666666665,10.53,19.283333333333331,10.402331691297206,18.850000000000001,10.27,18.395,10.098557762785275,17.939999999999998,9.923333333333332,null,1.1333333333333333,1.1083333333333332,1.0833333333333333,1.0595238095238095,1.0357142857142858,1.0107142857142857,0.98571428571428565,0.52731092436974791,0.53068842921784098,0.53406593406593406,0.53944676013641524,0.54482758620689653,0.54898384141262702,0.5531400966183575,0.91071428571428581,0.90625000000000011,0.90178571428571441,0.90625,0.91071428571428559,0.90624999999999978,0.90178571428571408,{"$f":"Y12*C12+($A$4-80)*AF12*$A$12/1000","v":10.876666666666667},{"$f":"Z12*E12+($A$4-80)*AG12*$A$12/1000","v":10.704870098039214},{"$f":"AA12*G12+($A$4-80)*AH12*$A$12/1000","v":10.53},{"$f":"AB12*I12+($A$4-80)*AI12*$A$12/1000","v":10.402331691297206},{"$f":"AC12*K12+($A$4-80)*AJ12*$A$12/1000","v":10.27},{"$f":"AD12*M12+($A$4-80)*AK12*$A$12/1000","v":10.098557762785275},{"$f":"AE12*O12+($A$4-80)*AL12*$A$12/1000","v":9.923333333333332}]
[null,67,19.023333333333333,13.130000000000003,18.611666666666668,12.98132962721915,18.2,12.826666666666666,17.78833333333333,12.678280231959782,17.376666666666665,12.523333333333332,16.943333333333332,12.375882832289353,16.509999999999998,12.219999999999997,null,1.0452380952380953,1.0226190476190478,1,0.97738095238095235,0.95476190476190481,0.93095238095238098,0.90714285714285714,0.69020501138952173,0.69748345807571321,0.70476190476190481,0.71273007956299728,0.72069825436408974,0.73042786733952514,0.74015748031496054,0.91071428571428559,0.91071428571428581,0.91071428571428592,0.91071428571428581,0.91071428571428559,0.91071428571428559,0.91071428571428559,{"$f":"Y13*C13+($A$4-80)*AF13*$A$12/1000","v":13.130000000000003},{"$f":"Z13*E13+($A$4-80)*AG13*$A$12/1000","v":12.98132962721915},{"$f":"AA13*G13+($A$4-80)*AH13*$A$12/1000","v":12.826666666666666},{"$f":"AB13*I13+($A$4-80)*AI13*$A$12/1000","v":12.678280231959782},{"$f":"AC13*K13+($A$4-80)*AJ13*$A$12/1000","v":12.523333333333332},{"$f":"AD13*M13+($A$4-80)*AK13*$A$12/1000","v":12.375882832289353},{"$f":"AE13*O13+($A$4-80)*AL13*$A$12/1000","v":12.219999999999997}]
[null,63,17.810000000000002,15.513333333333334,17.420000000000002,15.343810107538866,17.029999999999998,15.166666666666666,16.64,15.019695877862597,16.25,14.863333333333333,15.86,14.716836078431371,15.47,14.56,null,0.97857142857142865,0.95714285714285718,0.93571428571428561,0.91428571428571426,0.8928571428571429,0.87142857142857144,0.85000000000000009,0.87104622871046222,0.88081573522037115,0.89058524173027998,0.90262595419847336,0.91466666666666663,0.9279215686274509,0.94117647058823528,0.91071428571428537,0.90624999999999989,0.90178571428571441,0.90624999999999989,0.91071428571428537,0.91071428571428559,0.91071428571428592,15.513333333333334,{"$f":"Z14*E14+($A$4-80)*AG14*$A$12/1000","v":15.343810107538866},{"$f":"AA14*G14+($A$4-80)*AH14*$A$12/1000","v":15.166666666666666},15.019695877862597,14.863333333333333,14.716836078431371,14.56]
[null,59,16.986666666666665,16.986666666666665,16.618333333333336,16.618333333333336,16.25,16.25,15.881666666666666,15.881666666666666,15.513333333333332,15.513333333333332,15.123333333333331,15.123333333333331,14.733333333333333,14.733333333333333,null,0.93333333333333335,0.91309523809523818,0.8928571428571429,0.87261904761904763,0.85238095238095235,0.83095238095238089,0.80952380952380953,1,1,1,1,1,1,1,0.69642857142857184,0.65625000000000011,0.61607142857142838,0.57589285714285687,0.53571428571428537,0.49107142857142838,0.4464285714285714,16.986666666666665,{"$f":"Z15*E15+($A$4-80)*AG15*$A$12/1000","v":16.618333333333336},{"$f":"AA15*G15+($A$4-80)*AH15*$A$12/1000","v":16.25},15.881666666666666,15.513333333333332,15.123333333333331,14.733333333333333]
[1575,71,21.039199999999997,11.094199999999999,20.575099999999999,10.918967499999999,20.111000000000001,10.740600000000001,19.669,10.610378325123152,19.226999999999997,10.475399999999997,18.762899999999998,10.300528918040978,18.2988,10.1218,null,1.1559999999999999,1.1305000000000001,1.105,1.0807142857142857,1.0564285714285713,1.0309285714285714,1.0054285714285716,0.52731092436974791,0.53068842921784098,0.53406593406593406,0.53944676013641524,0.54482758620689653,0.54898384141262702,0.5531400966183575,0.91071428571428581,0.90625000000000011,0.90178571428571441,0.90625,0.91071428571428559,0.90624999999999978,0.90178571428571408,{"$f":"Y16*C16+($A$4-80)*AF16*$A$16/1000","v":11.094199999999999},{"$f":"Z16*E16+($A$4-80)*AG16*$A$16/1000","v":10.918967499999999},{"$f":"AA16*G16+($A$4-80)*AH16*$A$16/1000","v":10.740600000000001},{"$f":"AB16*I16+($A$4-80)*AI16*$A$16/1000","v":10.610378325123152},{"$f":"AC16*K16+($A$4-80)*AJ16*$A$16/1000","v":10.475399999999997},{"$f":"AD16*M16+($A$4-80)*AK16*$A$16/1000","v":10.300528918040978},{"$f":"AE16*O16+($A$4-80)*AL16*$A$16/1000","v":10.1218}]
[null,67,19.403799999999997,13.3926,18.983899999999995,13.240956219763529,18.564,13.083200000000001,18.144100000000002,12.931845836598979,17.7242,12.7738,17.282200000000003,12.623400488935143,16.840199999999999,12.464399999999998,null,1.0661428571428571,1.0430714285714284,1.02,0.9969285714285715,0.97385714285714287,0.94957142857142873,0.92528571428571438,0.69020501138952173,0.69748345807571321,0.70476190476190481,0.71273007956299728,0.72069825436408974,0.73042786733952514,0.74015748031496054,0.91071428571428559,0.91071428571428581,0.91071428571428592,0.91071428571428581,0.91071428571428559,0.91071428571428559,0.91071428571428559,{"$f":"Y17*C17+($A$4-80)*AF17*$A$16/1000","v":13.3926},{"$f":"Z17*E17+($A$4-80)*AG17*$A$16/1000","v":13.240956219763529},{"$f":"AA17*G17+($A$4-80)*AH17*$A$16/1000","v":13.083200000000001},{"$f":"AB17*I17+($A$4-80)*AI17*$A$16/1000","v":12.931845836598979},{"$f":"AC17*K17+($A$4-80)*AJ17*$A$16/1000","v":12.7738},{"$f":"AD17*M17+($A$4-80)*AK17*$A$16/1000","v":12.623400488935143},{"$f":"AE17*O17+($A$4-80)*AL17*$A$16/1000","v":12.464399999999998}]
[null,63,18.1662,15.823599999999999,17.768400000000003,15.650686309689645,17.3706,15.47,16.972799999999999,15.320089795419848,16.574999999999999,15.160599999999999,16.177199999999999,15.011172799999997,15.779399999999999,14.851199999999999,null,0.99814285714285722,0.97628571428571442,0.9544285714285714,0.93257142857142861,0.9107142857142857,0.8888571428571429,0.86699999999999999,0.87104622871046222,0.88081573522037115,0.89058524173027998,0.90262595419847336,0.91466666666666663,0.9279215686274509,0.94117647058823528,0.91071428571428537,0.90624999999999989,0.90178571428571441,0.90624999999999989,0.91071428571428537,0.91071428571428559,0.91071428571428592,15.823599999999999,{"$f":"Z18*E18+($A$4-80)*AG18*$A$16/1000","v":15.650686309689645},{"$f":"AA18*G18+($A$4-80)*AH18*$A$16/1000","v":15.47},15.320089795419848,15.160599999999999,15.011172799999997,14.851199999999999]
[null,59,17.3264,17.3264,16.950700000000001,16.950700000000001,16.574999999999999,16.574999999999999,16.199299999999997,16.199299999999997,15.823599999999999,15.823599999999999,15.425799999999999,15.425799999999999,15.028,15.028,null,0.95200000000000007,0.93135714285714299,0.9107142857142857,0.89007142857142851,0.86942857142857144,0.84757142857142853,0.82571428571428573,1,1,1,1,1,1,1,0.69642857142857184,0.65625000000000011,0.61607142857142838,0.57589285714285687,0.53571428571428537,0.49107142857142838,0.4464285714285714,17.3264,{"$f":"Z19*E19+($A$4-80)*AG19*$A$16/1000","v":16.950700000000001},{"$f":"AA19*G19+($A$4-80)*AH19*$A$16/1000","v":16.574999999999999},16.199299999999997,15.823599999999999,15.425799999999999,15.028]

{"sheet":"4TTR30_48","index":15,"n_rows":19,"n_cols":45,"rows_kept":19,"cut":false,"hidden":true,"merged":[[130,0,133,0],[120,12,121,12],[120,13,121,13],[120,14,121,14],[120,15,121,15],[122,0,125,0],[126,0,129,0],[119,12,119,13],[119,14,119,15],[120,4,121,4],[120,5,121,5],[120,6,121,6],[120,7,121,7],[120,8,121,8],[120,9,121,9],[120,10,121,10],[120,11,121,11],[119,0,121,0],[119,1,121,1],[119,4,119,5],[119,6,119,7],[119,8,119,9],[119,10,119,11],[111,0,114,0],[117,0,118,1],[117,4,117,15],[118,4,118,5],[118,6,118,7],[118,8,118,9],[118,10,118,11],[118,12,118,13],[118,14,118,15],[101,12,102,12],[101,13,102,13],[101,14,102,14],[101,15,102,15],[103,0,106,0],[107,0,110,0],[100,12,100,13],[100,14,100,15],[101,4,102,4],[101,5,102,5],[101,6,102,6],[101,7,102,7],[101,8,102,8],[101,9,102,9],[101,10,102,10],[101,11,102,11],[100,0,102,0],[100,1,102,1],[100,4,100,5],[100,6,100,7],[100,8,100,9],[100,10,100,11],[92,0,95,0],[98,0,99,1],[98,4,98,15],[99,4,99,5],[99,6,99,7],[99,8,99,9],[99,10,99,11],[99,12,99,13],[99,14,99,15],[82,12,83,12],[82,13,83,13],[82,14,83,14],[82,15,83,15],[84,0,87,0],[88,0,91,0],[81,12,81,13],[81,14,81,15],[82,4,83,4],[82,5,83,5],[82,6,83,6],[82,7,83,7],[82,8,83,8],[82,9,83,9],[82,10,83,10],[82,11,83,11],[81,0,83,0],[81,1,83,1],[81,4,81,5],[81,6,81,7],[81,8,81,9],[81,10,81,11],[73,0,76,0],[79,0,80,1],[79,4,79,15],[80,4,80,5],[80,6,80,7],[80,8,80,9],[80,10,80,11],[80,12,80,13],[80,14,80,15],[63,12,64,12],[63,13,64,13],[63,14,64,14],[63,15,64,15],[65,0,68,0],[69,0,72,0],[62,12,62,13],[62,14,62,15],[63,4,64,4],[63,5,64,5],[63,6,64,6],[63,7,64,7],[63,8,64,8],[63,9,64,9],[63,10,64,10],[63,11,64,11],[62,0,64,0],[62,1,64,1],[62,4,62,5],[62,6,62,7],[62,8,62,9],[62,10,62,11],[54,0,57,0],[60,0,61,1],[60,4,60,15],[61,4,61,5],[61,6,61,7],[61,8,61,9],[61,10,61,11],[61,12,61,13],[61,14,61,15],[44,12,45,12],[44,13,45,13],[44,14,45,14],[44,15,45,15],[46,0,49,0],[50,0,53,0],[43,12,43,13],[43,14,43,15],[44,4,45,4],[44,5,45,5],[44,6,45,6],[44,7,45,7],[44,8,45,8],[44,9,45,9],[44,10,45,10],[44,11,45,11],[43,0,45,0],[43,1,45,1],[43,4,43,5],[43,6,43,7],[43,8,43,9],[43,10,43,11],[35,0,38,0],[41,0,42,1],[41,4,41,15],[42,4,42,5],[42,6,42,7],[42,8,42,9],[42,10,42,11],[42,12,42,13],[42,14,42,15],[25,12,26,12],[25,13,26,13],[25,14,26,14],[25,15,26,15],[27,0,30,0],[31,0,34,0],[24,12,24,13],[24,14,24,15],[25,4,26,4],[25,5,26,5],[25,6,26,6],[25,7,26,7],[25,8,26,8],[25,9,26,9],[25,10,26,10],[25,11,26,11],[24,0,26,0],[24,1,26,1],[24,4,24,5],[24,6,24,7],[24,8,24,9],[24,10,24,11],[7,0,10,0],[11,0,14,0],[15,0,18,0],[22,4,22,15],[23,4,23,5],[23,6,23,7],[23,8,23,9],[23,10,23,11],[23,12,23,13],[23,14,23,15],[5,10,6,10],[5,11,6,11],[5,12,6,12],[5,13,6,13],[5,14,6,14],[5,15,6,15],[4,10,4,11],[4,12,4,13],[4,14,4,15],[5,2,6,2],[5,3,6,3],[5,4,6,4],[5,5,6,5],[5,6,6,6],[5,7,6,7],[5,8,6,8],[4,0,6,0],[4,1,6,1],[4,2,4,3],[4,4,4,5],[4,6,4,7],[4,8,4,9],[5,9,6,9],[2,0,2,1],[2,2,2,15],[3,2,3,3],[3,4,3,5],[3,6,3,7],[3,8,3,9],[3,10,3,11],[3,12,3,13],[3,14,3,15]]}
[]
["4TTR30_48",18.2]
["Evaporator Air \n",null,"Condenser  Entering Air Temperature ˚F"]
[80,"°F DB",85,null,90,null,95,null,100,null,105,null,110,null,115]
["CFM","EWB†\n˚F","Capacity Mbtuh",null,"Capacity Mbtuh",null,"Capacity Mbtuh",null,"Capacity Mbtuh",null,"Capacity Mbtuh",null,"Capacity Mbtuh",null,"Capacity Mbtuh"]
[null,null,"Total","Sens.","Total","Sens.","Total","Sens.","Total","Sens.","Total","Sens.","Total","Sens.","Total","Sens."]
[null,null,null,null,null,null,null,null,null,null,null,null,null,null,null,null,null,"Total Factors",null,null,null,null,null,null,"Sens. %",null,null,null,null,null,null,"IDB Adj",null,null,null,null,null,null,"Sens Calc"]
[1400,71,{"$f":"R8*$B$2","v":20.303874213836476},{"$f":"IF(AM8>C8,C8,AM8)","v":10.619337526205449},{"$f":"S8*$B$2","v":19.817777777777774},{"$f":"IF(AN8>E8,E8,AN8)","v":10.453235200640865},{"$f":"T8*$B$2","v":19.331681341719076},{"$f":"IF(AO8>G8,G8,AO8)","v":10.282809224318656},{"$f":"U8*$B$2","v":18.864280922431867},{"$f":"IF(AP8>I8,I8,AP8)","v":10.116586564568308},{"$f":"V8*$B$2","v":18.396880503144651},{"$f":"IF(AQ8>K8,K8,AQ8)","v":9.946280922431864},{"$f":"W8*$B$2","v":17.929480083857438},{"$f":"IF(AR8>M8,M8,AR8)","v":9.799473283241646},{"$f":"X8*$B$2","v":17.462079664570229},{"$f":"IF(AS8>O8,O8,AS8)","v":9.6471446540880486},null,1.1155974842767296,1.0888888888888888,1.0621802935010483,1.0364989517819707,1.0108176100628929,0.9851362683438154,0.95945492662473797,0.52302025782688766,0.52746757572195446,0.53191489361702127,0.5362826500605431,0.54065040650406504,0.5465564666353302,0.55246252676659524,0.89062499999999989,0.89062499999999989,0.89062499999999989,0.88671875,0.8828125,0.88671875,0.890625,{"$f":"Y8*C8+($A$4-80)*AF8*$A$8/1000","v":10.619337526205449},{"$f":"Z8*E8+($A$4-80)*AG8*$A$8/1000","v":10.453235200640865},{"$f":"AA8*G8+($A$4-80)*AH8*$A$8/1000","v":10.282809224318656},{"$f":"AB8*I8+($A$4-80)*AI8*$A$8/1000","v":10.116586564568308},{"$f":"AC8*K8+($A$4-80)*AJ8*$A$8/1000","v":9.946280922431864},{"$f":"AD8*M8+($A$4-80)*AK8*$A$8/1000","v":9.799473283241646},{"$f":"AE8*O8+($A$4-80)*AL8*$A$8/1000","v":9.6471446540880486}]
[null,67,{"$f":"R9*$B$2","v":18.696016771488466},12.788075471698113,18.266008385744232,{"$f":"IF(AN9>E9,E9,AN9)","v":12.622845719552229},17.835999999999999,{"$f":"IF(AO9>G9,G9,AO9)","v":12.451547169811317},17.405991614255761,{"$f":"IF(AP9>I9,I9,AP9)","v":12.30579446205269},16.975983228511527,{"$f":"IF(AQ9>K9,K9,AQ9)","v":12.152410901467503},16.545974842767293,{"$f":"IF(AR9>M9,M9,AR9)","v":11.987870542185972},16.11596645702306,{"$f":"IF(AS9>O9,O9,AS9)","v":11.815882599580712},null,1.0272536687631026,1.0036268343815513,0.98,0.95637316561844854,0.93274633123689721,0.90911949685534577,0.88549266247379443,0.68400000000000005,0.6910566037735848,0.69811320754716966,0.70698611919208698,0.71585903083700442,0.72451884256467391,0.73317865429234341,0.88281250000000033,0.8828125,0.88281249999999978,0.88671874999999978,0.89062499999999989,0.88671875,0.8828125,{"$f":"Y9*C9+($A$4-80)*AF9*$A$8/1000","v":12.788075471698113},{"$f":"Z9*E9+($A$4-80)*AG9*$A$8/1000","v":12.622845719552229},{"$f":"AA9*G9+($A$4-80)*AH9*$A$8/1000","v":12.451547169811317},{"$f":"AB9*I9+($A$4-80)*AI9*$A$8/1000","v":12.30579446205269},{"$f":"AC9*K9+($A$4-80)*AJ9*$A$8/1000","v":12.152410901467503},{"$f":"AD9*M9+($A$4-80)*AK9*$A$8/1000","v":11.987870542185972},{"$f":"AE9*O9+($A$4-80)*AL9*$A$8/1000","v":11.815882599580712}]
[null,63,17.499471698113204,15.068989517819702,17.08815932914046,14.905310874726712,16.676846960167712,14.73246121593291,16.284230607966457,14.56860895013955,15.891614255765198,14.395932914046121,15.480301886792452,14.252452515126562,15.068989517819704,14.096796645702305,null,0.96150943396226407,0.93890985324947585,0.91631027253668751,0.8947379454926625,0.87316561844863727,0.85056603773584905,0.82796645702306071,0.86111111111111105,0.87225959142999487,0.88340807174887881,0.8946452123450277,0.90588235294117647,0.92068311195445929,0.9354838709677421,0.88281249999999978,0.88281249999999978,0.88281249999999978,0.88281249999999989,0.8828125,0.88671875,0.89062500000000011,15.068989517819702,{"$f":"Z10*E10+($A$4-80)*AG10*$A$8/1000","v":14.905310874726712},{"$f":"AA10*G10+($A$4-80)*AH10*$A$8/1000","v":14.73246121593291},14.56860895013955,14.395932914046121,14.252452515126562,14.096796645702305]
[null,59,16.676846960167712,16.676846960167712,16.302926624737943,16.302926624737943,15.929006289308173,15.929006289308173,15.536389937106913,15.536389937106913,15.143773584905658,15.143773584905658,14.769853249475888,14.769853249475888,14.395932914046119,14.395932914046119,null,0.91631027253668751,0.89576519916142539,0.87522012578616337,0.85364779874213814,0.83207547169811313,0.81153039832285101,0.790985324947589,1,1,1,1,1,1,1,0.72656250000000033,0.67968750000000022,0.63281250000000011,0.58984375,0.546875,0.50390625,0.46093749999999989,16.676846960167712,{"$f":"Z11*E11+($A$4-80)*AG11*$A$8/1000","v":16.302926624737943},{"$f":"AA11*G11+($A$4-80)*AH11*$A$8/1000","v":15.929006289308173},{"$f":"AB11*I11+($A$4-80)*AI11*$A$8/1000","v":15.536389937106913},15.143773584905658,14.769853249475888,14.395932914046119]
[1600,71,20.718238993710692,10.836058700209644,20.222222222222218,10.666566531266188,19.726205450733751,10.492662473794548,19.249266247379452,10.323047514865619,18.772327044025158,10.149266247379455,18.295387840670859,9.9994625339200489,17.81844863731656,9.8440251572327035,null,1.1383647798742138,1.1111111111111109,1.0838574423480083,1.0576519916142557,1.0314465408805031,1.0052410901467506,0.97903563941299787,0.52302025782688766,0.52746757572195446,0.53191489361702127,0.5362826500605431,0.54065040650406504,0.5465564666353302,0.55246252676659524,0.89062499999999989,0.89062499999999989,0.89062499999999989,0.88671875,0.8828125,0.88671875,0.890625,{"$f":"Y12*C12+($A$4-80)*AF12*$A$12/1000","v":10.836058700209644},{"$f":"Z12*E12+($A$4-80)*AG12*$A$12/1000","v":10.666566531266188},{"$f":"AA12*G12+($A$4-80)*AH12*$A$12/1000","v":10.492662473794548},{"$f":"AB12*I12+($A$4-80)*AI12*$A$12/1000","v":10.323047514865619},{"$f":"AC12*K12+($A$4-80)*AJ12*$A$12/1000","v":10.149266247379455},{"$f":"AD12*M12+($A$4-80)*AK12*$A$12/1000","v":9.9994625339200489},{"$f":"AE12*O12+($A$4-80)*AL12*$A$12/1000","v":9.8440251572327035}]
[null,67,19.077568134171905,13.049056603773584,18.638784067085954,12.880454815869623,18.2,12.705660377358488,17.761215932914041,12.55693312454356,17.32243186582809,12.400419287211738,16.883647798742135,12.232520961414256,16.444863731656184,12.057023060796647,null,1.0482180293501047,1.0241090146750524,1,0.97589098532494745,0.95178197064989511,0.92767295597484267,0.90356394129979034,0.68400000000000005,0.6910566037735848,0.69811320754716966,0.70698611919208698,0.71585903083700442,0.72451884256467391,0.73317865429234341,0.88281250000000033,0.8828125,0.88281249999999978,0.88671874999999978,0.89062499999999989,0.88671875,0.8828125,{"$f":"Y13*C13+($A$4-80)*AF13*$A$12/1000","v":13.049056603773584},{"$f":"Z13*E13+($A$4-80)*AG13*$A$12/1000","v":12.880454815869623},{"$f":"AA13*G13+($A$4-80)*AH13*$A$12/1000","v":12.705660377358488},{"$f":"AB13*I13+($A$4-80)*AI13*$A$12/1000","v":12.55693312454356},{"$f":"AC13*K13+($A$4-80)*AJ13*$A$12/1000","v":12.400419287211738},{"$f":"AD13*M13+($A$4-80)*AK13*$A$12/1000","v":12.232520961414256},{"$f":"AE13*O13+($A$4-80)*AL13*$A$12/1000","v":12.057023060796647}]
[null,63,17.856603773584904,15.376519916142556,17.436897274633125,15.209500892578282,17.017190775681339,15.033123689727459,16.616561844863728,14.865927500142396,16.215932914046121,14.689727463312369,15.796226415094338,14.543318892986289,15.376519916142554,14.384486373165618,null,0.98113207547169801,0.95807127882599585,0.93501048218029348,0.91299790356394117,0.89098532494758909,0.86792452830188671,0.84486373165618434,0.86111111111111105,0.87225959142999487,0.88340807174887881,0.8946452123450277,0.90588235294117647,0.92068311195445929,0.9354838709677421,0.88281249999999978,0.88281249999999978,0.88281249999999978,0.88281249999999989,0.8828125,0.88671875,0.89062500000000011,15.376519916142556,{"$f":"Z14*E14+($A$4-80)*AG14*$A$12/1000","v":15.209500892578282},{"$f":"AA14*G14+($A$4-80)*AH14*$A$12/1000","v":15.033123689727459},14.865927500142396,14.689727463312369,14.543318892986289,14.384486373165618]
[null,59,17.017190775681339,17.017190775681339,16.6356394129979,16.6356394129979,16.254088050314465,16.254088050314465,15.853459119496852,15.853459119496852,15.452830188679243,15.452830188679243,15.071278825995806,15.071278825995806,14.689727463312368,14.689727463312368,null,0.93501048218029348,0.91404612159329135,0.89308176100628933,0.87106918238993702,0.84905660377358483,0.82809224318658281,0.80712788259958068,1,1,1,1,1,1,1,0.72656250000000033,0.67968750000000022,0.63281250000000011,0.58984375,0.546875,0.50390625,0.46093749999999989,17.017190775681339,{"$f":"Z15*E15+($A$4-80)*AG15*$A$12/1000","v":16.6356394129979},{"$f":"AA15*G15+($A$4-80)*AH15*$A$12/1000","v":16.254088050314465},15.853459119496852,15.452830188679243,15.071278825995806,14.689727463312368]
[1800,71,21.132603773584904,11.052779874213835,20.626666666666665,10.879897861891513,20.120729559748426,10.702515723270439,19.634251572327045,10.529508465162932,19.147773584905661,10.352251572327043,18.661295597484276,10.199451784598448,18.174817610062892,10.040905660377357,null,1.1611320754716981,1.1333333333333333,1.1055345911949686,1.0788050314465409,1.0520754716981133,1.0253459119496855,0.99861635220125777,0.52302025782688766,0.52746757572195446,0.53191489361702127,0.5362826500605431,0.54065040650406504,0.5465564666353302,0.55246252676659524,0.89062499999999989,0.89062499999999989,0.89062499999999989,0.88671875,0.8828125,0.88671875,0.890625,{"$f":"Y16*C16+($A$4-80)*AF16*$A$16/1000","v":11.052779874213835},{"$f":"Z16*E16+($A$4-80)*AG16*$A$16/1000","v":10.879897861891513},{"$f":"AA16*G16+($A$4-80)*AH16*$A$16/1000","v":10.702515723270439},{"$f":"AB16*I16+($A$4-80)*AI16*$A$16/1000","v":10.529508465162932},{"$f":"AC16*K16+($A$4-80)*AJ16*$A$16/1000","v":10.352251572327043},{"$f":"AD16*M16+($A$4-80)*AK16*$A$16/1000","v":10.199451784598448},{"$f":"AE16*O16+($A$4-80)*AL16*$A$16/1000","v":10.040905660377357}]
[null,67,19.459119496855344,13.310037735849056,19.011559748427672,13.138063912187015,18.564,12.959773584905658,18.116440251572325,12.808071787034434,17.668880503144653,12.648427672955973,17.221320754716981,12.477171380642543,16.773761006289305,12.298163522012578,null,1.0691823899371069,1.0445911949685533,1.02,0.99540880503144646,0.97081761006289302,0.94622641509433969,0.92163522012578614,0.68400000000000005,0.6910566037735848,0.69811320754716966,0.70698611919208698,0.71585903083700442,0.72451884256467391,0.73317865429234341,0.88281250000000033,0.8828125,0.88281249999999978,0.88671874999999978,0.89062499999999989,0.88671875,0.8828125,{"$f":"Y17*C17+($A$4-80)*AF17*$A$16/1000","v":13.310037735849056},{"$f":"Z17*E17+($A$4-80)*AG17*$A$16/1000","v":13.138063912187015},{"$f":"AA17*G17+($A$4-80)*AH17*$A$16/1000","v":12.959773584905658},{"$f":"AB17*I17+($A$4-80)*AI17*$A$16/1000","v":12.808071787034434},{"$f":"AC17*K17+($A$4-80)*AJ17*$A$16/1000","v":12.648427672955973},{"$f":"AD17*M17+($A$4-80)*AK17*$A$16/1000","v":12.477171380642543},{"$f":"AE17*O17+($A$4-80)*AL17*$A$16/1000","v":12.298163522012578}]
[null,63,18.213735849056601,15.684050314465406,17.785635220125787,15.513690910429846,17.35753459119497,15.333786163522012,16.948893081761007,15.163246050145247,16.540251572327044,14.983522012578616,16.112150943396223,14.834185270846012,15.684050314465404,14.67217610062893,null,1.0007547169811319,0.97723270440251575,0.95371069182389945,0.93125786163522017,0.9088050314465409,0.88528301886792438,0.86176100628930796,0.86111111111111105,0.87225959142999487,0.88340807174887881,0.8946452123450277,0.90588235294117647,0.92068311195445929,0.9354838709677421,0.88281249999999978,0.88281249999999978,0.88281249999999978,0.88281249999999989,0.8828125,0.88671875,0.89062500000000011,15.684050314465406,{"$f":"Z18*E18+($A$4-80)*AG18*$A$16/1000","v":15.513690910429846},{"$f":"AA18*G18+($A$4-80)*AH18*$A$16/1000","v":15.333786163522012},15.163246050145247,14.983522012578616,14.834185270846012,14.67217610062893]
[null,59,17.35753459119497,17.35753459119497,16.968352201257861,16.968352201257861,16.579169811320757,16.579169811320757,16.17052830188679,16.17052830188679,15.761886792452831,15.761886792452831,15.372704402515723,15.372704402515723,14.983522012578616,14.983522012578616,null,0.95371069182389945,0.93232704402515731,0.91094339622641518,0.8884905660377358,0.86603773584905663,0.8446540880503145,0.82327044025157237,1,1,1,1,1,1,1,0.72656250000000033,0.67968750000000022,0.63281250000000011,0.58984375,0.546875,0.50390625,0.46093749999999989,17.35753459119497,{"$f":"Z19*E19+($A$4-80)*AG19*$A$16/1000","v":16.968352201257861},{"$f":"AA19*G19+($A$4-80)*AH19*$A$16/1000","v":16.579169811320757},16.17052830188679,15.761886792452831,15.372704402515723,14.983522012578616]

{"sheet":"4TTR30_60","index":16,"n_rows":19,"n_cols":45,"rows_kept":19,"cut":false,"hidden":true,"merged":[[130,0,133,0],[120,12,121,12],[120,13,121,13],[120,14,121,14],[120,15,121,15],[122,0,125,0],[126,0,129,0],[119,12,119,13],[119,14,119,15],[120,4,121,4],[120,5,121,5],[120,6,121,6],[120,7,121,7],[120,8,121,8],[120,9,121,9],[120,10,121,10],[120,11,121,11],[119,0,121,0],[119,1,121,1],[119,4,119,5],[119,6,119,7],[119,8,119,9],[119,10,119,11],[111,0,114,0],[117,0,118,1],[117,4,117,15],[118,4,118,5],[118,6,118,7],[118,8,118,9],[118,10,118,11],[118,12,118,13],[118,14,118,15],[101,12,102,12],[101,13,102,13],[101,14,102,14],[101,15,102,15],[103,0,106,0],[107,0,110,0],[100,12,100,13],[100,14,100,15],[101,4,102,4],[101,5,102,5],[101,6,102,6],[101,7,102,7],[101,8,102,8],[101,9,102,9],[101,10,102,10],[101,11,102,11],[100,0,102,0],[100,1,102,1],[100,4,100,5],[100,6,100,7],[100,8,100,9],[100,10,100,11],[92,0,95,0],[98,0,99,1],[98,4,98,15],[99,4,99,5],[99,6,99,7],[99,8,99,9],[99,10,99,11],[99,12,99,13],[99,14,99,15],[82,12,83,12],[82,13,83,13],[82,14,83,14],[82,15,83,15],[84,0,87,0],[88,0,91,0],[81,12,81,13],[81,14,81,15],[82,4,83,4],[82,5,83,5],[82,6,83,6],[82,7,83,7],[82,8,83,8],[82,9,83,9],[82,10,83,10],[82,11,83,11],[81,0,83,0],[81,1,83,1],[81,4,81,5],[81,6,81,7],[81,8,81,9],[81,10,81,11],[73,0,76,0],[79,0,80,1],[79,4,79,15],[80,4,80,5],[80,6,80,7],[80,8,80,9],[80,10,80,11],[80,12,80,13],[80,14,80,15],[63,12,64,12],[63,13,64,13],[63,14,64,14],[63,15,64,15],[65,0,68,0],[69,0,72,0],[62,12,62,13],[62,14,62,15],[63,4,64,4],[63,5,64,5],[63,6,64,6],[63,7,64,7],[63,8,64,8],[63,9,64,9],[63,10,64,10],[63,11,64,11],[62,0,64,0],[62,1,64,1],[62,4,62,5],[62,6,62,7],[62,8,62,9],[62,10,62,11],[54,0,57,0],[60,0,61,1],[60,4,60,15],[61,4,61,5],[61,6,61,7],[61,8,61,9],[61,10,61,11],[61,12,61,13],[61,14,61,15],[44,12,45,12],[44,13,45,13],[44,14,45,14],[44,15,45,15],[46,0,49,0],[50,0,53,0],[43,12,43,13],[43,14,43,15],[44,4,45,4],[44,5,45,5],[44,6,45,6],[44,7,45,7],[44,8,45,8],[44,9,45,9],[44,10,45,10],[44,11,45,11],[43,0,45,0],[43,1,45,1],[43,4,43,5],[43,6,43,7],[43,8,43,9],[43,10,43,11],[35,0,38,0],[41,0,42,1],[41,4,41,15],[42,4,42,5],[42,6,42,7],[42,8,42,9],[42,10,42,11],[42,12,42,13],[42,14,42,15],[25,12,26,12],[25,13,26,13],[25,14,26,14],[25,15,26,15],[27,0,30,0],[31,0,34,0],[24,12,24,13],[24,14,24,15],[25,4,26,4],[25,5,26,5],[25,6,26,6],[25,7,26,7],[25,8,26,8],[25,9,26,9],[25,10,26,10],[25,11,26,11],[24,0,26,0],[24,1,26,1],[24,4,24,5],[24,6,24,7],[24,8,24,9],[24,10,24,11],[7,0,10,0],[11,0,14,0],[15,0,18,0],[22,4,22,15],[23,4,23,5],[23,6,23,7],[23,8,23,9],[23,10,23,11],[23,12,23,13],[23,14,23,15],[5,10,6,10],[5,11,6,11],[5,12,6,12],[5,13,6,13],[5,14,6,14],[5,15,6,15],[4,10,4,11],[4,12,4,13],[4,14,4,15],[5,2,6,2],[5,3,6,3],[5,4,6,4],[5,5,6,5],[5,6,6,6],[5,7,6,7],[5,8,6,8],[4,0,6,0],[4,1,6,1],[4,2,4,3],[4,4,4,5],[4,6,4,7],[4,8,4,9],[5,9,6,9],[2,0,2,1],[2,2,2,15],[3,2,3,3],[3,4,3,5],[3,6,3,7],[3,8,3,9],[3,10,3,11],[3,12,3,13],[3,14,3,15]]}
[]
["4TTR30_60",18.2]
["Evaporator Air \n",null,"Condenser  Entering Air Temperature ˚F"]
[80,"°F DB",85,null,90,null,95,null,100,null,105,null,110,null,115]
["CFM","EWB†\n˚F","Capacity Mbtuh",null,"Capacity Mbtuh",null,"Capacity Mbtuh",null,"Capacity Mbtuh",null,"Capacity Mbtuh",null,"Capacity Mbtuh",null,"Capacity Mbtuh"]
[null,null,"Total","Sens.","Total","Sens.","Total","Sens.","Total","Sens.","Total","Sens.","Total","Sens.","Total","Sens."]
[null,null,null,null,null,null,null,null,null,null,null,null,null,null,null,null,null,"Total Factors",null,null,null,null,null,null,"Sens. %",null,null,null,null,null,null,"IDB Adj",null,null,null,null,null,null,"Sens Calc"]
[1400,71,{"$f":"R8*$B$2","v":20.091817875210793},{"$f":"IF(AM8>C8,C8,AM8)","v":10.376762225969648},{"$f":"S8*$B$2","v":19.715848229342328},{"$f":"IF(AN8>E8,E8,AN8)","v":10.242556755077228},{"$f":"T8*$B$2","v":19.339878583473862},{"$f":"IF(AO8>G8,G8,AO8)","v":10.106064080944352},{"$f":"U8*$B$2","v":18.963908937605396},{"$f":"IF(AP8>I8,I8,AP8)","v":9.987294102850985},{"$f":"V8*$B$2","v":18.58793929173693},{"$f":"IF(AQ8>K8,K8,AQ8)","v":9.8654435075885338},{"$f":"W8*$B$2","v":18.211969645868464},{"$f":"IF(AR8>M8,M8,AR8)","v":9.7314476114619328},{"$f":"X8*$B$2","v":17.835999999999999},{"$f":"IF(AS8>O8,O8,AS8)","v":9.5947453625632377},null,1.1039460370994942,1.0832883642495785,1.0626306913996628,1.0419730185497471,1.0213153456998314,1.0006576728499157,0.98,0.51646706586826352,0.5195088050958736,0.52255054432348369,0.52664744044653156,0.53074433656957931,0.5343435004938959,0.53794266441821248,0.92032967032967028,0.91689560439560447,0.91346153846153855,0.91689560439560447,0.92032967032967028,0.92032967032967028,0.92032967032967028,{"$f":"Y8*C8+($A$4-80)*AF8*$A$8/1000","v":10.376762225969648},{"$f":"Z8*E8+($A$4-80)*AG8*$A$8/1000","v":10.242556755077228},{"$f":"AA8*G8+($A$4-80)*AH8*$A$8/1000","v":10.106064080944352},{"$f":"AB8*I8+($A$4-80)*AI8*$A$8/1000","v":9.987294102850985},{"$f":"AC8*K8+($A$4-80)*AJ8*$A$8/1000","v":9.8654435075885338},{"$f":"AD8*M8+($A$4-80)*AK8*$A$8/1000","v":9.7314476114619328},{"$f":"AE8*O8+($A$4-80)*AL8*$A$8/1000","v":9.5947453625632377}]
[null,67,{"$f":"R9*$B$2","v":18.527784148397977},12.452114671163574,18.181892074198988,{"$f":"IF(AN9>E9,E9,AN9)","v":12.318648987471752},17.835999999999999,{"$f":"IF(AO9>G9,G9,AO9)","v":12.181416526138278},17.475069139966273,{"$f":"IF(AP9>I9,I9,AP9)","v":12.048411674514812},17.114138279932547,{"$f":"IF(AQ9>K9,K9,AQ9)","v":11.910718381112988},16.768246205733561,{"$f":"IF(AR9>M9,M9,AR9)","v":11.777588792206679},16.422354131534568,{"$f":"IF(AS9>O9,O9,AS9)","v":11.64002023608769},null,1.018010118043845,0.99900505902192249,0.98,0.96016863406408104,0.94033726812816198,0.92133220910623959,0.90232715008431708,0.67207792207792205,0.67752294080287334,0.68296795952782463,0.6894628901329809,0.69595782073813717,0.70237451476467294,0.70879120879120883,0.91346153846153821,0.91346153846153832,0.91346153846153855,0.91346153846153855,0.91346153846153855,0.91346153846153866,0.91346153846153877,{"$f":"Y9*C9+($A$4-80)*AF9*$A$8/1000","v":12.452114671163574},{"$f":"Z9*E9+($A$4-80)*AG9*$A$8/1000","v":12.318648987471752},{"$f":"AA9*G9+($A$4-80)*AH9*$A$8/1000","v":12.181416526138278},{"$f":"AB9*I9+($A$4-80)*AI9*$A$8/1000","v":12.048411674514812},{"$f":"AC9*K9+($A$4-80)*AJ9*$A$8/1000","v":11.910718381112988},{"$f":"AD9*M9+($A$4-80)*AK9*$A$8/1000","v":11.777588792206679},{"$f":"AE9*O9+($A$4-80)*AL9*$A$8/1000","v":11.64002023608769}]
[null,63,17.324681281618886,14.617699831365936,17.008866779089377,14.484831396415389,16.693052276559865,14.347001686340642,16.362198988195615,14.214727782823337,16.031345699831366,14.076303541315346,15.700492411467117,13.944294427300576,15.369639123102868,13.80560539629005,null,0.95190556492411471,0.93455311973018551,0.91720067453625642,0.89902192242833057,0.88084317032040471,0.86266441821247897,0.84448566610455322,0.84375,0.85160472972972978,0.85945945945945956,0.86875411997363217,0.87804878048780488,0.88814376402081041,0.89823874755381594,0.92032967032967028,0.9203296703296705,0.92032967032967072,0.9203296703296705,0.92032967032967028,0.92032967032967028,0.92032967032967028,14.617699831365936,{"$f":"Z10*E10+($A$4-80)*AG10*$A$8/1000","v":14.484831396415389},{"$f":"AA10*G10+($A$4-80)*AH10*$A$8/1000","v":14.347001686340642},14.214727782823337,14.076303541315346,13.944294427300576,13.80560539629005]
[null,59,16.542664418212478,15.700492411467115,16.226849915682966,15.706441816135836,15.911035413153456,15.700492411467117,15.595220910623947,15.4920389197219,15.279406408094435,15.279406408094435,14.978630691399664,14.978630691399664,14.677854974704891,14.677854974704891,null,0.90893760539629009,0.89158516020236078,0.87423271500843169,0.8568802698145026,0.8395278246205734,0.82300168634064086,0.80647554806070831,0.9490909090909091,0.96792919745660777,0.98676748582230633,0.99338374291115317,1,1,1,0.64560439560439598,0.67651098901098927,0.70741758241758268,0.69368131868131877,0.67994505494505486,0.6421703296703295,0.60439560439560414,15.700492411467115,{"$f":"Z11*E11+($A$4-80)*AG11*$A$8/1000","v":15.706441816135836},{"$f":"AA11*G11+($A$4-80)*AH11*$A$8/1000","v":15.700492411467117},{"$f":"AB11*I11+($A$4-80)*AI11*$A$8/1000","v":15.4920389197219},15.279406408094435,14.978630691399664,14.677854974704891]
[1600,71,20.501854974704891,10.588532883642497,20.118212478920743,10.451588525589008,19.734569983136595,10.31231028667791,19.350927487352447,10.191116431480598,18.967284991568295,10.066779089376054,18.583642495784147,9.930048583124421,18.2,9.7905564924114667,null,1.1264755480607083,1.1053962900505903,1.0843170320404723,1.0632377740303542,1.042158516020236,1.021079258010118,1,0.51646706586826352,0.5195088050958736,0.52255054432348369,0.52664744044653156,0.53074433656957931,0.5343435004938959,0.53794266441821248,0.92032967032967028,0.91689560439560447,0.91346153846153855,0.91689560439560447,0.92032967032967028,0.92032967032967028,0.92032967032967028,{"$f":"Y12*C12+($A$4-80)*AF12*$A$12/1000","v":10.588532883642497},{"$f":"Z12*E12+($A$4-80)*AG12*$A$12/1000","v":10.451588525589008},{"$f":"AA12*G12+($A$4-80)*AH12*$A$12/1000","v":10.31231028667791},{"$f":"AB12*I12+($A$4-80)*AI12*$A$12/1000","v":10.191116431480598},{"$f":"AC12*K12+($A$4-80)*AJ12*$A$12/1000","v":10.066779089376054},{"$f":"AD12*M12+($A$4-80)*AK12*$A$12/1000","v":9.930048583124421},{"$f":"AE12*O12+($A$4-80)*AL12*$A$12/1000","v":9.7905564924114667}]
[null,67,18.905902192242831,12.706239460370993,18.552951096121415,12.570049987216073,18.2,12.430016863406408,17.831703204047216,12.294297627055929,17.463406408094436,12.153794266441823,17.11045531197302,12.01794774714967,16.757504215851604,11.877571669477236,null,1.0387858347386172,1.0193929173693086,1,0.97976391231028659,0.9595278246205734,0.94013490725126481,0.92074198988195621,0.67207792207792205,0.67752294080287334,0.68296795952782463,0.6894628901329809,0.69595782073813717,0.70237451476467294,0.70879120879120883,0.91346153846153821,0.91346153846153832,0.91346153846153855,0.91346153846153855,0.91346153846153855,0.91346153846153866,0.91346153846153877,{"$f":"Y13*C13+($A$4-80)*AF13*$A$12/1000","v":12.706239460370993},{"$f":"Z13*E13+($A$4-80)*AG13*$A$12/1000","v":12.570049987216073},{"$f":"AA13*G13+($A$4-80)*AH13*$A$12/1000","v":12.430016863406408},{"$f":"AB13*I13+($A$4-80)*AI13*$A$12/1000","v":12.294297627055929},{"$f":"AC13*K13+($A$4-80)*AJ13*$A$12/1000","v":12.153794266441823},{"$f":"AD13*M13+($A$4-80)*AK13*$A$12/1000","v":12.01794774714967},{"$f":"AE13*O13+($A$4-80)*AL13*$A$12/1000","v":11.877571669477236}]
[null,63,17.678246205733558,14.916020236087689,17.355986509274874,14.780440200423866,17.033726812816187,14.639797639123103,16.696121416526136,14.504824268187075,16.358516020236088,14.363575042158516,16.020910623946037,14.228871864592424,15.683305227655987,14.087352445193929,null,0.97133220910623952,0.95362563237774034,0.93591905564924116,0.91736930860033727,0.89881956155143339,0.88026981450252961,0.86172006745362573,0.84375,0.85160472972972978,0.85945945945945956,0.86875411997363217,0.87804878048780488,0.88814376402081041,0.89823874755381594,0.92032967032967028,0.9203296703296705,0.92032967032967072,0.9203296703296705,0.92032967032967028,0.92032967032967028,0.92032967032967028,14.916020236087689,{"$f":"Z14*E14+($A$4-80)*AG14*$A$12/1000","v":14.780440200423866},{"$f":"AA14*G14+($A$4-80)*AH14*$A$12/1000","v":14.639797639123103},14.504824268187075,14.363575042158516,14.228871864592424,14.087352445193929]
[null,59,16.88026981450253,16.020910623946037,16.558010118043846,16.026981445036572,16.235750421585159,16.020910623946037,15.913490725126474,15.808202979308058,15.59123102866779,15.59123102866779,15.284317032040473,15.284317032040473,14.977403035413152,14.977403035413152,null,0.92748735244519398,0.90978077571669491,0.89207419898819562,0.87436762225969644,0.85666104553119726,0.8397976391231029,0.82293423271500843,0.9490909090909091,0.96792919745660777,0.98676748582230633,0.99338374291115317,1,1,1,0.64560439560439598,0.67651098901098927,0.70741758241758268,0.69368131868131877,0.67994505494505486,0.6421703296703295,0.60439560439560414,16.020910623946037,{"$f":"Z15*E15+($A$4-80)*AG15*$A$12/1000","v":16.026981445036572},{"$f":"AA15*G15+($A$4-80)*AH15*$A$12/1000","v":16.020910623946037},15.808202979308058,15.59123102866779,15.284317032040473,14.977403035413152]
[1800,71,20.911892074198988,10.800303541315346,20.520576728499154,10.660620296100786,20.129261382799324,10.518556492411467,19.737946037099498,10.394938760110211,19.346630691399664,10.268114671163577,18.95531534569983,10.128649554786909,18.564,9.9863676222596958,null,1.1490050590219225,1.127504215851602,1.1060033726812817,1.0845025295109614,1.0630016863406409,1.0415008431703203,1.02,0.51646706586826352,0.5195088050958736,0.52255054432348369,0.52664744044653156,0.53074433656957931,0.5343435004938959,0.53794266441821248,0.92032967032967028,0.91689560439560447,0.91346153846153855,0.91689560439560447,0.92032967032967028,0.92032967032967028,0.92032967032967028,{"$f":"Y16*C16+($A$4-80)*AF16*$A$16/1000","v":10.800303541315346},{"$f":"Z16*E16+($A$4-80)*AG16*$A$16/1000","v":10.660620296100786},{"$f":"AA16*G16+($A$4-80)*AH16*$A$16/1000","v":10.518556492411467},{"$f":"AB16*I16+($A$4-80)*AI16*$A$16/1000","v":10.394938760110211},{"$f":"AC16*K16+($A$4-80)*AJ16*$A$16/1000","v":10.268114671163577},{"$f":"AD16*M16+($A$4-80)*AK16*$A$16/1000","v":10.128649554786909},{"$f":"AE16*O16+($A$4-80)*AL16*$A$16/1000","v":9.9863676222596958}]
[null,67,19.284020236087692,12.960364249578415,18.924010118043846,12.821450986960397,18.564,12.678617200674536,18.188337268128162,12.540183579597048,17.812674536256324,12.39687015177066,17.452664418212478,12.258306702092662,17.092654300168636,12.115123102866781,null,1.0595615514333896,1.0397807757166948,1.02,0.99935919055649247,0.97871838111298481,0.95893760539629003,0.93915682967959535,0.67207792207792205,0.67752294080287334,0.68296795952782463,0.6894628901329809,0.69595782073813717,0.70237451476467294,0.70879120879120883,0.91346153846153821,0.91346153846153832,0.91346153846153855,0.91346153846153855,0.91346153846153855,0.91346153846153866,0.91346153846153877,{"$f":"Y17*C17+($A$4-80)*AF17*$A$16/1000","v":12.960364249578415},{"$f":"Z17*E17+($A$4-80)*AG17*$A$16/1000","v":12.821450986960397},{"$f":"AA17*G17+($A$4-80)*AH17*$A$16/1000","v":12.678617200674536},{"$f":"AB17*I17+($A$4-80)*AI17*$A$16/1000","v":12.540183579597048},{"$f":"AC17*K17+($A$4-80)*AJ17*$A$16/1000","v":12.39687015177066},{"$f":"AD17*M17+($A$4-80)*AK17*$A$16/1000","v":12.258306702092662},{"$f":"AE17*O17+($A$4-80)*AL17*$A$16/1000","v":12.115123102866781}]
[null,63,18.031811129848229,15.214340640809443,17.703106239460368,15.07604900443234,17.374401349072514,14.932593591905567,17.03004384485666,14.794920753550819,16.68568634064081,14.650846543001688,16.341328836424957,14.513449301884272,15.996971332209107,14.369099494097807,null,0.99075885328836433,0.97269814502529506,0.95463743676222601,0.93571669477234409,0.91679595278246206,0.89787521079258015,0.87895446880269823,0.84375,0.85160472972972978,0.85945945945945956,0.86875411997363217,0.87804878048780488,0.88814376402081041,0.89823874755381594,0.92032967032967028,0.9203296703296705,0.92032967032967072,0.9203296703296705,0.92032967032967028,0.92032967032967028,0.92032967032967028,15.214340640809443,{"$f":"Z18*E18+($A$4-80)*AG18*$A$16/1000","v":15.07604900443234},{"$f":"AA18*G18+($A$4-80)*AH18*$A$16/1000","v":14.932593591905567},14.794920753550819,14.650846543001688,14.513449301884272,14.369099494097807]
[null,59,17.217875210792581,16.34132883642496,16.88917032040472,16.347521073937301,16.560465430016862,16.341328836424957,16.231760539629004,16.124367038894221,15.903055649241146,15.903055649241146,15.590003372681279,15.590003372681279,15.276951096121415,15.276951096121415,null,0.94603709949409787,0.9279763912310286,0.90991568296795955,0.89185497470489039,0.87379426644182123,0.85659359190556483,0.83939291736930854,0.9490909090909091,0.96792919745660777,0.98676748582230633,0.99338374291115317,1,1,1,0.64560439560439598,0.67651098901098927,0.70741758241758268,0.69368131868131877,0.67994505494505486,0.6421703296703295,0.60439560439560414,16.34132883642496,{"$f":"Z19*E19+($A$4-80)*AG19*$A$16/1000","v":16.347521073937301},{"$f":"AA19*G19+($A$4-80)*AH19*$A$16/1000","v":16.341328836424957},16.124367038894221,15.903055649241146,15.590003372681279,15.276951096121415]

{"sheet":"4TTR40_18","index":17,"n_rows":19,"n_cols":45,"rows_kept":19,"cut":false,"hidden":true,"merged":[[130,0,133,0],[120,12,121,12],[120,13,121,13],[120,14,121,14],[120,15,121,15],[122,0,125,0],[126,0,129,0],[119,12,119,13],[119,14,119,15],[120,4,121,4],[120,5,121,5],[120,6,121,6],[120,7,121,7],[120,8,121,8],[120,9,121,9],[120,10,121,10],[120,11,121,11],[119,0,121,0],[119,1,121,1],[119,4,119,5],[119,6,119,7],[119,8,119,9],[119,10,119,11],[111,0,114,0],[117,0,118,1],[117,4,117,15],[118,4,118,5],[118,6,118,7],[118,8,118,9],[118,10,118,11],[118,12,118,13],[118,14,118,15],[101,12,102,12],[101,13,102,13],[101,14,102,14],[101,15,102,15],[103,0,106,0],[107,0,110,0],[100,12,100,13],[100,14,100,15],[101,4,102,4],[101,5,102,5],[101,6,102,6],[101,7,102,7],[101,8,102,8],[101,9,102,9],[101,10,102,10],[101,11,102,11],[100,0,102,0],[100,1,102,1],[100,4,100,5],[100,6,100,7],[100,8,100,9],[100,10,100,11],[92,0,95,0],[98,0,99,1],[98,4,98,15],[99,4,99,5],[99,6,99,7],[99,8,99,9],[99,10,99,11],[99,12,99,13],[99,14,99,15],[82,12,83,12],[82,13,83,13],[82,14,83,14],[82,15,83,15],[84,0,87,0],[88,0,91,0],[81,12,81,13],[81,14,81,15],[82,4,83,4],[82,5,83,5],[82,6,83,6],[82,7,83,7],[82,8,83,8],[82,9,83,9],[82,10,83,10],[82,11,83,11],[81,0,83,0],[81,1,83,1],[81,4,81,5],[81,6,81,7],[81,8,81,9],[81,10,81,11],[73,0,76,0],[79,0,80,1],[79,4,79,15],[80,4,80,5],[80,6,80,7],[80,8,80,9],[80,10,80,11],[80,12,80,13],[80,14,80,15],[63,12,64,12],[63,13,64,13],[63,14,64,14],[63,15,64,15],[65,0,68,0],[69,0,72,0],[62,12,62,13],[62,14,62,15],[63,4,64,4],[63,5,64,5],[63,6,64,6],[63,7,64,7],[63,8,64,8],[63,9,64,9],[63,10,64,10],[63,11,64,11],[62,0,64,0],[62,1,64,1],[62,4,62,5],[62,6,62,7],[62,8,62,9],[62,10,62,11],[54,0,57,0],[60,0,61,1],[60,4,60,15],[61,4,61,5],[61,6,61,7],[61,8,61,9],[61,10,61,11],[61,12,61,13],[61,14,61,15],[44,12,45,12],[44,13,45,13],[44,14,45,14],[44,15,45,15],[46,0,49,0],[50,0,53,0],[43,12,43,13],[43,14,43,15],[44,4,45,4],[44,5,45,5],[44,6,45,6],[44,7,45,7],[44,8,45,8],[44,9,45,9],[44,10,45,10],[44,11,45,11],[43,0,45,0],[43,1,45,1],[43,4,43,5],[43,6,43,7],[43,8,43,9],[43,10,43,11],[35,0,38,0],[41,0,42,1],[41,4,41,15],[42,4,42,5],[42,6,42,7],[42,8,42,9],[42,10,42,11],[42,12,42,13],[42,14,42,15],[25,12,26,12],[25,13,26,13],[25,14,26,14],[25,15,26,15],[27,0,30,0],[31,0,34,0],[24,12,24,13],[24,14,24,15],[25,4,26,4],[25,5,26,5],[25,6,26,6],[25,7,26,7],[25,8,26,8],[25,9,26,9],[25,10,26,10],[25,11,26,11],[24,0,26,0],[24,1,26,1],[24,4,24,5],[24,6,24,7],[24,8,24,9],[24,10,24,11],[7,0,10,0],[11,0,14,0],[15,0,18,0],[22,4,22,15],[23,4,23,5],[23,6,23,7],[23,8,23,9],[23,10,23,11],[23,12,23,13],[23,14,23,15],[5,10,6,10],[5,11,6,11],[5,12,6,12],[5,13,6,13],[5,14,6,14],[5,15,6,15],[4,10,4,11],[4,12,4,13],[4,14,4,15],[5,2,6,2],[5,3,6,3],[5,4,6,4],[5,5,6,5],[5,6,6,6],[5,7,6,7],[5,8,6,8],[4,0,6,0],[4,1,6,1],[4,2,4,3],[4,4,4,5],[4,6,4,7],[4,8,4,9],[5,9,6,9],[2,0,2,1],[2,2,2,15],[3,2,3,3],[3,4,3,5],[3,6,3,7],[3,8,3,9],[3,10,3,11],[3,12,3,13],[3,14,3,15]]}
[]
["4TTR40_18",18.2]
["Evaporator Air \n",null,"Condenser  Entering Air Temperature ˚F"]
[80,"°F DB",85,null,90,null,95,null,100,null,105,null,110,null,115]
["CFM","EWB†\n˚F","Capacity Mbtuh",null,"Capacity Mbtuh",null,"Capacity Mbtuh",null,"Capacity Mbtuh",null,"Capacity Mbtuh",null,"Capacity Mbtuh",null,"Capacity Mbtuh"]
[null,null,"Total","Sens.","Total","Sens.","Total","Sens.","Total","Sens.","Total","Sens.","Total","Sens.","Total","Sens."]
[null,null,null,null,null,null,null,null,null,null,null,null,null,null,null,null,null,"Total Factors",null,null,null,null,null,null,"Sens. %",null,null,null,null,null,null,"IDB Adj",null,null,null,null,null,null,"Sens Calc"]
[525,71,{"$f":"R8*$B$2","v":20.285999999999998},{"$f":"IF(AM8>C8,C8,AM8)","v":10.78},{"$f":"S8*$B$2","v":19.795999999999999},{"$f":"IF(AN8>E8,E8,AN8)","v":10.585634174452537},{"$f":"T8*$B$2","v":19.305999999999997},{"$f":"IF(AO8>G8,G8,AO8)","v":10.387999999999998},{"$f":"U8*$B$2","v":18.864999999999998},{"$f":"IF(AP8>I8,I8,AP8)","v":10.243161181013066},{"$f":"V8*$B$2","v":18.423999999999999},{"$f":"IF(AQ8>K8,K8,AQ8)","v":10.093999999999999},{"$f":"W8*$B$2","v":17.982999999999997},{"$f":"IF(AR8>M8,M8,AR8)","v":9.9493785064780678},{"$f":"X8*$B$2","v":17.541999999999998},{"$f":"IF(AS8>O8,O8,AS8)","v":9.8000000000000007},null,1.1146153846153846,1.0876923076923077,1.0607692307692307,1.0365384615384614,1.0123076923076924,0.98807692307692296,0.9638461538461538,0.53140096618357491,0.53473601608671129,0.53807106598984766,0.54297170320768973,0.5478723404255319,0.55326577915131347,0.55865921787709505,0.9375,0.9375,0.9375,0.93750000000000011,0.93750000000000022,0.93750000000000011,0.9375,{"$f":"Y8*C8+($A$4-80)*AF8*$A$8/1000","v":10.78},{"$f":"Z8*E8+($A$4-80)*AG8*$A$8/1000","v":10.585634174452537},{"$f":"AA8*G8+($A$4-80)*AH8*$A$8/1000","v":10.387999999999998},{"$f":"AB8*I8+($A$4-80)*AI8*$A$8/1000","v":10.243161181013066},{"$f":"AC8*K8+($A$4-80)*AJ8*$A$8/1000","v":10.093999999999999},{"$f":"AD8*M8+($A$4-80)*AK8*$A$8/1000","v":9.9493785064780678},{"$f":"AE8*O8+($A$4-80)*AL8*$A$8/1000","v":9.8000000000000007}]
[null,67,{"$f":"R9*$B$2","v":18.62},12.936,18.228000000000002,{"$f":"IF(AN9>E9,E9,AN9)","v":12.791754655870447},17.835999999999999,{"$f":"IF(AO9>G9,G9,AO9)","v":12.641999999999999},17.443999999999999,{"$f":"IF(AP9>I9,I9,AP9)","v":12.498007957559681},17.052,{"$f":"IF(AQ9>K9,K9,AQ9)","v":12.347999999999999},16.610999999999997,{"$f":"IF(AR9>M9,M9,AR9)","v":12.205700313479621},16.169999999999998,{"$f":"IF(AS9>O9,O9,AS9)","v":12.053999999999998},null,1.0230769230769232,1.0015384615384617,0.98,0.95846153846153848,0.93692307692307697,0.91269230769230758,0.88846153846153841,0.6947368421052631,0.70176402544823602,0.70879120879120883,0.71646456991284579,0.72413793103448276,0.73479623824451412,0.74545454545454548,0.9166666666666663,0.91666666666666652,0.91666666666666674,0.91666666666666674,0.91666666666666674,0.92708333333333348,0.93750000000000022,{"$f":"Y9*C9+($A$4-80)*AF9*$A$8/1000","v":12.936},{"$f":"Z9*E9+($A$4-80)*AG9*$A$8/1000","v":12.791754655870447},{"$f":"AA9*G9+($A$4-80)*AH9*$A$8/1000","v":12.641999999999999},{"$f":"AB9*I9+($A$4-80)*AI9*$A$8/1000","v":12.498007957559681},{"$f":"AC9*K9+($A$4-80)*AJ9*$A$8/1000","v":12.347999999999999},{"$f":"AD9*M9+($A$4-80)*AK9*$A$8/1000","v":12.205700313479621},{"$f":"AE9*O9+($A$4-80)*AL9*$A$8/1000","v":12.053999999999998}]
[null,63,17.443999999999999,15.287999999999998,17.052,15.145624719101122,16.66,14.994,16.268000000000001,14.852081481481482,15.875999999999999,14.7,15.532999999999999,14.556852090800477,15.19,14.405999999999999,null,0.95846153846153848,0.93692307692307697,0.91538461538461546,0.89384615384615396,0.87230769230769234,0.85346153846153849,0.83461538461538465,0.87640449438202239,0.88820224719101115,0.9,0.91296296296296298,0.92592592592592593,0.93715651135005973,0.94838709677419353,0.91666666666666674,0.92708333333333337,0.9375,0.9375,0.9375,0.9375,0.9375,15.287999999999998,{"$f":"Z10*E10+($A$4-80)*AG10*$A$8/1000","v":15.145624719101122},{"$f":"AA10*G10+($A$4-80)*AH10*$A$8/1000","v":14.994},14.852081481481482,14.7,14.556852090800477,14.405999999999999]
[null,59,16.66,16.66,16.268000000000001,16.268000000000001,15.875999999999999,15.875999999999999,15.532999999999999,15.532999999999999,15.19,15.19,14.797999999999998,14.797999999999998,14.405999999999999,14.405999999999999,null,0.91538461538461546,0.89384615384615396,0.87230769230769234,0.85346153846153849,0.83461538461538465,0.81307692307692303,0.79153846153846152,1,1,1,1,1,1,1,0.68750000000000022,0.64583333333333326,0.60416666666666641,0.56249999999999989,0.52083333333333337,0.46875,0.41666666666666669,16.66,{"$f":"Z11*E11+($A$4-80)*AG11*$A$8/1000","v":16.268000000000001},{"$f":"AA11*G11+($A$4-80)*AH11*$A$8/1000","v":15.875999999999999},{"$f":"AB11*I11+($A$4-80)*AI11*$A$8/1000","v":15.532999999999999},15.19,14.797999999999998,14.405999999999999]
[600,71,20.7,11,20.2,10.801667524951567,19.7,10.599999999999998,19.25,10.452205286748027,18.8,10.3,18.350000000000001,10.152427047426603,17.899999999999999,10,null,1.1373626373626373,1.1098901098901099,1.0824175824175823,1.0576923076923077,1.0329670329670331,1.0082417582417584,0.98351648351648346,0.53140096618357491,0.53473601608671129,0.53807106598984766,0.54297170320768973,0.5478723404255319,0.55326577915131347,0.55865921787709505,0.9375,0.9375,0.9375,0.93750000000000011,0.93750000000000022,0.93750000000000011,0.9375,{"$f":"Y12*C12+($A$4-80)*AF12*$A$12/1000","v":11},{"$f":"Z12*E12+($A$4-80)*AG12*$A$12/1000","v":10.801667524951567},{"$f":"AA12*G12+($A$4-80)*AH12*$A$12/1000","v":10.599999999999998},{"$f":"AB12*I12+($A$4-80)*AI12*$A$12/1000","v":10.452205286748027},{"$f":"AC12*K12+($A$4-80)*AJ12*$A$12/1000","v":10.3},{"$f":"AD12*M12+($A$4-80)*AK12*$A$12/1000","v":10.152427047426603},{"$f":"AE12*O12+($A$4-80)*AL12*$A$12/1000","v":10}]
[null,67,19,13.2,18.600000000000001,13.05281087333719,18.2,12.9,17.799999999999997,12.753069344448653,17.399999999999999,12.6,16.95,12.454796238244514,16.5,12.3,null,1.043956043956044,1.0219780219780221,1,0.97802197802197788,0.95604395604395598,0.93131868131868134,0.90659340659340659,0.6947368421052631,0.70176402544823602,0.70879120879120883,0.71646456991284579,0.72413793103448276,0.73479623824451412,0.74545454545454548,0.9166666666666663,0.91666666666666652,0.91666666666666674,0.91666666666666674,0.91666666666666674,0.92708333333333348,0.93750000000000022,{"$f":"Y13*C13+($A$4-80)*AF13*$A$12/1000","v":13.2},{"$f":"Z13*E13+($A$4-80)*AG13*$A$12/1000","v":13.05281087333719},{"$f":"AA13*G13+($A$4-80)*AH13*$A$12/1000","v":12.9},{"$f":"AB13*I13+($A$4-80)*AI13*$A$12/1000","v":12.753069344448653},{"$f":"AC13*K13+($A$4-80)*AJ13*$A$12/1000","v":12.6},{"$f":"AD13*M13+($A$4-80)*AK13*$A$12/1000","v":12.454796238244514},{"$f":"AE13*O13+($A$4-80)*AL13*$A$12/1000","v":12.3}]
[null,63,17.8,15.6,17.399999999999999,15.454719101123592,17,15.3,16.600000000000001,15.155185185185188,16.2,15,15.85,14.853930704898447,15.500000000000002,14.700000000000001,null,0.9780219780219781,0.95604395604395598,0.93406593406593408,0.91208791208791218,0.89010989010989006,0.87087912087912089,0.85164835164835173,0.87640449438202239,0.88820224719101115,0.9,0.91296296296296298,0.92592592592592593,0.93715651135005973,0.94838709677419353,0.91666666666666674,0.92708333333333337,0.9375,0.9375,0.9375,0.9375,0.9375,15.6,{"$f":"Z14*E14+($A$4-80)*AG14*$A$12/1000","v":15.454719101123592},{"$f":"AA14*G14+($A$4-80)*AH14*$A$12/1000","v":15.3},15.155185185185188,15,14.853930704898447,14.700000000000001]
[null,59,17,17,16.600000000000001,16.600000000000001,16.2,16.2,15.85,15.85,15.500000000000002,15.500000000000002,15.1,15.1,14.7,14.7,null,0.93406593406593408,0.91208791208791218,0.89010989010989006,0.87087912087912089,0.85164835164835173,0.82967032967032972,0.80769230769230771,1,1,1,1,1,1,1,0.68750000000000022,0.64583333333333326,0.60416666666666641,0.56249999999999989,0.52083333333333337,0.46875,0.41666666666666669,17,{"$f":"Z15*E15+($A$4-80)*AG15*$A$12/1000","v":16.600000000000001},{"$f":"AA15*G15+($A$4-80)*AH15*$A$12/1000","v":16.2},15.85,15.500000000000002,15.1,14.7]
[675,71,21.114000000000004,11.220000000000002,20.603999999999999,11.017700875450599,20.094000000000001,10.811999999999999,19.635000000000002,10.661249392482988,19.176000000000002,10.506,18.716999999999999,10.355475588375134,18.257999999999999,10.200000000000001,null,1.1601098901098903,1.1320879120879122,1.1040659340659342,1.078846153846154,1.0536263736263738,1.0284065934065934,1.0031868131868131,0.53140096618357491,0.53473601608671129,0.53807106598984766,0.54297170320768973,0.5478723404255319,0.55326577915131347,0.55865921787709505,0.9375,0.9375,0.9375,0.93750000000000011,0.93750000000000022,0.93750000000000011,0.9375,{"$f":"Y16*C16+($A$4-80)*AF16*$A$16/1000","v":11.220000000000002},{"$f":"Z16*E16+($A$4-80)*AG16*$A$16/1000","v":11.017700875450599},{"$f":"AA16*G16+($A$4-80)*AH16*$A$16/1000","v":10.811999999999999},{"$f":"AB16*I16+($A$4-80)*AI16*$A$16/1000","v":10.661249392482988},{"$f":"AC16*K16+($A$4-80)*AJ16*$A$16/1000","v":10.506},{"$f":"AD16*M16+($A$4-80)*AK16*$A$16/1000","v":10.355475588375134},{"$f":"AE16*O16+($A$4-80)*AL16*$A$16/1000","v":10.200000000000001}]
[null,67,19.38,13.463999999999999,18.972000000000001,13.313867090803935,18.564,13.158000000000001,18.155999999999999,13.008130731337628,17.747999999999998,12.851999999999999,17.289000000000001,12.703892163009407,16.830000000000002,12.546000000000001,null,1.0648351648351648,1.0424175824175825,1.02,0.9975824175824175,0.9751648351648351,0.9499450549450551,0.92472527472527488,0.6947368421052631,0.70176402544823602,0.70879120879120883,0.71646456991284579,0.72413793103448276,0.73479623824451412,0.74545454545454548,0.9166666666666663,0.91666666666666652,0.91666666666666674,0.91666666666666674,0.91666666666666674,0.92708333333333348,0.93750000000000022,{"$f":"Y17*C17+($A$4-80)*AF17*$A$16/1000","v":13.463999999999999},{"$f":"Z17*E17+($A$4-80)*AG17*$A$16/1000","v":13.313867090803935},{"$f":"AA17*G17+($A$4-80)*AH17*$A$16/1000","v":13.158000000000001},{"$f":"AB17*I17+($A$4-80)*AI17*$A$16/1000","v":13.008130731337628},{"$f":"AC17*K17+($A$4-80)*AJ17*$A$16/1000","v":12.851999999999999},{"$f":"AD17*M17+($A$4-80)*AK17*$A$16/1000","v":12.703892163009407},{"$f":"AE17*O17+($A$4-80)*AL17*$A$16/1000","v":12.546000000000001}]
[null,63,18.156000000000002,15.912000000000001,17.748000000000001,15.763813483146066,17.34,15.606,16.932000000000002,15.458288888888891,16.524000000000001,15.3,16.167000000000002,15.151009318996417,15.81,14.994,null,0.99758241758241772,0.97516483516483521,0.9527472527472528,0.93032967032967051,0.907912087912088,0.8882967032967034,0.8686813186813187,0.87640449438202239,0.88820224719101115,0.9,0.91296296296296298,0.92592592592592593,0.93715651135005973,0.94838709677419353,0.91666666666666674,0.92708333333333337,0.9375,0.9375,0.9375,0.9375,0.9375,15.912000000000001,{"$f":"Z18*E18+($A$4-80)*AG18*$A$16/1000","v":15.763813483146066},{"$f":"AA18*G18+($A$4-80)*AH18*$A$16/1000","v":15.606},15.458288888888891,15.3,15.151009318996417,14.994]
[null,59,17.34,17.34,16.932000000000002,16.932000000000002,16.524000000000001,16.524000000000001,16.167000000000002,16.167000000000002,15.81,15.81,15.401999999999999,15.401999999999999,14.994,14.994,null,0.9527472527472528,0.93032967032967051,0.907912087912088,0.8882967032967034,0.8686813186813187,0.8462637362637363,0.82384615384615389,1,1,1,1,1,1,1,0.68750000000000022,0.64583333333333326,0.60416666666666641,0.56249999999999989,0.52083333333333337,0.46875,0.41666666666666669,17.34,{"$f":"Z19*E19+($A$4-80)*AG19*$A$16/1000","v":16.932000000000002},{"$f":"AA19*G19+($A$4-80)*AH19*$A$16/1000","v":16.524000000000001},16.167000000000002,15.81,15.401999999999999,14.994]

{"sheet":"4TTR40_24","index":18,"n_rows":19,"n_cols":45,"rows_kept":19,"cut":false,"hidden":true,"merged":[[130,0,133,0],[120,12,121,12],[120,13,121,13],[120,14,121,14],[120,15,121,15],[122,0,125,0],[126,0,129,0],[119,12,119,13],[119,14,119,15],[120,4,121,4],[120,5,121,5],[120,6,121,6],[120,7,121,7],[120,8,121,8],[120,9,121,9],[120,10,121,10],[120,11,121,11],[119,0,121,0],[119,1,121,1],[119,4,119,5],[119,6,119,7],[119,8,119,9],[119,10,119,11],[111,0,114,0],[117,0,118,1],[117,4,117,15],[118,4,118,5],[118,6,118,7],[118,8,118,9],[118,10,118,11],[118,12,118,13],[118,14,118,15],[101,12,102,12],[101,13,102,13],[101,14,102,14],[101,15,102,15],[103,0,106,0],[107,0,110,0],[100,12,100,13],[100,14,100,15],[101,4,102,4],[101,5,102,5],[101,6,102,6],[101,7,102,7],[101,8,102,8],[101,9,102,9],[101,10,102,10],[101,11,102,11],[100,0,102,0],[100,1,102,1],[100,4,100,5],[100,6,100,7],[100,8,100,9],[100,10,100,11],[92,0,95,0],[98,0,99,1],[98,4,98,15],[99,4,99,5],[99,6,99,7],[99,8,99,9],[99,10,99,11],[99,12,99,13],[99,14,99,15],[82,12,83,12],[82,13,83,13],[82,14,83,14],[82,15,83,15],[84,0,87,0],[88,0,91,0],[81,12,81,13],[81,14,81,15],[82,4,83,4],[82,5,83,5],[82,6,83,6],[82,7,83,7],[82,8,83,8],[82,9,83,9],[82,10,83,10],[82,11,83,11],[81,0,83,0],[81,1,83,1],[81,4,81,5],[81,6,81,7],[81,8,81,9],[81,10,81,11],[73,0,76,0],[79,0,80,1],[79,4,79,15],[80,4,80,5],[80,6,80,7],[80,8,80,9],[80,10,80,11],[80,12,80,13],[80,14,80,15],[63,12,64,12],[63,13,64,13],[63,14,64,14],[63,15,64,15],[65,0,68,0],[69,0,72,0],[62,12,62,13],[62,14,62,15],[63,4,64,4],[63,5,64,5],[63,6,64,6],[63,7,64,7],[63,8,64,8],[63,9,64,9],[63,10,64,10],[63,11,64,11],[62,0,64,0],[62,1,64,1],[62,4,62,5],[62,6,62,7],[62,8,62,9],[62,10,62,11],[54,0,57,0],[60,0,61,1],[60,4,60,15],[61,4,61,5],[61,6,61,7],[61,8,61,9],[61,10,61,11],[61,12,61,13],[61,14,61,15],[44,12,45,12],[44,13,45,13],[44,14,45,14],[44,15,45,15],[46,0,49,0],[50,0,53,0],[43,12,43,13],[43,14,43,15],[44,4,45,4],[44,5,45,5],[44,6,45,6],[44,7,45,7],[44,8,45,8],[44,9,45,9],[44,10,45,10],[44,11,45,11],[43,0,45,0],[43,1,45,1],[43,4,43,5],[43,6,43,7],[43,8,43,9],[43,10,43,11],[35,0,38,0],[41,0,42,1],[41,4,41,15],[42,4,42,5],[42,6,42,7],[42,8,42,9],[42,10,42,11],[42,12,42,13],[42,14,42,15],[25,12,26,12],[25,13,26,13],[25,14,26,14],[25,15,26,15],[27,0,30,0],[31,0,34,0],[24,12,24,13],[24,14,24,15],[25,4,26,4],[25,5,26,5],[25,6,26,6],[25,7,26,7],[25,8,26,8],[25,9,26,9],[25,10,26,10],[25,11,26,11],[24,0,26,0],[24,1,26,1],[24,4,24,5],[24,6,24,7],[24,8,24,9],[24,10,24,11],[7,0,10,0],[11,0,14,0],[15,0,18,0],[22,4,22,15],[23,4,23,5],[23,6,23,7],[23,8,23,9],[23,10,23,11],[23,12,23,13],[23,14,23,15],[5,10,6,10],[5,11,6,11],[5,12,6,12],[5,13,6,13],[5,14,6,14],[5,15,6,15],[4,10,4,11],[4,12,4,13],[4,14,4,15],[5,2,6,2],[5,3,6,3],[5,4,6,4],[5,5,6,5],[5,6,6,6],[5,7,6,7],[5,8,6,8],[4,0,6,0],[4,1,6,1],[4,2,4,3],[4,4,4,5],[4,6,4,7],[4,8,4,9],[5,9,6,9],[2,0,2,1],[2,2,2,15],[3,2,3,3],[3,4,3,5],[3,6,3,7],[3,8,3,9],[3,10,3,11],[3,12,3,13],[3,14,3,15]]}
[]
["4TTR40_24",18.2]
["Evaporator Air \n",null,"Condenser  Entering Air Temperature ˚F"]
[80,"°F DB",85,null,90,null,95,null,100,null,105,null,110,null,115]
["CFM","EWB†\n˚F","Capacity Mbtuh",null,"Capacity Mbtuh",null,"Capacity Mbtuh",null,"Capacity Mbtuh",null,"Capacity Mbtuh",null,"Capacity Mbtuh",null,"Capacity Mbtuh"]
[null,null,"Total","Sens.","Total","Sens.","Total","Sens.","Total","Sens.","Total","Sens.","Total","Sens.","Total","Sens."]
[null,null,null,null,null,null,null,null,null,null,null,null,null,null,null,null,null,"Total Factors",null,null,null,null,null,null,"Sens. %",null,null,null,null,null,null,"IDB Adj",null,null,null,null,null,null,"Sens Calc"]
[700,71,{"$f":"R8*$B$2","v":20.224083682008366},{"$f":"IF(AM8>C8,C8,AM8)","v":10.522493723849371},{"$f":"S8*$B$2","v":19.776317991631799},{"$f":"IF(AN8>E8,E8,AN8)","v":10.375177839915908},{"$f":"T8*$B$2","v":19.328552301255229},{"$f":"IF(AO8>G8,G8,AO8)","v":10.223983263598326},{"$f":"U8*$B$2","v":18.880786610878662},{"$f":"IF(AP8>I8,I8,AP8)","v":10.07685581816126},{"$f":"V8*$B$2","v":18.433020920502095},{"$f":"IF(AQ8>K8,K8,AQ8)","v":9.925472803347283},{"$f":"W8*$B$2","v":18.022569037656904},{"$f":"IF(AR8>M8,M8,AR8)","v":9.7778898836961918},{"$f":"X8*$B$2","v":17.612117154811717},{"$f":"IF(AS8>O8,O8,AS8)","v":9.6269623430962348},null,1.1112133891213389,1.086610878661088,1.0620083682008368,1.0374058577405858,1.0128033472803348,0.99025104602510472,0.9676987447698745,0.52029520295202947,0.52462636595477918,0.52895752895752901,0.53370953370953378,0.53846153846153855,0.54253585397653192,0.54661016949152541,0.89062499999999989,0.89062499999999989,0.89062499999999989,0.890625,0.89062500000000011,0.88281250000000011,0.87500000000000011,{"$f":"Y8*C8+($A$4-80)*AF8*$A$8/1000","v":10.522493723849371},{"$f":"Z8*E8+($A$4-80)*AG8*$A$8/1000","v":10.375177839915908},{"$f":"AA8*G8+($A$4-80)*AH8*$A$8/1000","v":10.223983263598326},{"$f":"AB8*I8+($A$4-80)*AI8*$A$8/1000","v":10.07685581816126},{"$f":"AC8*K8+($A$4-80)*AJ8*$A$8/1000","v":9.925472803347283},{"$f":"AD8*M8+($A$4-80)*AK8*$A$8/1000","v":9.7778898836961918},{"$f":"AE8*O8+($A$4-80)*AL8*$A$8/1000","v":9.6269623430962348}]
[null,67,{"$f":"R9*$B$2","v":18.656903765690377},12.686694560669457,18.246451882845189,{"$f":"IF(AN9>E9,E9,AN9)","v":12.5404275576408},17.835999999999999,{"$f":"IF(AO9>G9,G9,AO9)","v":12.388184100418412},17.425548117154811,{"$f":"IF(AP9>I9,I9,AP9)","v":12.242205435092082},17.015096234309624,{"$f":"IF(AQ9>K9,K9,AQ9)","v":12.089673640167364},16.604644351464437,{"$f":"IF(AR9>M9,M9,AR9)","v":11.944027161134041},16.194192468619246,{"$f":"IF(AS9>O9,O9,AS9)","v":11.791163179916317},null,1.0251046025104602,1.0025523012552302,0.98,0.95744769874476987,0.93489539748953987,0.91234309623430965,0.88979079497907942,0.68,0.68728033472803363,0.69456066945606709,0.70254349262277038,0.71052631578947367,0.71931845743390732,0.72811059907834108,0.87499999999999989,0.875,0.87500000000000022,0.8828125,0.89062499999999989,0.890625,0.89062500000000011,{"$f":"Y9*C9+($A$4-80)*AF9*$A$8/1000","v":12.686694560669457},{"$f":"Z9*E9+($A$4-80)*AG9*$A$8/1000","v":12.5404275576408},{"$f":"AA9*G9+($A$4-80)*AH9*$A$8/1000","v":12.388184100418412},{"$f":"AB9*I9+($A$4-80)*AI9*$A$8/1000","v":12.242205435092082},{"$f":"AC9*K9+($A$4-80)*AJ9*$A$8/1000","v":12.089673640167364},{"$f":"AD9*M9+($A$4-80)*AK9*$A$8/1000","v":11.944027161134041},{"$f":"AE9*O9+($A$4-80)*AL9*$A$8/1000","v":11.791163179916317}]
[null,63,17.462861924686191,14.925523012552301,17.089723849372387,14.780054974430501,16.716585774058576,14.627012552301256,16.306133891213388,14.48317702133302,15.895682008368199,14.328502092050206,15.522543933054394,14.183855102915864,15.149405857740588,14.029991631799165,null,0.95949790794979084,0.9389958158995817,0.91849372384937233,0.89594142259414222,0.87338912133891211,0.85288702928870297,0.83238493723849383,0.85470085470085477,0.86485042735042739,0.87500000000000011,0.88820422535211274,0.90140845070422526,0.91375841254423085,0.92610837438423643,0.87499999999999989,0.875,0.87500000000000022,0.8828125,0.89062499999999989,0.890625,0.89062500000000011,14.925523012552301,{"$f":"Z10*E10+($A$4-80)*AG10*$A$8/1000","v":14.780054974430501},{"$f":"AA10*G10+($A$4-80)*AH10*$A$8/1000","v":14.627012552301256},14.48317702133302,14.328502092050206,14.183855102915864,14.029991631799165]
[null,59,16.641958158995816,16.641958158995816,16.268820083682005,16.268820083682005,15.895682008368199,15.895682008368199,15.559857740585775,15.559857740585775,15.224033472803347,15.224033472803347,14.850895397489536,14.850895397489536,14.47775732217573,14.47775732217573,null,0.91439330543933062,0.89389121338912125,0.87338912133891211,0.85493723849372394,0.83648535564853554,0.81598326359832618,0.79548117154811704,1,1,1,1,1,1,1,0.73437499999999989,0.69531249999999989,0.65624999999999989,0.61718749999999989,0.57812499999999989,0.53124999999999978,0.48437499999999967,16.641958158995816,{"$f":"Z11*E11+($A$4-80)*AG11*$A$8/1000","v":16.268820083682005},{"$f":"AA11*G11+($A$4-80)*AH11*$A$8/1000","v":15.895682008368199},{"$f":"AB11*I11+($A$4-80)*AI11*$A$8/1000","v":15.559857740585775},15.224033472803347,14.850895397489536,14.47775732217573]
[800,71,20.636820083682011,10.737238493723849,20.179916317991633,10.586916163179499,19.723012552301256,10.4326359832636,19.266108786610879,10.282505936899243,18.809205020920501,10.128033472803349,18.390376569037659,9.9774386568328506,17.971548117154814,9.8234309623430978,null,1.1338912133891215,1.1087866108786613,1.0836820083682008,1.0585774058577406,1.0334728033472804,1.0104602510460252,0.98744769874477001,0.52029520295202947,0.52462636595477918,0.52895752895752901,0.53370953370953378,0.53846153846153855,0.54253585397653192,0.54661016949152541,0.89062499999999989,0.89062499999999989,0.89062499999999989,0.890625,0.89062500000000011,0.88281250000000011,0.87500000000000011,{"$f":"Y12*C12+($A$4-80)*AF12*$A$12/1000","v":10.737238493723849},{"$f":"Z12*E12+($A$4-80)*AG12*$A$12/1000","v":10.586916163179499},{"$f":"AA12*G12+($A$4-80)*AH12*$A$12/1000","v":10.4326359832636},{"$f":"AB12*I12+($A$4-80)*AI12*$A$12/1000","v":10.282505936899243},{"$f":"AC12*K12+($A$4-80)*AJ12*$A$12/1000","v":10.128033472803349},{"$f":"AD12*M12+($A$4-80)*AK12*$A$12/1000","v":9.9774386568328506},{"$f":"AE12*O12+($A$4-80)*AL12*$A$12/1000","v":9.8234309623430978}]
[null,67,19.03765690376569,12.94560669456067,18.618828451882845,12.796354650653878,18.2,12.641004184100421,17.781171548117157,12.492046362338861,17.362343096234309,12.336401673640166,16.943514644351467,12.187782817483717,16.524686192468618,12.031799163179917,null,1.0460251046025104,1.0230125523012552,1,0.9769874476987449,0.95397489539748959,0.93096234309623438,0.90794979079497906,0.68,0.68728033472803363,0.69456066945606709,0.70254349262277038,0.71052631578947367,0.71931845743390732,0.72811059907834108,0.87499999999999989,0.875,0.87500000000000022,0.8828125,0.89062499999999989,0.890625,0.89062500000000011,{"$f":"Y13*C13+($A$4-80)*AF13*$A$12/1000","v":12.94560669456067},{"$f":"Z13*E13+($A$4-80)*AG13*$A$12/1000","v":12.796354650653878},{"$f":"AA13*G13+($A$4-80)*AH13*$A$12/1000","v":12.641004184100421},{"$f":"AB13*I13+($A$4-80)*AI13*$A$12/1000","v":12.492046362338861},{"$f":"AC13*K13+($A$4-80)*AJ13*$A$12/1000","v":12.336401673640166},{"$f":"AD13*M13+($A$4-80)*AK13*$A$12/1000","v":12.187782817483717},{"$f":"AE13*O13+($A$4-80)*AL13*$A$12/1000","v":12.031799163179917}]
[null,63,17.819246861924686,15.230125523012553,17.438493723849373,15.081688749418875,17.057740585774059,14.925523012552304,16.638912133891214,14.778752062584715,16.220083682008369,14.62092050209205,15.839330543933055,14.473321533587617,15.45857740585774,14.316317991631799,null,0.97907949790794979,0.95815899581589958,0.93723849372384938,0.91422594142259428,0.89121338912133896,0.87029288702928875,0.84937238493723854,0.85470085470085477,0.86485042735042739,0.87500000000000011,0.88820422535211274,0.90140845070422526,0.91375841254423085,0.92610837438423643,0.87499999999999989,0.875,0.87500000000000022,0.8828125,0.89062499999999989,0.890625,0.89062500000000011,15.230125523012553,{"$f":"Z14*E14+($A$4-80)*AG14*$A$12/1000","v":15.081688749418875},{"$f":"AA14*G14+($A$4-80)*AH14*$A$12/1000","v":14.925523012552304},14.778752062584715,14.62092050209205,14.473321533587617,14.316317991631799]
[null,59,16.981589958158995,16.981589958158995,16.600836820083682,16.600836820083682,16.220083682008369,16.220083682008369,15.877405857740587,15.877405857740587,15.534728033472803,15.534728033472803,15.153974895397489,15.153974895397489,14.773221757322176,14.773221757322176,null,0.93305439330543938,0.91213389121338917,0.89121338912133896,0.87238493723849386,0.85355648535564854,0.83263598326359833,0.81171548117154813,1,1,1,1,1,1,1,0.73437499999999989,0.69531249999999989,0.65624999999999989,0.61718749999999989,0.57812499999999989,0.53124999999999978,0.48437499999999967,16.981589958158995,{"$f":"Z15*E15+($A$4-80)*AG15*$A$12/1000","v":16.600836820083682},{"$f":"AA15*G15+($A$4-80)*AH15*$A$12/1000","v":16.220083682008369},15.877405857740587,15.534728033472803,15.153974895397489,14.773221757322176]
[900,71,21.049556485355652,10.951983263598327,20.583514644351464,10.798654486443088,20.11747280334728,10.641288702928872,19.651430962343095,10.488156055637228,19.185389121338911,10.330594142259415,18.758184100418415,10.176987429969508,18.330979079497908,10.019899581589957,null,1.156569037656904,1.1309623430962343,1.1053556485355649,1.0797489539748955,1.054142259414226,1.0306694560669458,1.0071966527196654,0.52029520295202947,0.52462636595477918,0.52895752895752901,0.53370953370953378,0.53846153846153855,0.54253585397653192,0.54661016949152541,0.89062499999999989,0.89062499999999989,0.89062499999999989,0.890625,0.89062500000000011,0.88281250000000011,0.87500000000000011,{"$f":"Y16*C16+($A$4-80)*AF16*$A$16/1000","v":10.951983263598327},{"$f":"Z16*E16+($A$4-80)*AG16*$A$16/1000","v":10.798654486443088},{"$f":"AA16*G16+($A$4-80)*AH16*$A$16/1000","v":10.641288702928872},{"$f":"AB16*I16+($A$4-80)*AI16*$A$16/1000","v":10.488156055637228},{"$f":"AC16*K16+($A$4-80)*AJ16*$A$16/1000","v":10.330594142259415},{"$f":"AD16*M16+($A$4-80)*AK16*$A$16/1000","v":10.176987429969508},{"$f":"AE16*O16+($A$4-80)*AL16*$A$16/1000","v":10.019899581589957}]
[null,67,19.418410041841003,13.204518828451883,18.991205020920503,13.052281743666956,18.564,12.89382426778243,18.136794979079497,12.741887289585636,17.709589958158997,12.58312970711297,17.282384937238493,12.431538473833388,16.85517991631799,12.272435146443515,null,1.0669456066945606,1.0434728033472804,1.02,0.99652719665271972,0.97305439330543941,0.94958158995815911,0.9261087866108787,0.68,0.68728033472803363,0.69456066945606709,0.70254349262277038,0.71052631578947367,0.71931845743390732,0.72811059907834108,0.87499999999999989,0.875,0.87500000000000022,0.8828125,0.89062499999999989,0.890625,0.89062500000000011,{"$f":"Y17*C17+($A$4-80)*AF17*$A$16/1000","v":13.204518828451883},{"$f":"Z17*E17+($A$4-80)*AG17*$A$16/1000","v":13.052281743666956},{"$f":"AA17*G17+($A$4-80)*AH17*$A$16/1000","v":12.89382426778243},{"$f":"AB17*I17+($A$4-80)*AI17*$A$16/1000","v":12.741887289585636},{"$f":"AC17*K17+($A$4-80)*AJ17*$A$16/1000","v":12.58312970711297},{"$f":"AD17*M17+($A$4-80)*AK17*$A$16/1000","v":12.431538473833388},{"$f":"AE17*O17+($A$4-80)*AL17*$A$16/1000","v":12.272435146443515}]
[null,63,18.175631799163178,15.534728033472803,17.787263598326359,15.383322524407252,17.39889539748954,15.224033472803349,16.971690376569036,15.074327103836408,16.544485355648536,14.91333891213389,16.156117154811717,14.76278796425937,15.767748953974895,14.602644351464434,null,0.99866108786610874,0.97732217573221747,0.95598326359832642,0.932510460251046,0.90903765690376581,0.88769874476987454,0.86635983263598326,0.85470085470085477,0.86485042735042739,0.87500000000000011,0.88820422535211274,0.90140845070422526,0.91375841254423085,0.92610837438423643,0.87499999999999989,0.875,0.87500000000000022,0.8828125,0.89062499999999989,0.890625,0.89062500000000011,15.534728033472803,{"$f":"Z18*E18+($A$4-80)*AG18*$A$16/1000","v":15.383322524407252},{"$f":"AA18*G18+($A$4-80)*AH18*$A$16/1000","v":15.224033472803349},15.074327103836408,14.91333891213389,14.76278796425937,14.602644351464434]
[null,59,17.321221757322178,17.321221757322178,16.932853556485359,16.932853556485359,16.544485355648536,16.544485355648536,16.194953974895402,16.194953974895402,15.84542259414226,15.84542259414226,15.457054393305441,15.457054393305441,15.068686192468618,15.068686192468618,null,0.95171548117154825,0.93037656903765709,0.90903765690376581,0.88983263598326379,0.87062761506276154,0.84928870292887038,0.8279497907949791,1,1,1,1,1,1,1,0.73437499999999989,0.69531249999999989,0.65624999999999989,0.61718749999999989,0.57812499999999989,0.53124999999999978,0.48437499999999967,17.321221757322178,{"$f":"Z19*E19+($A$4-80)*AG19*$A$16/1000","v":16.932853556485359},{"$f":"AA19*G19+($A$4-80)*AH19*$A$16/1000","v":16.544485355648536},16.194953974895402,15.84542259414226,15.457054393305441,15.068686192468618]

{"sheet":"4TTR40_25","index":19,"n_rows":19,"n_cols":45,"rows_kept":19,"cut":false,"hidden":true,"merged":[[130,0,133,0],[120,12,121,12],[120,13,121,13],[120,14,121,14],[120,15,121,15],[122,0,125,0],[126,0,129,0],[119,12,119,13],[119,14,119,15],[120,4,121,4],[120,5,121,5],[120,6,121,6],[120,7,121,7],[120,8,121,8],[120,9,121,9],[120,10,121,10],[120,11,121,11],[119,0,121,0],[119,1,121,1],[119,4,119,5],[119,6,119,7],[119,8,119,9],[119,10,119,11],[111,0,114,0],[117,0,118,1],[117,4,117,15],[118,4,118,5],[118,6,118,7],[118,8,118,9],[118,10,118,11],[118,12,118,13],[118,14,118,15],[101,12,102,12],[101,13,102,13],[101,14,102,14],[101,15,102,15],[103,0,106,0],[107,0,110,0],[100,12,100,13],[100,14,100,15],[101,4,102,4],[101,5,102,5],[101,6,102,6],[101,7,102,7],[101,8,102,8],[101,9,102,9],[101,10,102,10],[101,11,102,11],[100,0,102,0],[100,1,102,1],[100,4,100,5],[100,6,100,7],[100,8,100,9],[100,10,100,11],[92,0,95,0],[98,0,99,1],[98,4,98,15],[99,4,99,5],[99,6,99,7],[99,8,99,9],[99,10,99,11],[99,12,99,13],[99,14,99,15],[82,12,83,12],[82,13,83,13],[82,14,83,14],[82,15,83,15],[84,0,87,0],[88,0,91,0],[81,12,81,13],[81,14,81,15],[82,4,83,4],[82,5,83,5],[82,6,83,6],[82,7,83,7],[82,8,83,8],[82,9,83,9],[82,10,83,10],[82,11,83,11],[81,0,83,0],[81,1,83,1],[81,4,81,5],[81,6,81,7],[81,8,81,9],[81,10,81,11],[73,0,76,0],[79,0,80,1],[79,4,79,15],[80,4,80,5],[80,6,80,7],[80,8,80,9],[80,10,80,11],[80,12,80,13],[80,14,80,15],[63,12,64,12],[63,13,64,13],[63,14,64,14],[63,15,64,15],[65,0,68,0],[69,0,72,0],[62,12,62,13],[62,14,62,15],[63,4,64,4],[63,5,64,5],[63,6,64,6],[63,7,64,7],[63,8,64,8],[63,9,64,9],[63,10,64,10],[63,11,64,11],[62,0,64,0],[62,1,64,1],[62,4,62,5],[62,6,62,7],[62,8,62,9],[62,10,62,11],[54,0,57,0],[60,0,61,1],[60,4,60,15],[61,4,61,5],[61,6,61,7],[61,8,61,9],[61,10,61,11],[61,12,61,13],[61,14,61,15],[44,12,45,12],[44,13,45,13],[44,14,45,14],[44,15,45,15],[46,0,49,0],[50,0,53,0],[43,12,43,13],[43,14,43,15],[44,4,45,4],[44,5,45,5],[44,6,45,6],[44,7,45,7],[44,8,45,8],[44,9,45,9],[44,10,45,10],[44,11,45,11],[43,0,45,0],[43,1,45,1],[43,4,43,5],[43,6,43,7],[43,8,43,9],[43,10,43,11],[35,0,38,0],[41,0,42,1],[41,4,41,15],[42,4,42,5],[42,6,42,7],[42,8,42,9],[42,10,42,11],[42,12,42,13],[42,14,42,15],[25,12,26,12],[25,13,26,13],[25,14,26,14],[25,15,26,15],[27,0,30,0],[31,0,34,0],[24,12,24,13],[24,14,24,15],[25,4,26,4],[25,5,26,5],[25,6,26,6],[25,7,26,7],[25,8,26,8],[25,9,26,9],[25,10,26,10],[25,11,26,11],[24,0,26,0],[24,1,26,1],[24,4,24,5],[24,6,24,7],[24,8,24,9],[24,10,24,11],[7,0,10,0],[11,0,14,0],[15,0,18,0],[22,4,22,15],[23,4,23,5],[23,6,23,7],[23,8,23,9],[23,10,23,11],[23,12,23,13],[23,14,23,15],[5,10,6,10],[5,11,6,11],[5,12,6,12],[5,13,6,13],[5,14,6,14],[5,15,6,15],[4,10,4,11],[4,12,4,13],[4,14,4,15],[5,2,6,2],[5,3,6,3],[5,4,6,4],[5,5,6,5],[5,6,6,6],[5,7,6,7],[5,8,6,8],[4,0,6,0],[4,1,6,1],[4,2,4,3],[4,4,4,5],[4,6,4,7],[4,8,4,9],[5,9,6,9],[2,0,2,1],[2,2,2,15],[3,2,3,3],[3,4,3,5],[3,6,3,7],[3,8,3,9],[3,10,3,11],[3,12,3,13],[3,14,3,15]]}
[]
["4TTR40_25",18.2]
["Evaporator Air \n",null,"Condenser  Entering Air Temperature ˚F"]
[80,"°F DB",85,null,90,null,95,null,100,null,105,null,110,null,115]
["CFM","EWB†\n˚F","Capacity Mbtuh",null,"Capacity Mbtuh",null,"Capacity Mbtuh",null,"Capacity Mbtuh",null,"Capacity Mbtuh",null,"Capacity Mbtuh",null,"Capacity Mbtuh"]
[null,null,"Total","Sens.","Total","Sens.","Total","Sens.","Total","Sens.","Total","Sens.","Total","Sens.","Total","Sens."]
[null,null,null,null,null,null,null,null,null,null,null,null,null,null,null,null,null,"Total Factors",null,null,null,null,null,null,"Sens. %",null,null,null,null,null,null,"IDB Adj",null,null,null,null,null,null,"Sens Calc"]
[700,71,{"$f":"R8*$B$2","v":20.478370370370367},{"$f":"IF(AM8>C8,C8,AM8)","v":11.156674897119341},{"$f":"S8*$B$2","v":19.927876543209877},{"$f":"IF(AN8>E8,E8,AN8)","v":10.97648413294635},{"$f":"T8*$B$2","v":19.377382716049379},{"$f":"IF(AO8>G8,G8,AO8)","v":10.789679012345676},{"$f":"U8*$B$2","v":18.790189300411519},{"$f":"IF(AP8>I8,I8,AP8)","v":10.572925431133314},{"$f":"V8*$B$2","v":18.20299588477366},{"$f":"IF(AQ8>K8,K8,AQ8)","v":10.349283950617281},{"$f":"W8*$B$2","v":17.652502057613166},{"$f":"IF(AR8>M8,M8,AR8)","v":10.169953962151652},{"$f":"X8*$B$2","v":17.102008230452675},{"$f":"IF(AS8>O8,O8,AS8)","v":9.9822880658436208},null,1.1251851851851851,1.0949382716049383,1.0646913580246913,1.0324279835390946,1.0001646090534979,0.96991769547325091,0.93967078189300413,0.54480286738351258,0.55081052460084723,0.55681818181818177,0.56268328445747795,0.56854838709677413,0.57611968711061878,0.58369098712446343,0.99999999999999978,0.99999999999999978,0.99999999999999978,0.99999999999999989,1,1,1,{"$f":"Y8*C8+($A$4-80)*AF8*$A$8/1000","v":11.156674897119341},{"$f":"Z8*E8+($A$4-80)*AG8*$A$8/1000","v":10.97648413294635},{"$f":"AA8*G8+($A$4-80)*AH8*$A$8/1000","v":10.789679012345676},{"$f":"AB8*I8+($A$4-80)*AI8*$A$8/1000","v":10.572925431133314},{"$f":"AC8*K8+($A$4-80)*AJ8*$A$8/1000","v":10.349283950617281},{"$f":"AD8*M8+($A$4-80)*AK8*$A$8/1000","v":10.169953962151652},{"$f":"AE8*O8+($A$4-80)*AL8*$A$8/1000","v":9.9822880658436208}]
[null,67,{"$f":"R9*$B$2","v":18.863588477366253},13.578847736625512,18.349794238683128,{"$f":"IF(AN9>E9,E9,AN9)","v":13.362961236506541},17.835999999999999,{"$f":"IF(AO9>G9,G9,AO9)","v":13.138452674897115},17.322205761316873,{"$f":"IF(AP9>I9,I9,AP9)","v":12.960914697666899},16.80841152263374,{"$f":"IF(AQ9>K9,K9,AQ9)","v":12.771456790123453},16.294617283950615,{"$f":"IF(AR9>M9,M9,AR9)","v":12.594694994402003},15.780823045267487,{"$f":"IF(AS9>O9,O9,AS9)","v":12.404460905349792},null,1.0364609053497942,1.0082304526748971,0.98,0.95176954732510288,0.92353909465020556,0.89530864197530857,0.86707818930041147,0.71984435797665369,0.72823493618997293,0.73662551440329205,0.74822542095710454,0.75982532751091703,0.77293591956941199,0.78604651162790695,1,0.99218749999999989,0.98437499999999978,0.99218749999999978,0.99999999999999978,0.99999999999999978,0.99999999999999978,{"$f":"Y9*C9+($A$4-80)*AF9*$A$8/1000","v":13.578847736625512},{"$f":"Z9*E9+($A$4-80)*AG9*$A$8/1000","v":13.362961236506541},{"$f":"AA9*G9+($A$4-80)*AH9*$A$8/1000","v":13.138452674897115},{"$f":"AB9*I9+($A$4-80)*AI9*$A$8/1000","v":12.960914697666899},{"$f":"AC9*K9+($A$4-80)*AJ9*$A$8/1000","v":12.771456790123453},{"$f":"AD9*M9+($A$4-80)*AK9*$A$8/1000","v":12.594694994402003},{"$f":"AE9*O9+($A$4-80)*AL9*$A$8/1000","v":12.404460905349792}]
[null,63,17.615802469135801,16.001020576131687,17.13870781893004,15.824677302049153,16.661613168724276,15.634024691358023,16.184518518518516,15.458550676041432,15.707423868312754,15.26702880658436,15.230329218106995,15.016819930002692,14.753234567901234,14.753234567901234,null,0.96790123456790123,0.94168724279835381,0.9154732510288065,0.88925925925925919,0.86304526748971178,0.83683127572016458,0.81061728395061727,0.90833333333333333,0.92332966226138036,0.93832599118942739,0.95514430400592865,0.97196261682243001,0.98598130841121501,1,0.984375,0.9921875,1,1,1,0.98437500000000011,0.96875000000000022,16.001020576131687,{"$f":"Z10*E10+($A$4-80)*AG10*$A$8/1000","v":15.824677302049153},{"$f":"AA10*G10+($A$4-80)*AH10*$A$8/1000","v":15.634024691358023},15.458550676041432,15.26702880658436,15.016819930002692,14.753234567901234]
[null,59,16.80841152263374,16.80841152263374,16.368016460905348,16.368016460905348,15.927621399176953,15.927621399176953,15.450526748971191,15.450526748971191,14.973432098765429,14.973432098765429,14.533037037037033,14.533037037037033,14.09264197530864,14.09264197530864,null,0.92353909465020556,0.89934156378600816,0.87514403292181064,0.84893004115226323,0.82271604938271592,0.79851851851851829,0.77432098765432089,1,1,1,1,1,1,1,0.60937499999999978,0.55468749999999978,0.49999999999999989,0.44531249999999994,0.390625,0.33593750000000006,0.28125000000000011,16.80841152263374,{"$f":"Z11*E11+($A$4-80)*AG11*$A$8/1000","v":16.368016460905348},{"$f":"AA11*G11+($A$4-80)*AH11*$A$8/1000","v":15.927621399176953},{"$f":"AB11*I11+($A$4-80)*AI11*$A$8/1000","v":15.450526748971191},14.973432098765429,14.533037037037033,14.09264197530864]
[800,71,20.896296296296295,11.384362139917696,20.334567901234564,11.200494013210559,19.772839506172836,11.009876543209874,19.17366255144033,10.788699419523791,18.57448559670782,10.560493827160494,18.012757201646089,10.377504043011889,17.451028806584361,10.186008230452673,null,1.1481481481481481,1.1172839506172838,1.0864197530864197,1.0534979423868314,1.0205761316872428,0.98971193415637859,0.95884773662551437,0.54480286738351258,0.55081052460084723,0.55681818181818177,0.56268328445747795,0.56854838709677413,0.57611968711061878,0.58369098712446343,0.99999999999999978,0.99999999999999978,0.99999999999999978,0.99999999999999989,1,1,1,{"$f":"Y12*C12+($A$4-80)*AF12*$A$12/1000","v":11.384362139917696},{"$f":"Z12*E12+($A$4-80)*AG12*$A$12/1000","v":11.200494013210559},{"$f":"AA12*G12+($A$4-80)*AH12*$A$12/1000","v":11.009876543209874},{"$f":"AB12*I12+($A$4-80)*AI12*$A$12/1000","v":10.788699419523791},{"$f":"AC12*K12+($A$4-80)*AJ12*$A$12/1000","v":10.560493827160494},{"$f":"AD12*M12+($A$4-80)*AK12*$A$12/1000","v":10.377504043011889},{"$f":"AE12*O12+($A$4-80)*AL12*$A$12/1000","v":10.186008230452673}]
[null,67,19.248559670781891,13.855967078189298,18.724279835390945,13.635674731129122,18.2,13.406584362139915,17.675720164609054,13.22542316088459,17.151440329218104,13.032098765432096,16.627160493827159,12.851729586124494,16.102880658436213,12.657613168724279,null,1.0576131687242798,1.0288065843621399,1,0.9711934156378601,0.94238683127572009,0.9135802469135802,0.8847736625514403,0.71984435797665369,0.72823493618997293,0.73662551440329205,0.74822542095710454,0.75982532751091703,0.77293591956941199,0.78604651162790695,1,0.99218749999999989,0.98437499999999978,0.99218749999999978,0.99999999999999978,0.99999999999999978,0.99999999999999978,{"$f":"Y13*C13+($A$4-80)*AF13*$A$12/1000","v":13.855967078189298},{"$f":"Z13*E13+($A$4-80)*AG13*$A$12/1000","v":13.635674731129122},{"$f":"AA13*G13+($A$4-80)*AH13*$A$12/1000","v":13.406584362139915},{"$f":"AB13*I13+($A$4-80)*AI13*$A$12/1000","v":13.22542316088459},{"$f":"AC13*K13+($A$4-80)*AJ13*$A$12/1000","v":13.032098765432096},{"$f":"AD13*M13+($A$4-80)*AK13*$A$12/1000","v":12.851729586124494},{"$f":"AE13*O13+($A$4-80)*AL13*$A$12/1000","v":12.657613168724279}]
[null,63,17.975308641975307,16.327572016460902,17.488477366255143,16.147629900050156,17.00164609053498,15.953086419753088,16.514814814814812,15.774031302083094,16.027983539094649,15.578600823045267,15.541152263374483,15.323285642859888,15.05432098765432,15.05432098765432,null,0.98765432098765427,0.96090534979423869,0.93415637860082301,0.90740740740740722,0.88065843621399165,0.85390946502057608,0.8271604938271605,0.90833333333333333,0.92332966226138036,0.93832599118942739,0.95514430400592865,0.97196261682243001,0.98598130841121501,1,0.984375,0.9921875,1,1,1,0.98437500000000011,0.96875000000000022,16.327572016460902,{"$f":"Z14*E14+($A$4-80)*AG14*$A$12/1000","v":16.147629900050156},{"$f":"AA14*G14+($A$4-80)*AH14*$A$12/1000","v":15.953086419753088},15.774031302083094,15.578600823045267,15.323285642859888,15.05432098765432]
[null,59,17.151440329218104,17.151440329218104,16.702057613168719,16.702057613168719,16.252674897119341,16.252674897119341,15.765843621399174,15.765843621399174,15.279012345679011,15.279012345679011,14.829629629629625,14.829629629629625,14.380246913580246,14.380246913580246,null,0.94238683127572009,0.91769547325102863,0.89300411522633738,0.8662551440329217,0.83950617283950613,0.81481481481481466,0.79012345679012341,1,1,1,1,1,1,1,0.60937499999999978,0.55468749999999978,0.49999999999999989,0.44531249999999994,0.390625,0.33593750000000006,0.28125000000000011,17.151440329218104,{"$f":"Z15*E15+($A$4-80)*AG15*$A$12/1000","v":16.702057613168719},{"$f":"AA15*G15+($A$4-80)*AH15*$A$12/1000","v":16.252674897119341},15.765843621399174,15.279012345679011,14.829629629629625,14.380246913580246]
[900,71,21.31422222222222,11.61204938271605,20.741259259259255,11.424503893474771,20.168296296296294,11.230074074074071,19.557135802469134,11.004473407914265,18.945975308641977,10.771703703703704,18.373012345679012,10.585054123872128,17.80004938271605,10.389728395061727,null,1.171111111111111,1.1396296296296295,1.1081481481481481,1.0745679012345679,1.0409876543209877,1.0095061728395063,0.97802469135802472,0.54480286738351258,0.55081052460084723,0.55681818181818177,0.56268328445747795,0.56854838709677413,0.57611968711061878,0.58369098712446343,0.99999999999999978,0.99999999999999978,0.99999999999999978,0.99999999999999989,1,1,1,{"$f":"Y16*C16+($A$4-80)*AF16*$A$16/1000","v":11.61204938271605},{"$f":"Z16*E16+($A$4-80)*AG16*$A$16/1000","v":11.424503893474771},{"$f":"AA16*G16+($A$4-80)*AH16*$A$16/1000","v":11.230074074074071},{"$f":"AB16*I16+($A$4-80)*AI16*$A$16/1000","v":11.004473407914265},{"$f":"AC16*K16+($A$4-80)*AJ16*$A$16/1000","v":10.771703703703704},{"$f":"AD16*M16+($A$4-80)*AK16*$A$16/1000","v":10.585054123872128},{"$f":"AE16*O16+($A$4-80)*AL16*$A$16/1000","v":10.389728395061727}]
[null,67,19.633530864197528,14.133086419753084,19.098765432098766,13.908388225751706,18.564,13.674716049382713,18.029234567901234,13.489931624102281,17.494469135802468,13.29274074074074,16.959703703703699,13.108764177846981,16.424938271604937,12.910765432098763,null,1.0787654320987654,1.0493827160493827,1.02,0.99061728395061732,0.96123456790123452,0.93185185185185171,0.90246913580246912,0.71984435797665369,0.72823493618997293,0.73662551440329205,0.74822542095710454,0.75982532751091703,0.77293591956941199,0.78604651162790695,1,0.99218749999999989,0.98437499999999978,0.99218749999999978,0.99999999999999978,0.99999999999999978,0.99999999999999978,{"$f":"Y17*C17+($A$4-80)*AF17*$A$16/1000","v":14.133086419753084},{"$f":"Z17*E17+($A$4-80)*AG17*$A$16/1000","v":13.908388225751706},{"$f":"AA17*G17+($A$4-80)*AH17*$A$16/1000","v":13.674716049382713},{"$f":"AB17*I17+($A$4-80)*AI17*$A$16/1000","v":13.489931624102281},{"$f":"AC17*K17+($A$4-80)*AJ17*$A$16/1000","v":13.29274074074074},{"$f":"AD17*M17+($A$4-80)*AK17*$A$16/1000","v":13.108764177846981},{"$f":"AE17*O17+($A$4-80)*AL17*$A$16/1000","v":12.910765432098763}]
[null,63,18.334814814814813,16.654123456790121,17.838246913580246,16.470582498051158,17.341679012345679,16.272148148148151,16.845111111111109,16.089511928124754,16.348543209876542,15.890172839506173,15.851975308641974,15.629751355717087,15.355407407407407,15.355407407407407,null,1.0074074074074073,0.98012345679012347,0.95283950617283952,0.92555555555555546,0.89827160493827152,0.87098765432098757,0.84370370370370373,0.90833333333333333,0.92332966226138036,0.93832599118942739,0.95514430400592865,0.97196261682243001,0.98598130841121501,1,0.984375,0.9921875,1,1,1,0.98437500000000011,0.96875000000000022,16.654123456790121,{"$f":"Z18*E18+($A$4-80)*AG18*$A$16/1000","v":16.470582498051158},{"$f":"AA18*G18+($A$4-80)*AH18*$A$16/1000","v":16.272148148148151},16.089511928124754,15.890172839506173,15.629751355717087,15.355407407407407]
[null,59,17.494469135802468,17.494469135802468,17.036098765432097,17.036098765432097,16.57772839506173,16.57772839506173,16.081160493827159,16.081160493827159,15.584592592592591,15.584592592592591,15.12622222222222,15.12622222222222,14.667851851851852,14.667851851851852,null,0.96123456790123452,0.93604938271604943,0.91086419753086423,0.88358024691358017,0.85629629629629622,0.83111111111111102,0.80592592592592593,1,1,1,1,1,1,1,0.60937499999999978,0.55468749999999978,0.49999999999999989,0.44531249999999994,0.390625,0.33593750000000006,0.28125000000000011,17.494469135802468,{"$f":"Z19*E19+($A$4-80)*AG19*$A$16/1000","v":17.036098765432097},{"$f":"AA19*G19+($A$4-80)*AH19*$A$16/1000","v":16.57772839506173},16.081160493827159,15.584592592592591,15.12622222222222,14.667851851851852]

{"sheet":"4TTR40_30","index":20,"n_rows":19,"n_cols":45,"rows_kept":19,"cut":false,"hidden":true,"merged":[[130,0,133,0],[120,12,121,12],[120,13,121,13],[120,14,121,14],[120,15,121,15],[122,0,125,0],[126,0,129,0],[119,12,119,13],[119,14,119,15],[120,4,121,4],[120,5,121,5],[120,6,121,6],[120,7,121,7],[120,8,121,8],[120,9,121,9],[120,10,121,10],[120,11,121,11],[119,0,121,0],[119,1,121,1],[119,4,119,5],[119,6,119,7],[119,8,119,9],[119,10,119,11],[111,0,114,0],[117,0,118,1],[117,4,117,15],[118,4,118,5],[118,6,118,7],[118,8,118,9],[118,10,118,11],[118,12,118,13],[118,14,118,15],[101,12,102,12],[101,13,102,13],[101,14,102,14],[101,15,102,15],[103,0,106,0],[107,0,110,0],[100,12,100,13],[100,14,100,15],[101,4,102,4],[101,5,102,5],[101,6,102,6],[101,7,102,7],[101,8,102,8],[101,9,102,9],[101,10,102,10],[101,11,102,11],[100,0,102,0],[100,1,102,1],[100,4,100,5],[100,6,100,7],[100,8,100,9],[100,10,100,11],[92,0,95,0],[98,0,99,1],[98,4,98,15],[99,4,99,5],[99,6,99,7],[99,8,99,9],[99,10,99,11],[99,12,99,13],[99,14,99,15],[82,12,83,12],[82,13,83,13],[82,14,83,14],[82,15,83,15],[84,0,87,0],[88,0,91,0],[81,12,81,13],[81,14,81,15],[82,4,83,4],[82,5,83,5],[82,6,83,6],[82,7,83,7],[82,8,83,8],[82,9,83,9],[82,10,83,10],[82,11,83,11],[81,0,83,0],[81,1,83,1],[81,4,81,5],[81,6,81,7],[81,8,81,9],[81,10,81,11],[73,0,76,0],[79,0,80,1],[79,4,79,15],[80,4,80,5],[80,6,80,7],[80,8,80,9],[80,10,80,11],[80,12,80,13],[80,14,80,15],[63,12,64,12],[63,13,64,13],[63,14,64,14],[63,15,64,15],[65,0,68,0],[69,0,72,0],[62,12,62,13],[62,14,62,15],[63,4,64,4],[63,5,64,5],[63,6,64,6],[63,7,64,7],[63,8,64,8],[63,9,64,9],[63,10,64,10],[63,11,64,11],[62,0,64,0],[62,1,64,1],[62,4,62,5],[62,6,62,7],[62,8,62,9],[62,10,62,11],[54,0,57,0],[60,0,61,1],[60,4,60,15],[61,4,61,5],[61,6,61,7],[61,8,61,9],[61,10,61,11],[61,12,61,13],[61,14,61,15],[44,12,45,12],[44,13,45,13],[44,14,45,14],[44,15,45,15],[46,0,49,0],[50,0,53,0],[43,12,43,13],[43,14,43,15],[44,4,45,4],[44,5,45,5],[44,6,45,6],[44,7,45,7],[44,8,45,8],[44,9,45,9],[44,10,45,10],[44,11,45,11],[43,0,45,0],[43,1,45,1],[43,4,43,5],[43,6,43,7],[43,8,43,9],[43,10,43,11],[35,0,38,0],[41,0,42,1],[41,4,41,15],[42,4,42,5],[42,6,42,7],[42,8,42,9],[42,10,42,11],[42,12,42,13],[42,14,42,15],[25,12,26,12],[25,13,26,13],[25,14,26,14],[25,15,26,15],[27,0,30,0],[31,0,34,0],[24,12,24,13],[24,14,24,15],[25,4,26,4],[25,5,26,5],[25,6,26,6],[25,7,26,7],[25,8,26,8],[25,9,26,9],[25,10,26,10],[25,11,26,11],[24,0,26,0],[24,1,26,1],[24,4,24,5],[24,6,24,7],[24,8,24,9],[24,10,24,11],[7,0,10,0],[11,0,14,0],[15,0,18,0],[22,4,22,15],[23,4,23,5],[23,6,23,7],[23,8,23,9],[23,10,23,11],[23,12,23,13],[23,14,23,15],[5,10,6,10],[5,11,6,11],[5,12,6,12],[5,13,6,13],[5,14,6,14],[5,15,6,15],[4,10,4,11],[4,12,4,13],[4,14,4,15],[5,2,6,2],[5,3,6,3],[5,4,6,4],[5,5,6,5],[5,6,6,6],[5,7,6,7],[5,8,6,8],[4,0,6,0],[4,1,6,1],[4,2,4,3],[4,4,4,5],[4,6,4,7],[4,8,4,9],[5,9,6,9],[2,0,2,1],[2,2,2,15],[3,2,3,3],[3,4,3,5],[3,6,3,7],[3,8,3,9],[3,10,3,11],[3,12,3,13],[3,14,3,15]]}
[]
["4TTR40_30",18.2]
["Evaporator Air \n",null,"Condenser  Entering Air Temperature ˚F"]
[80,"°F DB",85,null,90,null,95,null,100,null,105,null,110,null,115]
["CFM","EWB†\n˚F","Capacity Mbtuh",null,"Capacity Mbtuh",null,"Capacity Mbtuh",null,"Capacity Mbtuh",null,"Capacity Mbtuh",null,"Capacity Mbtuh",null,"Capacity Mbtuh"]
[null,null,"Total","Sens.","Total","Sens.","Total","Sens.","Total","Sens.","Total","Sens.","Total","Sens.","Total","Sens."]
[null,null,null,null,null,null,null,null,null,null,null,null,null,null,null,null,null,"Total Factors",null,null,null,null,null,null,"Sens. %",null,null,null,null,null,null,"IDB Adj",null,null,null,null,null,null,"Sens Calc"]
[875,71,{"$f":"R8*$B$2","v":20.357641379310344},{"$f":"IF(AM8>C8,C8,AM8)","v":11.255131034482757},{"$f":"S8*$B$2","v":19.834862068965514},{"$f":"IF(AN8>E8,E8,AN8)","v":11.073450017517745},{"$f":"T8*$B$2","v":19.31208275862069},{"$f":"IF(AO8>G8,G8,AO8)","v":10.886110344827586},{"$f":"U8*$B$2","v":18.820055172413792},{"$f":"IF(AP8>I8,I8,AP8)","v":10.704092423757769},{"$f":"V8*$B$2","v":18.328027586206893},{"$f":"IF(AQ8>K8,K8,AQ8)","v":10.517089655172413},{"$f":"W8*$B$2","v":17.80524827586207},{"$f":"IF(AR8>M8,M8,AR8)","v":10.367754225165354},{"$f":"X8*$B$2","v":17.282468965517239},{"$f":"IF(AS8>O8,O8,AS8)","v":10.209572413793103},null,1.118551724137931,1.0898275862068965,1.0611034482758621,1.0340689655172413,1.0070344827586206,0.97831034482758628,0.94958620689655171,0.55287009063444104,0.55828217907518229,0.56369426751592355,0.56875988543581413,0.5738255033557047,0.58228641715827933,0.59074733096085408,0.98750000000000004,0.98750000000000004,0.98749999999999993,0.98124999999999996,0.97500000000000009,0.98125000000000018,0.98750000000000027,{"$f":"Y8*C8+($A$4-80)*AF8*$A$8/1000","v":11.255131034482757},{"$f":"Z8*E8+($A$4-80)*AG8*$A$8/1000","v":11.073450017517745},{"$f":"AA8*G8+($A$4-80)*AH8*$A$8/1000","v":10.886110344827586},{"$f":"AB8*I8+($A$4-80)*AI8*$A$8/1000","v":10.704092423757769},{"$f":"AC8*K8+($A$4-80)*AJ8*$A$8/1000","v":10.517089655172413},{"$f":"AD8*M8+($A$4-80)*AK8*$A$8/1000","v":10.367754225165354},{"$f":"AE8*O8+($A$4-80)*AL8*$A$8/1000","v":10.209572413793103}]
[null,67,{"$f":"R9*$B$2","v":18.758551724137931},13.715268965517241,18.297275862068965,{"$f":"IF(AN9>E9,E9,AN9)","v":13.534709061226874},17.835999999999999,{"$f":"IF(AO9>G9,G9,AO9)","v":13.346248275862067},17.3439724137931,{"$f":"IF(AP9>I9,I9,AP9)","v":13.167100325819973},16.851944827586205,{"$f":"IF(AQ9>K9,K9,AQ9)","v":12.977227586206897},16.390668965517239,{"$f":"IF(AR9>M9,M9,AR9)","v":12.829302675832137},15.929393103448273,{"$f":"IF(AS9>O9,O9,AS9)","v":12.669710344827585},null,1.0306896551724138,1.0053448275862069,0.98,0.95296551724137912,0.92593103448275849,0.90058620689655167,0.87524137931034474,0.73114754098360657,0.73971170152628596,0.74827586206896546,0.75917442738484775,0.77007299270073004,0.78271989403376274,0.79536679536679544,0.98750000000000004,0.98124999999999996,0.97499999999999987,0.97499999999999998,0.97500000000000009,0.98125000000000018,0.98750000000000027,{"$f":"Y9*C9+($A$4-80)*AF9*$A$8/1000","v":13.715268965517241},{"$f":"Z9*E9+($A$4-80)*AG9*$A$8/1000","v":13.534709061226874},{"$f":"AA9*G9+($A$4-80)*AH9*$A$8/1000","v":13.346248275862067},{"$f":"AB9*I9+($A$4-80)*AI9*$A$8/1000","v":13.167100325819973},{"$f":"AC9*K9+($A$4-80)*AJ9*$A$8/1000","v":12.977227586206897},{"$f":"AD9*M9+($A$4-80)*AK9*$A$8/1000","v":12.829302675832137},{"$f":"AE9*O9+($A$4-80)*AL9*$A$8/1000","v":12.669710344827585}]
[null,63,17.589986206896555,16.29841379310345,17.128710344827585,16.120625651540212,16.667434482758619,15.929393103448273,16.236910344827585,15.751064275957129,15.806386206896551,15.560372413793104,15.345110344827585,15.225693143700523,14.883834482758619,14.883834482758619,null,0.96648275862068977,0.94113793103448273,0.9157931034482758,0.8921379310344828,0.86848275862068969,0.84313793103448276,0.81779310344827583,0.92657342657342656,0.94114649188449917,0.95571955719557189,0.9700776774304708,0.98443579766536971,0.99221789883268485,1,0.98749999999999993,0.98749999999999993,0.98749999999999993,0.98124999999999996,0.97500000000000009,0.94375000000000009,0.91250000000000009,16.29841379310345,{"$f":"Z10*E10+($A$4-80)*AG10*$A$8/1000","v":16.120625651540212},{"$f":"AA10*G10+($A$4-80)*AH10*$A$8/1000","v":15.929393103448273},15.751064275957129,15.560372413793104,15.225693143700523,14.883834482758619]
[null,59,16.728937931034483,16.728937931034483,16.329165517241378,16.329165517241378,15.929393103448273,15.929393103448273,15.498868965517239,15.498868965517239,15.068344827586204,15.068344827586204,14.63782068965517,14.63782068965517,14.20729655172414,14.20729655172414,null,0.91917241379310344,0.89720689655172403,0.87524137931034474,0.85158620689655162,0.82793103448275851,0.8042758620689654,0.78062068965517251,1,1,1,1,1,1,1,0.52499999999999991,0.48124999999999996,0.4375,0.38749999999999996,0.33749999999999991,0.28750000000000009,0.23750000000000027,16.728937931034483,{"$f":"Z11*E11+($A$4-80)*AG11*$A$8/1000","v":16.329165517241378},{"$f":"AA11*G11+($A$4-80)*AH11*$A$8/1000","v":15.929393103448273},{"$f":"AB11*I11+($A$4-80)*AI11*$A$8/1000","v":15.498868965517239},15.068344827586204,14.63782068965517,14.20729655172414]
[1000,71,20.773103448275862,11.484827586206896,20.239655172413791,11.299438793385455,19.706206896551723,11.108275862068965,19.204137931034484,10.922543289548745,18.702068965517242,10.731724137931035,18.168620689655171,10.579341046087096,17.635172413793104,10.417931034482759,null,1.1413793103448275,1.1120689655172413,1.0827586206896551,1.0551724137931036,1.0275862068965518,0.99827586206896557,0.96896551724137936,0.55287009063444104,0.55828217907518229,0.56369426751592355,0.56875988543581413,0.5738255033557047,0.58228641715827933,0.59074733096085408,0.98750000000000004,0.98750000000000004,0.98749999999999993,0.98124999999999996,0.97500000000000009,0.98125000000000018,0.98750000000000027,{"$f":"Y12*C12+($A$4-80)*AF12*$A$12/1000","v":11.484827586206896},{"$f":"Z12*E12+($A$4-80)*AG12*$A$12/1000","v":11.299438793385455},{"$f":"AA12*G12+($A$4-80)*AH12*$A$12/1000","v":11.108275862068965},{"$f":"AB12*I12+($A$4-80)*AI12*$A$12/1000","v":10.922543289548745},{"$f":"AC12*K12+($A$4-80)*AJ12*$A$12/1000","v":10.731724137931035},{"$f":"AD12*M12+($A$4-80)*AK12*$A$12/1000","v":10.579341046087096},{"$f":"AE12*O12+($A$4-80)*AL12*$A$12/1000","v":10.417931034482759}]
[null,67,19.141379310344828,13.995172413793103,18.670689655172414,13.810927613496812,18.2,13.61862068965517,17.697931034482757,13.435816658999974,17.195862068965518,13.242068965517245,16.725172413793103,13.091125179420549,16.254482758620686,12.928275862068963,null,1.0517241379310345,1.0258620689655173,1,0.97241379310344822,0.94482758620689655,0.91896551724137931,0.89310344827586197,0.73114754098360657,0.73971170152628596,0.74827586206896546,0.75917442738484775,0.77007299270073004,0.78271989403376274,0.79536679536679544,0.98750000000000004,0.98124999999999996,0.97499999999999987,0.97499999999999998,0.97500000000000009,0.98125000000000018,0.98750000000000027,{"$f":"Y13*C13+($A$4-80)*AF13*$A$12/1000","v":13.995172413793103},{"$f":"Z13*E13+($A$4-80)*AG13*$A$12/1000","v":13.810927613496812},{"$f":"AA13*G13+($A$4-80)*AH13*$A$12/1000","v":13.61862068965517},{"$f":"AB13*I13+($A$4-80)*AI13*$A$12/1000","v":13.435816658999974},{"$f":"AC13*K13+($A$4-80)*AJ13*$A$12/1000","v":13.242068965517245},{"$f":"AD13*M13+($A$4-80)*AK13*$A$12/1000","v":13.091125179420549},{"$f":"AE13*O13+($A$4-80)*AL13*$A$12/1000","v":12.928275862068963}]
[null,63,17.94896551724138,16.631034482758622,17.478275862068966,16.449618011775726,17.007586206896551,16.254482758620689,16.568275862068962,16.072514567303191,16.12896551724138,15.87793103448276,15.658275862068965,15.536421575204615,15.187586206896551,15.187586206896551,null,0.98620689655172422,0.96034482758620698,0.93448275862068975,0.91034482758620683,0.88620689655172413,0.8603448275862069,0.83448275862068966,0.92657342657342656,0.94114649188449917,0.95571955719557189,0.9700776774304708,0.98443579766536971,0.99221789883268485,1,0.98749999999999993,0.98749999999999993,0.98749999999999993,0.98124999999999996,0.97500000000000009,0.94375000000000009,0.91250000000000009,16.631034482758622,{"$f":"Z14*E14+($A$4-80)*AG14*$A$12/1000","v":16.449618011775726},{"$f":"AA14*G14+($A$4-80)*AH14*$A$12/1000","v":16.254482758620689},16.072514567303191,15.87793103448276,15.536421575204615,15.187586206896551]
[null,59,17.070344827586204,17.070344827586204,16.662413793103447,16.662413793103447,16.254482758620686,16.254482758620686,15.815172413793102,15.815172413793102,15.375862068965517,15.375862068965517,14.93655172413793,14.93655172413793,14.497241379310346,14.497241379310346,null,0.93793103448275861,0.91551724137931023,0.89310344827586197,0.86896551724137927,0.84482758620689657,0.82068965517241377,0.79655172413793107,1,1,1,1,1,1,1,0.52499999999999991,0.48124999999999996,0.4375,0.38749999999999996,0.33749999999999991,0.28750000000000009,0.23750000000000027,17.070344827586204,{"$f":"Z15*E15+($A$4-80)*AG15*$A$12/1000","v":16.662413793103447},{"$f":"AA15*G15+($A$4-80)*AH15*$A$12/1000","v":16.254482758620686},15.815172413793102,15.375862068965517,14.93655172413793,14.497241379310346]
[1125,71,21.188565517241376,11.714524137931031,20.644448275862064,11.525427569253164,20.10033103448276,11.330441379310345,19.58822068965517,11.140994155339719,19.076110344827583,10.946358620689654,18.531993103448276,10.790927867008838,17.987875862068968,10.626289655172416,null,1.164206896551724,1.134310344827586,1.1044137931034483,1.0762758620689654,1.0481379310344827,1.0182413793103449,0.98834482758620701,0.55287009063444104,0.55828217907518229,0.56369426751592355,0.56875988543581413,0.5738255033557047,0.58228641715827933,0.59074733096085408,0.98750000000000004,0.98750000000000004,0.98749999999999993,0.98124999999999996,0.97500000000000009,0.98125000000000018,0.98750000000000027,{"$f":"Y16*C16+($A$4-80)*AF16*$A$16/1000","v":11.714524137931031},{"$f":"Z16*E16+($A$4-80)*AG16*$A$16/1000","v":11.525427569253164},{"$f":"AA16*G16+($A$4-80)*AH16*$A$16/1000","v":11.330441379310345},{"$f":"AB16*I16+($A$4-80)*AI16*$A$16/1000","v":11.140994155339719},{"$f":"AC16*K16+($A$4-80)*AJ16*$A$16/1000","v":10.946358620689654},{"$f":"AD16*M16+($A$4-80)*AK16*$A$16/1000","v":10.790927867008838},{"$f":"AE16*O16+($A$4-80)*AL16*$A$16/1000","v":10.626289655172416}]
[null,67,19.524206896551721,14.275075862068963,19.044103448275862,14.087146165766748,18.564,13.890993103448276,18.051889655172413,13.704532992179974,17.539779310344827,13.506910344827588,17.059675862068964,13.35294768300896,16.579572413793102,13.186841379310344,null,1.0727586206896551,1.0463793103448276,1.02,0.99186206896551732,0.96372413793103451,0.93734482758620685,0.91096551724137931,0.73114754098360657,0.73971170152628596,0.74827586206896546,0.75917442738484775,0.77007299270073004,0.78271989403376274,0.79536679536679544,0.98750000000000004,0.98124999999999996,0.97499999999999987,0.97499999999999998,0.97500000000000009,0.98125000000000018,0.98750000000000027,{"$f":"Y17*C17+($A$4-80)*AF17*$A$16/1000","v":14.275075862068963},{"$f":"Z17*E17+($A$4-80)*AG17*$A$16/1000","v":14.087146165766748},{"$f":"AA17*G17+($A$4-80)*AH17*$A$16/1000","v":13.890993103448276},{"$f":"AB17*I17+($A$4-80)*AI17*$A$16/1000","v":13.704532992179974},{"$f":"AC17*K17+($A$4-80)*AJ17*$A$16/1000","v":13.506910344827588},{"$f":"AD17*M17+($A$4-80)*AK17*$A$16/1000","v":13.35294768300896},{"$f":"AE17*O17+($A$4-80)*AL17*$A$16/1000","v":13.186841379310344}]
[null,63,18.307944827586205,16.963655172413791,17.827841379310346,16.778610372011244,17.347737931034484,16.579572413793102,16.899641379310346,16.393964858649259,16.451544827586204,16.195489655172413,15.971441379310342,15.847150006708706,15.491337931034483,15.491337931034483,null,1.0059310344827586,0.97955172413793112,0.95317241379310358,0.92855172413793108,0.90393103448275858,0.87755172413793092,0.85117241379310349,0.92657342657342656,0.94114649188449917,0.95571955719557189,0.9700776774304708,0.98443579766536971,0.99221789883268485,1,0.98749999999999993,0.98749999999999993,0.98749999999999993,0.98124999999999996,0.97500000000000009,0.94375000000000009,0.91250000000000009,16.963655172413791,{"$f":"Z18*E18+($A$4-80)*AG18*$A$16/1000","v":16.778610372011244},{"$f":"AA18*G18+($A$4-80)*AH18*$A$16/1000","v":16.579572413793102},16.393964858649259,16.195489655172413,15.847150006708706,15.491337931034483]
[null,59,17.411751724137929,17.411751724137929,16.995662068965515,16.995662068965515,16.579572413793102,16.579572413793102,16.131475862068964,16.131475862068964,15.683379310344828,15.683379310344828,15.23528275862069,15.23528275862069,14.787186206896553,14.787186206896553,null,0.95668965517241378,0.93382758620689654,0.91096551724137931,0.88634482758620692,0.86172413793103453,0.83710344827586214,0.81248275862068975,1,1,1,1,1,1,1,0.52499999999999991,0.48124999999999996,0.4375,0.38749999999999996,0.33749999999999991,0.28750000000000009,0.23750000000000027,17.411751724137929,{"$f":"Z19*E19+($A$4-80)*AG19*$A$16/1000","v":16.995662068965515},{"$f":"AA19*G19+($A$4-80)*AH19*$A$16/1000","v":16.579572413793102},16.131475862068964,15.683379310344828,15.23528275862069,14.787186206896553]

{"sheet":"4TTR40_31","index":21,"n_rows":19,"n_cols":45,"rows_kept":19,"cut":false,"hidden":true,"merged":[[130,0,133,0],[120,12,121,12],[120,13,121,13],[120,14,121,14],[120,15,121,15],[122,0,125,0],[126,0,129,0],[119,12,119,13],[119,14,119,15],[120,4,121,4],[120,5,121,5],[120,6,121,6],[120,7,121,7],[120,8,121,8],[120,9,121,9],[120,10,121,10],[120,11,121,11],[119,0,121,0],[119,1,121,1],[119,4,119,5],[119,6,119,7],[119,8,119,9],[119,10,119,11],[111,0,114,0],[117,0,118,1],[117,4,117,15],[118,4,118,5],[118,6,118,7],[118,8,118,9],[118,10,118,11],[118,12,118,13],[118,14,118,15],[101,12,102,12],[101,13,102,13],[101,14,102,14],[101,15,102,15],[103,0,106,0],[107,0,110,0],[100,12,100,13],[100,14,100,15],[101,4,102,4],[101,5,102,5],[101,6,102,6],[101,7,102,7],[101,8,102,8],[101,9,102,9],[101,10,102,10],[101,11,102,11],[100,0,102,0],[100,1,102,1],[100,4,100,5],[100,6,100,7],[100,8,100,9],[100,10,100,11],[92,0,95,0],[98,0,99,1],[98,4,98,15],[99,4,99,5],[99,6,99,7],[99,8,99,9],[99,10,99,11],[99,12,99,13],[99,14,99,15],[82,12,83,12],[82,13,83,13],[82,14,83,14],[82,15,83,15],[84,0,87,0],[88,0,91,0],[81,12,81,13],[81,14,81,15],[82,4,83,4],[82,5,83,5],[82,6,83,6],[82,7,83,7],[82,8,83,8],[82,9,83,9],[82,10,83,10],[82,11,83,11],[81,0,83,0],[81,1,83,1],[81,4,81,5],[81,6,81,7],[81,8,81,9],[81,10,81,11],[73,0,76,0],[79,0,80,1],[79,4,79,15],[80,4,80,5],[80,6,80,7],[80,8,80,9],[80,10,80,11],[80,12,80,13],[80,14,80,15],[63,12,64,12],[63,13,64,13],[63,14,64,14],[63,15,64,15],[65,0,68,0],[69,0,72,0],[62,12,62,13],[62,14,62,15],[63,4,64,4],[63,5,64,5],[63,6,64,6],[63,7,64,7],[63,8,64,8],[63,9,64,9],[63,10,64,10],[63,11,64,11],[62,0,64,0],[62,1,64,1],[62,4,62,5],[62,6,62,7],[62,8,62,9],[62,10,62,11],[54,0,57,0],[60,0,61,1],[60,4,60,15],[61,4,61,5],[61,6,61,7],[61,8,61,9],[61,10,61,11],[61,12,61,13],[61,14,61,15],[44,12,45,12],[44,13,45,13],[44,14,45,14],[44,15,45,15],[46,0,49,0],[50,0,53,0],[43,12,43,13],[43,14,43,15],[44,4,45,4],[44,5,45,5],[44,6,45,6],[44,7,45,7],[44,8,45,8],[44,9,45,9],[44,10,45,10],[44,11,45,11],[43,0,45,0],[43,1,45,1],[43,4,43,5],[43,6,43,7],[43,8,43,9],[43,10,43,11],[35,0,38,0],[41,0,42,1],[41,4,41,15],[42,4,42,5],[42,6,42,7],[42,8,42,9],[42,10,42,11],[42,12,42,13],[42,14,42,15],[25,12,26,12],[25,13,26,13],[25,14,26,14],[25,15,26,15],[27,0,30,0],[31,0,34,0],[24,12,24,13],[24,14,24,15],[25,4,26,4],[25,5,26,5],[25,6,26,6],[25,7,26,7],[25,8,26,8],[25,9,26,9],[25,10,26,10],[25,11,26,11],[24,0,26,0],[24,1,26,1],[24,4,24,5],[24,6,24,7],[24,8,24,9],[24,10,24,11],[7,0,10,0],[11,0,14,0],[15,0,18,0],[22,4,22,15],[23,4,23,5],[23,6,23,7],[23,8,23,9],[23,10,23,11],[23,12,23,13],[23,14,23,15],[5,10,6,10],[5,11,6,11],[5,12,6,12],[5,13,6,13],[5,14,6,14],[5,15,6,15],[4,10,4,11],[4,12,4,13],[4,14,4,15],[5,2,6,2],[5,3,6,3],[5,4,6,4],[5,5,6,5],[5,6,6,6],[5,7,6,7],[5,8,6,8],[4,0,6,0],[4,1,6,1],[4,2,4,3],[4,4,4,5],[4,6,4,7],[4,8,4,9],[5,9,6,9],[2,0,2,1],[2,2,2,15],[3,2,3,3],[3,4,3,5],[3,6,3,7],[3,8,3,9],[3,10,3,11],[3,12,3,13],[3,14,3,15]]}
[]
["4TTR40_31",18.2]
["Evaporator Air \n",null,"Condenser  Entering Air Temperature ˚F"]
[80,"°F DB",85,null,90,null,95,null,100,null,105,null,110,null,115]
["CFM","EWB†\n˚F","Capacity Mbtuh",null,"Capacity Mbtuh",null,"Capacity Mbtuh",null,"Capacity Mbtuh",null,"Capacity Mbtuh",null,"Capacity Mbtuh",null,"Capacity Mbtuh"]
[null,null,"Total","Sens.","Total","Sens.","Total","Sens.","Total","Sens.","Total","Sens.","Total","Sens.","Total","Sens."]
[null,null,null,null,null,null,null,null,null,null,null,null,null,null,null,null,null,"Total Factors",null,null,null,null,null,null,"Sens. %",null,null,null,null,null,null,"IDB Adj",null,null,null,null,null,null,"Sens Calc"]
[875,71,{"$f":"R8*$B$2","v":20.357641379310344},{"$f":"IF(AM8>C8,C8,AM8)","v":11.255131034482757},{"$f":"S8*$B$2","v":19.834862068965514},{"$f":"IF(AN8>E8,E8,AN8)","v":11.073450017517745},{"$f":"T8*$B$2","v":19.31208275862069},{"$f":"IF(AO8>G8,G8,AO8)","v":10.886110344827586},{"$f":"U8*$B$2","v":18.820055172413792},{"$f":"IF(AP8>I8,I8,AP8)","v":10.704092423757769},{"$f":"V8*$B$2","v":18.328027586206893},{"$f":"IF(AQ8>K8,K8,AQ8)","v":10.517089655172413},{"$f":"W8*$B$2","v":17.80524827586207},{"$f":"IF(AR8>M8,M8,AR8)","v":10.367754225165354},{"$f":"X8*$B$2","v":17.282468965517239},{"$f":"IF(AS8>O8,O8,AS8)","v":10.209572413793103},null,1.118551724137931,1.0898275862068965,1.0611034482758621,1.0340689655172413,1.0070344827586206,0.97831034482758628,0.94958620689655171,0.55287009063444104,0.55828217907518229,0.56369426751592355,0.56875988543581413,0.5738255033557047,0.58228641715827933,0.59074733096085408,0.98750000000000004,0.98750000000000004,0.98749999999999993,0.98124999999999996,0.97500000000000009,0.98125000000000018,0.98750000000000027,{"$f":"Y8*C8+($A$4-80)*AF8*$A$8/1000","v":11.255131034482757},{"$f":"Z8*E8+($A$4-80)*AG8*$A$8/1000","v":11.073450017517745},{"$f":"AA8*G8+($A$4-80)*AH8*$A$8/1000","v":10.886110344827586},{"$f":"AB8*I8+($A$4-80)*AI8*$A$8/1000","v":10.704092423757769},{"$f":"AC8*K8+($A$4-80)*AJ8*$A$8/1000","v":10.517089655172413},{"$f":"AD8*M8+($A$4-80)*AK8*$A$8/1000","v":10.367754225165354},{"$f":"AE8*O8+($A$4-80)*AL8*$A$8/1000","v":10.209572413793103}]
[null,67,{"$f":"R9*$B$2","v":18.758551724137931},13.715268965517241,18.297275862068965,{"$f":"IF(AN9>E9,E9,AN9)","v":13.534709061226874},17.835999999999999,{"$f":"IF(AO9>G9,G9,AO9)","v":13.346248275862067},17.3439724137931,{"$f":"IF(AP9>I9,I9,AP9)","v":13.167100325819973},16.851944827586205,{"$f":"IF(AQ9>K9,K9,AQ9)","v":12.977227586206897},16.390668965517239,{"$f":"IF(AR9>M9,M9,AR9)","v":12.829302675832137},15.929393103448273,{"$f":"IF(AS9>O9,O9,AS9)","v":12.669710344827585},null,1.0306896551724138,1.0053448275862069,0.98,0.95296551724137912,0.92593103448275849,0.90058620689655167,0.87524137931034474,0.73114754098360657,0.73971170152628596,0.74827586206896546,0.75917442738484775,0.77007299270073004,0.78271989403376274,0.79536679536679544,0.98750000000000004,0.98124999999999996,0.97499999999999987,0.97499999999999998,0.97500000000000009,0.98125000000000018,0.98750000000000027,{"$f":"Y9*C9+($A$4-80)*AF9*$A$8/1000","v":13.715268965517241},{"$f":"Z9*E9+($A$4-80)*AG9*$A$8/1000","v":13.534709061226874},{"$f":"AA9*G9+($A$4-80)*AH9*$A$8/1000","v":13.346248275862067},{"$f":"AB9*I9+($A$4-80)*AI9*$A$8/1000","v":13.167100325819973},{"$f":"AC9*K9+($A$4-80)*AJ9*$A$8/1000","v":12.977227586206897},{"$f":"AD9*M9+($A$4-80)*AK9*$A$8/1000","v":12.829302675832137},{"$f":"AE9*O9+($A$4-80)*AL9*$A$8/1000","v":12.669710344827585}]
[null,63,17.589986206896555,16.29841379310345,17.128710344827585,16.120625651540212,16.667434482758619,15.929393103448273,16.236910344827585,15.751064275957129,15.806386206896551,15.560372413793104,15.345110344827585,15.225693143700523,14.883834482758619,14.883834482758619,null,0.96648275862068977,0.94113793103448273,0.9157931034482758,0.8921379310344828,0.86848275862068969,0.84313793103448276,0.81779310344827583,0.92657342657342656,0.94114649188449917,0.95571955719557189,0.9700776774304708,0.98443579766536971,0.99221789883268485,1,0.98749999999999993,0.98749999999999993,0.98749999999999993,0.98124999999999996,0.97500000000000009,0.94375000000000009,0.91250000000000009,16.29841379310345,{"$f":"Z10*E10+($A$4-80)*AG10*$A$8/1000","v":16.120625651540212},{"$f":"AA10*G10+($A$4-80)*AH10*$A$8/1000","v":15.929393103448273},15.751064275957129,15.560372413793104,15.225693143700523,14.883834482758619]
[null,59,16.728937931034483,16.728937931034483,16.329165517241378,16.329165517241378,15.929393103448273,15.929393103448273,15.498868965517239,15.498868965517239,15.068344827586204,15.068344827586204,14.63782068965517,14.63782068965517,14.20729655172414,14.20729655172414,null,0.91917241379310344,0.89720689655172403,0.87524137931034474,0.85158620689655162,0.82793103448275851,0.8042758620689654,0.78062068965517251,1,1,1,1,1,1,1,0.52499999999999991,0.48124999999999996,0.4375,0.38749999999999996,0.33749999999999991,0.28750000000000009,0.23750000000000027,16.728937931034483,{"$f":"Z11*E11+($A$4-80)*AG11*$A$8/1000","v":16.329165517241378},{"$f":"AA11*G11+($A$4-80)*AH11*$A$8/1000","v":15.929393103448273},{"$f":"AB11*I11+($A$4-80)*AI11*$A$8/1000","v":15.498868965517239},15.068344827586204,14.63782068965517,14.20729655172414]
[1000,71,20.773103448275862,11.484827586206896,20.239655172413791,11.299438793385455,19.706206896551723,11.108275862068965,19.204137931034484,10.922543289548745,18.702068965517242,10.731724137931035,18.168620689655171,10.579341046087096,17.635172413793104,10.417931034482759,null,1.1413793103448275,1.1120689655172413,1.0827586206896551,1.0551724137931036,1.0275862068965518,0.99827586206896557,0.96896551724137936,0.55287009063444104,0.55828217907518229,0.56369426751592355,0.56875988543581413,0.5738255033557047,0.58228641715827933,0.59074733096085408,0.98750000000000004,0.98750000000000004,0.98749999999999993,0.98124999999999996,0.97500000000000009,0.98125000000000018,0.98750000000000027,{"$f":"Y12*C12+($A$4-80)*AF12*$A$12/1000","v":11.484827586206896},{"$f":"Z12*E12+($A$4-80)*AG12*$A$12/1000","v":11.299438793385455},{"$f":"AA12*G12+($A$4-80)*AH12*$A$12/1000","v":11.108275862068965},{"$f":"AB12*I12+($A$4-80)*AI12*$A$12/1000","v":10.922543289548745},{"$f":"AC12*K12+($A$4-80)*AJ12*$A$12/1000","v":10.731724137931035},{"$f":"AD12*M12+($A$4-80)*AK12*$A$12/1000","v":10.579341046087096},{"$f":"AE12*O12+($A$4-80)*AL12*$A$12/1000","v":10.417931034482759}]
[null,67,19.141379310344828,13.995172413793103,18.670689655172414,13.810927613496812,18.2,13.61862068965517,17.697931034482757,13.435816658999974,17.195862068965518,13.242068965517245,16.725172413793103,13.091125179420549,16.254482758620686,12.928275862068963,null,1.0517241379310345,1.0258620689655173,1,0.97241379310344822,0.94482758620689655,0.91896551724137931,0.89310344827586197,0.73114754098360657,0.73971170152628596,0.74827586206896546,0.75917442738484775,0.77007299270073004,0.78271989403376274,0.79536679536679544,0.98750000000000004,0.98124999999999996,0.97499999999999987,0.97499999999999998,0.97500000000000009,0.98125000000000018,0.98750000000000027,{"$f":"Y13*C13+($A$4-80)*AF13*$A$12/1000","v":13.995172413793103},{"$f":"Z13*E13+($A$4-80)*AG13*$A$12/1000","v":13.810927613496812},{"$f":"AA13*G13+($A$4-80)*AH13*$A$12/1000","v":13.61862068965517},{"$f":"AB13*I13+($A$4-80)*AI13*$A$12/1000","v":13.435816658999974},{"$f":"AC13*K13+($A$4-80)*AJ13*$A$12/1000","v":13.242068965517245},{"$f":"AD13*M13+($A$4-80)*AK13*$A$12/1000","v":13.091125179420549},{"$f":"AE13*O13+($A$4-80)*AL13*$A$12/1000","v":12.928275862068963}]
[null,63,17.94896551724138,16.631034482758622,17.478275862068966,16.449618011775726,17.007586206896551,16.254482758620689,16.568275862068962,16.072514567303191,16.12896551724138,15.87793103448276,15.658275862068965,15.536421575204615,15.187586206896551,15.187586206896551,null,0.98620689655172422,0.96034482758620698,0.93448275862068975,0.91034482758620683,0.88620689655172413,0.8603448275862069,0.83448275862068966,0.92657342657342656,0.94114649188449917,0.95571955719557189,0.9700776774304708,0.98443579766536971,0.99221789883268485,1,0.98749999999999993,0.98749999999999993,0.98749999999999993,0.98124999999999996,0.97500000000000009,0.94375000000000009,0.91250000000000009,16.631034482758622,{"$f":"Z14*E14+($A$4-80)*AG14*$A$12/1000","v":16.449618011775726},{"$f":"AA14*G14+($A$4-80)*AH14*$A$12/1000","v":16.254482758620689},16.072514567303191,15.87793103448276,15.536421575204615,15.187586206896551]
[null,59,17.070344827586204,17.070344827586204,16.662413793103447,16.662413793103447,16.254482758620686,16.254482758620686,15.815172413793102,15.815172413793102,15.375862068965517,15.375862068965517,14.93655172413793,14.93655172413793,14.497241379310346,14.497241379310346,null,0.93793103448275861,0.91551724137931023,0.89310344827586197,0.86896551724137927,0.84482758620689657,0.82068965517241377,0.79655172413793107,1,1,1,1,1,1,1,0.52499999999999991,0.48124999999999996,0.4375,0.38749999999999996,0.33749999999999991,0.28750000000000009,0.23750000000000027,17.070344827586204,{"$f":"Z15*E15+($A$4-80)*AG15*$A$12/1000","v":16.662413793103447},{"$f":"AA15*G15+($A$4-80)*AH15*$A$12/1000","v":16.254482758620686},15.815172413793102,15.375862068965517,14.93655172413793,14.497241379310346]
[1125,71,21.188565517241376,11.714524137931031,20.644448275862064,11.525427569253164,20.10033103448276,11.330441379310345,19.58822068965517,11.140994155339719,19.076110344827583,10.946358620689654,18.531993103448276,10.790927867008838,17.987875862068968,10.626289655172416,null,1.164206896551724,1.134310344827586,1.1044137931034483,1.0762758620689654,1.0481379310344827,1.0182413793103449,0.98834482758620701,0.55287009063444104,0.55828217907518229,0.56369426751592355,0.56875988543581413,0.5738255033557047,0.58228641715827933,0.59074733096085408,0.98750000000000004,0.98750000000000004,0.98749999999999993,0.98124999999999996,0.97500000000000009,0.98125000000000018,0.98750000000000027,{"$f":"Y16*C16+($A$4-80)*AF16*$A$16/1000","v":11.714524137931031},{"$f":"Z16*E16+($A$4-80)*AG16*$A$16/1000","v":11.525427569253164},{"$f":"AA16*G16+($A$4-80)*AH16*$A$16/1000","v":11.330441379310345},{"$f":"AB16*I16+($A$4-80)*AI16*$A$16/1000","v":11.140994155339719},{"$f":"AC16*K16+($A$4-80)*AJ16*$A$16/1000","v":10.946358620689654},{"$f":"AD16*M16+($A$4-80)*AK16*$A$16/1000","v":10.790927867008838},{"$f":"AE16*O16+($A$4-80)*AL16*$A$16/1000","v":10.626289655172416}]
[null,67,19.524206896551721,14.275075862068963,19.044103448275862,14.087146165766748,18.564,13.890993103448276,18.051889655172413,13.704532992179974,17.539779310344827,13.506910344827588,17.059675862068964,13.35294768300896,16.579572413793102,13.186841379310344,null,1.0727586206896551,1.0463793103448276,1.02,0.99186206896551732,0.96372413793103451,0.93734482758620685,0.91096551724137931,0.73114754098360657,0.73971170152628596,0.74827586206896546,0.75917442738484775,0.77007299270073004,0.78271989403376274,0.79536679536679544,0.98750000000000004,0.98124999999999996,0.97499999999999987,0.97499999999999998,0.97500000000000009,0.98125000000000018,0.98750000000000027,{"$f":"Y17*C17+($A$4-80)*AF17*$A$16/1000","v":14.275075862068963},{"$f":"Z17*E17+($A$4-80)*AG17*$A$16/1000","v":14.087146165766748},{"$f":"AA17*G17+($A$4-80)*AH17*$A$16/1000","v":13.890993103448276},{"$f":"AB17*I17+($A$4-80)*AI17*$A$16/1000","v":13.704532992179974},{"$f":"AC17*K17+($A$4-80)*AJ17*$A$16/1000","v":13.506910344827588},{"$f":"AD17*M17+($A$4-80)*AK17*$A$16/1000","v":13.35294768300896},{"$f":"AE17*O17+($A$4-80)*AL17*$A$16/1000","v":13.186841379310344}]
[null,63,18.307944827586205,16.963655172413791,17.827841379310346,16.778610372011244,17.347737931034484,16.579572413793102,16.899641379310346,16.393964858649259,16.451544827586204,16.195489655172413,15.971441379310342,15.847150006708706,15.491337931034483,15.491337931034483,null,1.0059310344827586,0.97955172413793112,0.95317241379310358,0.92855172413793108,0.90393103448275858,0.87755172413793092,0.85117241379310349,0.92657342657342656,0.94114649188449917,0.95571955719557189,0.9700776774304708,0.98443579766536971,0.99221789883268485,1,0.98749999999999993,0.98749999999999993,0.98749999999999993,0.98124999999999996,0.97500000000000009,0.94375000000000009,0.91250000000000009,16.963655172413791,{"$f":"Z18*E18+($A$4-80)*AG18*$A$16/1000","v":16.778610372011244},{"$f":"AA18*G18+($A$4-80)*AH18*$A$16/1000","v":16.579572413793102},16.393964858649259,16.195489655172413,15.847150006708706,15.491337931034483]
[null,59,17.411751724137929,17.411751724137929,16.995662068965515,16.995662068965515,16.579572413793102,16.579572413793102,16.131475862068964,16.131475862068964,15.683379310344828,15.683379310344828,15.23528275862069,15.23528275862069,14.787186206896553,14.787186206896553,null,0.95668965517241378,0.93382758620689654,0.91096551724137931,0.88634482758620692,0.86172413793103453,0.83710344827586214,0.81248275862068975,1,1,1,1,1,1,1,0.52499999999999991,0.48124999999999996,0.4375,0.38749999999999996,0.33749999999999991,0.28750000000000009,0.23750000000000027,17.411751724137929,{"$f":"Z19*E19+($A$4-80)*AG19*$A$16/1000","v":16.995662068965515},{"$f":"AA19*G19+($A$4-80)*AH19*$A$16/1000","v":16.579572413793102},16.131475862068964,15.683379310344828,15.23528275862069,14.787186206896553]

{"sheet":"4TTR40_36","index":22,"n_rows":19,"n_cols":45,"rows_kept":19,"cut":false,"hidden":true,"merged":[[130,0,133,0],[120,12,121,12],[120,13,121,13],[120,14,121,14],[120,15,121,15],[122,0,125,0],[126,0,129,0],[119,12,119,13],[119,14,119,15],[120,4,121,4],[120,5,121,5],[120,6,121,6],[120,7,121,7],[120,8,121,8],[120,9,121,9],[120,10,121,10],[120,11,121,11],[119,0,121,0],[119,1,121,1],[119,4,119,5],[119,6,119,7],[119,8,119,9],[119,10,119,11],[111,0,114,0],[117,0,118,1],[117,4,117,15],[118,4,118,5],[118,6,118,7],[118,8,118,9],[118,10,118,11],[118,12,118,13],[118,14,118,15],[101,12,102,12],[101,13,102,13],[101,14,102,14],[101,15,102,15],[103,0,106,0],[107,0,110,0],[100,12,100,13],[100,14,100,15],[101,4,102,4],[101,5,102,5],[101,6,102,6],[101,7,102,7],[101,8,102,8],[101,9,102,9],[101,10,102,10],[101,11,102,11],[100,0,102,0],[100,1,102,1],[100,4,100,5],[100,6,100,7],[100,8,100,9],[100,10,100,11],[92,0,95,0],[98,0,99,1],[98,4,98,15],[99,4,99,5],[99,6,99,7],[99,8,99,9],[99,10,99,11],[99,12,99,13],[99,14,99,15],[82,12,83,12],[82,13,83,13],[82,14,83,14],[82,15,83,15],[84,0,87,0],[88,0,91,0],[81,12,81,13],[81,14,81,15],[82,4,83,4],[82,5,83,5],[82,6,83,6],[82,7,83,7],[82,8,83,8],[82,9,83,9],[82,10,83,10],[82,11,83,11],[81,0,83,0],[81,1,83,1],[81,4,81,5],[81,6,81,7],[81,8,81,9],[81,10,81,11],[73,0,76,0],[79,0,80,1],[79,4,79,15],[80,4,80,5],[80,6,80,7],[80,8,80,9],[80,10,80,11],[80,12,80,13],[80,14,80,15],[63,12,64,12],[63,13,64,13],[63,14,64,14],[63,15,64,15],[65,0,68,0],[69,0,72,0],[62,12,62,13],[62,14,62,15],[63,4,64,4],[63,5,64,5],[63,6,64,6],[63,7,64,7],[63,8,64,8],[63,9,64,9],[63,10,64,10],[63,11,64,11],[62,0,64,0],[62,1,64,1],[62,4,62,5],[62,6,62,7],[62,8,62,9],[62,10,62,11],[54,0,57,0],[60,0,61,1],[60,4,60,15],[61,4,61,5],[61,6,61,7],[61,8,61,9],[61,10,61,11],[61,12,61,13],[61,14,61,15],[44,12,45,12],[44,13,45,13],[44,14,45,14],[44,15,45,15],[46,0,49,0],[50,0,53,0],[43,12,43,13],[43,14,43,15],[44,4,45,4],[44,5,45,5],[44,6,45,6],[44,7,45,7],[44,8,45,8],[44,9,45,9],[44,10,45,10],[44,11,45,11],[43,0,45,0],[43,1,45,1],[43,4,43,5],[43,6,43,7],[43,8,43,9],[43,10,43,11],[35,0,38,0],[41,0,42,1],[41,4,41,15],[42,4,42,5],[42,6,42,7],[42,8,42,9],[42,10,42,11],[42,12,42,13],[42,14,42,15],[25,12,26,12],[25,13,26,13],[25,14,26,14],[25,15,26,15],[27,0,30,0],[31,0,34,0],[24,12,24,13],[24,14,24,15],[25,4,26,4],[25,5,26,5],[25,6,26,6],[25,7,26,7],[25,8,26,8],[25,9,26,9],[25,10,26,10],[25,11,26,11],[24,0,26,0],[24,1,26,1],[24,4,24,5],[24,6,24,7],[24,8,24,9],[24,10,24,11],[7,0,10,0],[11,0,14,0],[15,0,18,0],[22,4,22,15],[23,4,23,5],[23,6,23,7],[23,8,23,9],[23,10,23,11],[23,12,23,13],[23,14,23,15],[5,10,6,10],[5,11,6,11],[5,12,6,12],[5,13,6,13],[5,14,6,14],[5,15,6,15],[4,10,4,11],[4,12,4,13],[4,14,4,15],[5,2,6,2],[5,3,6,3],[5,4,6,4],[5,5,6,5],[5,6,6,6],[5,7,6,7],[5,8,6,8],[4,0,6,0],[4,1,6,1],[4,2,4,3],[4,4,4,5],[4,6,4,7],[4,8,4,9],[5,9,6,9],[2,0,2,1],[2,2,2,15],[3,2,3,3],[3,4,3,5],[3,6,3,7],[3,8,3,9],[3,10,3,11],[3,12,3,13],[3,14,3,15]]}
[]
["4TTR40_36",18.2]
["Evaporator Air \n",null,"Condenser  Entering Air Temperature ˚F"]
[80,"°F DB",85,null,90,null,95,null,100,null,105,null,110,null,115]
["CFM","EWB†\n˚F","Capacity Mbtuh",null,"Capacity Mbtuh",null,"Capacity Mbtuh",null,"Capacity Mbtuh",null,"Capacity Mbtuh",null,"Capacity Mbtuh",null,"Capacity Mbtuh"]
[null,null,"Total","Sens.","Total","Sens.","Total","Sens.","Total","Sens.","Total","Sens.","Total","Sens.","Total","Sens."]
[null,null,null,null,null,null,null,null,null,null,null,null,null,null,null,null,null,"Total Factors",null,null,null,null,null,null,"Sens. %",null,null,null,null,null,null,"IDB Adj",null,null,null,null,null,null,"Sens Calc"]
[1050,71,{"$f":"R8*$B$2","v":20.340194842406873},{"$f":"IF(AM8>C8,C8,AM8)","v":11.192217765042978},{"$f":"S8*$B$2","v":19.829134670487104},{"$f":"IF(AN8>E8,E8,AN8)","v":11.016054123957364},{"$f":"T8*$B$2","v":19.318074498567334},{"$f":"IF(AO8>G8,G8,AO8)","v":10.83447564469914},{"$f":"U8*$B$2","v":18.807014326647561},{"$f":"IF(AP8>I8,I8,AP8)","v":10.658614508539369},{"$f":"V8*$B$2","v":18.295954154727792},{"$f":"IF(AQ8>K8,K8,AQ8)","v":10.476733524355302},{"$f":"W8*$B$2","v":17.784893982808022},{"$f":"IF(AR8>M8,M8,AR8)","v":10.327537606988104},{"$f":"X8*$B$2","v":17.273833810888249},{"$f":"IF(AS8>O8,O8,AS8)","v":10.170097421203437},null,1.1175931232091689,1.089512893982808,1.0614326647564469,1.0333524355300858,1.0052722063037249,0.97719197707736394,0.94911174785100272,0.55025125628140703,0.55554890856398398,0.56084656084656082,0.56673612958529163,0.57262569832402244,0.58069154738686324,0.58875739644970415,0.96874999999999989,0.96874999999999989,0.96874999999999989,0.96875,0.96875000000000011,0.97395833333333337,0.97916666666666663,{"$f":"Y8*C8+($A$4-80)*AF8*$A$8/1000","v":11.192217765042978},{"$f":"Z8*E8+($A$4-80)*AG8*$A$8/1000","v":11.016054123957364},{"$f":"AA8*G8+($A$4-80)*AH8*$A$8/1000","v":10.83447564469914},{"$f":"AB8*I8+($A$4-80)*AI8*$A$8/1000","v":10.658614508539369},{"$f":"AC8*K8+($A$4-80)*AJ8*$A$8/1000","v":10.476733524355302},{"$f":"AD8*M8+($A$4-80)*AK8*$A$8/1000","v":10.327537606988104},{"$f":"AE8*O8+($A$4-80)*AL8*$A$8/1000","v":10.170097421203437}]
[null,67,{"$f":"R9*$B$2","v":18.755908309455588},13.64530659025788,18.295954154727799,{"$f":"IF(AN9>E9,E9,AN9)","v":13.470452134335263},17.835999999999999,{"$f":"IF(AO9>G9,G9,AO9)","v":13.28756446991404},17.350492836676217,{"$f":"IF(AP9>I9,I9,AP9)","v":13.11395654852314},16.864985673352432,{"$f":"IF(AQ9>K9,K9,AQ9)","v":12.929822349570198},16.405031518624639,{"$f":"IF(AR9>M9,M9,AR9)","v":12.782253724928365},15.945077363896848,{"$f":"IF(AS9>O9,O9,AS9)","v":12.623186246418337},null,1.0305444126074499,1.0052722063037252,0.98,0.95332378223495706,0.92664756446991392,0.90137535816618908,0.87610315186246424,0.72752043596730243,0.73625305465986901,0.7449856733524356,0.75582617000955121,0.76666666666666672,0.77916666666666667,0.79166666666666663,0.96875000000000011,0.96875000000000011,0.96875000000000011,0.96875000000000011,0.96875000000000011,0.97395833333333337,0.97916666666666663,{"$f":"Y9*C9+($A$4-80)*AF9*$A$8/1000","v":13.64530659025788},{"$f":"Z9*E9+($A$4-80)*AG9*$A$8/1000","v":13.470452134335263},{"$f":"AA9*G9+($A$4-80)*AH9*$A$8/1000","v":13.28756446991404},{"$f":"AB9*I9+($A$4-80)*AI9*$A$8/1000","v":13.11395654852314},{"$f":"AC9*K9+($A$4-80)*AJ9*$A$8/1000","v":12.929822349570198},{"$f":"AD9*M9+($A$4-80)*AK9*$A$8/1000","v":12.782253724928365},{"$f":"AE9*O9+($A$4-80)*AL9*$A$8/1000","v":12.623186246418337}]
[null,63,17.580469914040112,16.200607449856729,17.120515759312323,16.028499697584891,16.660561604584526,15.842865329512891,16.226160458452721,15.670436933310645,15.791759312320915,15.485123209169053,15.357358166189112,15.20825760146883,14.922957020057305,14.922957020057305,null,0.96595988538681943,0.94068767908309459,0.91541547277936963,0.89154727793696276,0.86767908309455577,0.84381088825214901,0.81994269340974213,0.92151162790697672,0.93621593665287484,0.95092024539877296,0.96575138483530887,0.98058252427184478,0.99029126213592233,1,0.96875000000000011,0.97395833333333337,0.97916666666666663,0.97916666666666674,0.97916666666666685,0.953125,0.92708333333333315,16.200607449856729,{"$f":"Z10*E10+($A$4-80)*AG10*$A$8/1000","v":16.028499697584891},{"$f":"AA10*G10+($A$4-80)*AH10*$A$8/1000","v":15.842865329512891},15.670436933310645,15.485123209169053,15.20825760146883,14.922957020057305]
[null,59,16.762773638968479,16.762773638968479,16.328372492836674,16.328372492836674,15.893971346704873,15.893971346704873,15.485123209169057,15.485123209169057,15.076275071633239,15.076275071633239,14.641873925501431,14.641873925501431,14.207472779369628,14.207472779369628,null,0.92103151862464183,0.89716332378223496,0.87329512893982819,0.85083094555873939,0.82836676217765048,0.8044985673352435,0.78063037249283673,1,1,1,1,1,1,1,0.54166666666666619,0.49479166666666646,0.44791666666666674,0.40104166666666663,0.35416666666666652,0.30208333333333337,0.25000000000000022,16.762773638968479,{"$f":"Z11*E11+($A$4-80)*AG11*$A$8/1000","v":16.328372492836674},{"$f":"AA11*G11+($A$4-80)*AH11*$A$8/1000","v":15.893971346704873},{"$f":"AB11*I11+($A$4-80)*AI11*$A$8/1000","v":15.485123209169057},15.076275071633239,14.641873925501431,14.207472779369628]
[1200,71,20.755300859598851,11.420630372492836,20.233810888252147,11.240871555058536,19.712320916905444,11.055587392550143,19.190830945558737,10.876137253611601,18.669340974212034,10.690544412607451,18.14785100286533,10.538303680600107,17.626361031518623,10.377650429799427,null,1.1404011461318051,1.1117478510028653,1.0830945558739256,1.0544412607449856,1.0257879656160458,0.99713467048710602,0.96848137535816614,0.55025125628140703,0.55554890856398398,0.56084656084656082,0.56673612958529163,0.57262569832402244,0.58069154738686324,0.58875739644970415,0.96874999999999989,0.96874999999999989,0.96874999999999989,0.96875,0.96875000000000011,0.97395833333333337,0.97916666666666663,{"$f":"Y12*C12+($A$4-80)*AF12*$A$12/1000","v":11.420630372492836},{"$f":"Z12*E12+($A$4-80)*AG12*$A$12/1000","v":11.240871555058536},{"$f":"AA12*G12+($A$4-80)*AH12*$A$12/1000","v":11.055587392550143},{"$f":"AB12*I12+($A$4-80)*AI12*$A$12/1000","v":10.876137253611601},{"$f":"AC12*K12+($A$4-80)*AJ12*$A$12/1000","v":10.690544412607451},{"$f":"AD12*M12+($A$4-80)*AK12*$A$12/1000","v":10.538303680600107},{"$f":"AE12*O12+($A$4-80)*AL12*$A$12/1000","v":10.377650429799427}]
[null,67,19.138681948424072,13.923782234957022,18.669340974212034,13.745359320750264,18.2,13.558739255014327,17.704584527220632,13.381588314819531,17.209169054441261,13.193696275071634,16.739828080229227,13.043116045845272,16.270487106017193,12.88080229226361,null,1.0515759312320918,1.0257879656160458,1,0.97277936962750733,0.94555873925501432,0.91977077363896853,0.89398280802292263,0.72752043596730243,0.73625305465986901,0.7449856733524356,0.75582617000955121,0.76666666666666672,0.77916666666666667,0.79166666666666663,0.96875000000000011,0.96875000000000011,0.96875000000000011,0.96875000000000011,0.96875000000000011,0.97395833333333337,0.97916666666666663,{"$f":"Y13*C13+($A$4-80)*AF13*$A$12/1000","v":13.923782234957022},{"$f":"Z13*E13+($A$4-80)*AG13*$A$12/1000","v":13.745359320750264},{"$f":"AA13*G13+($A$4-80)*AH13*$A$12/1000","v":13.558739255014327},{"$f":"AB13*I13+($A$4-80)*AI13*$A$12/1000","v":13.381588314819531},{"$f":"AC13*K13+($A$4-80)*AJ13*$A$12/1000","v":13.193696275071634},{"$f":"AD13*M13+($A$4-80)*AK13*$A$12/1000","v":13.043116045845272},{"$f":"AE13*O13+($A$4-80)*AL13*$A$12/1000","v":12.88080229226361}]
[null,63,17.939255014326648,16.531232091690544,17.469914040114613,16.35561193631111,17.000573065902582,16.166189111747855,16.55730659025788,15.990241768684333,16.114040114613179,15.801146131805158,15.67077363896848,15.518630205580436,15.227507163323782,15.227507163323782,null,0.98567335243553011,0.95988538681948432,0.93409742120343853,0.90974212034383961,0.88538681948424069,0.86103151862464178,0.83667621776504297,0.92151162790697672,0.93621593665287484,0.95092024539877296,0.96575138483530887,0.98058252427184478,0.99029126213592233,1,0.96875000000000011,0.97395833333333337,0.97916666666666663,0.97916666666666674,0.97916666666666685,0.953125,0.92708333333333315,16.531232091690544,{"$f":"Z14*E14+($A$4-80)*AG14*$A$12/1000","v":16.35561193631111},{"$f":"AA14*G14+($A$4-80)*AH14*$A$12/1000","v":16.166189111747855},15.990241768684333,15.801146131805158,15.518630205580436,15.227507163323782]
[null,59,17.10487106017192,17.10487106017192,16.661604584527222,16.661604584527222,16.218338108882524,16.218338108882524,15.801146131805158,15.801146131805158,15.383954154727794,15.383954154727794,14.940687679083094,14.940687679083094,14.497421203438396,14.497421203438396,null,0.93982808022922637,0.91547277936962757,0.89111747851002876,0.86819484240687683,0.84527220630372502,0.8209169054441261,0.79656160458452729,1,1,1,1,1,1,1,0.54166666666666619,0.49479166666666646,0.44791666666666674,0.40104166666666663,0.35416666666666652,0.30208333333333337,0.25000000000000022,17.10487106017192,{"$f":"Z15*E15+($A$4-80)*AG15*$A$12/1000","v":16.661604584527222},{"$f":"AA15*G15+($A$4-80)*AH15*$A$12/1000","v":16.218338108882524},15.801146131805158,15.383954154727794,14.940687679083094,14.497421203438396]
[1350,71,21.170406876790832,11.649042979942694,20.638487106017188,11.465688986159705,20.10656733524355,11.276699140401144,19.574647564469917,11.093659998683837,19.042727793696272,10.904355300859599,18.510808022922632,10.749069754212105,17.978888252148998,10.585203438395416,null,1.1632091690544413,1.1339828080229224,1.104756446991404,1.0755300859598855,1.0463037249283667,1.017077363896848,0.98785100286532956,0.55025125628140703,0.55554890856398398,0.56084656084656082,0.56673612958529163,0.57262569832402244,0.58069154738686324,0.58875739644970415,0.96874999999999989,0.96874999999999989,0.96874999999999989,0.96875,0.96875000000000011,0.97395833333333337,0.97916666666666663,{"$f":"Y16*C16+($A$4-80)*AF16*$A$16/1000","v":11.649042979942694},{"$f":"Z16*E16+($A$4-80)*AG16*$A$16/1000","v":11.465688986159705},{"$f":"AA16*G16+($A$4-80)*AH16*$A$16/1000","v":11.276699140401144},{"$f":"AB16*I16+($A$4-80)*AI16*$A$16/1000","v":11.093659998683837},{"$f":"AC16*K16+($A$4-80)*AJ16*$A$16/1000","v":10.904355300859599},{"$f":"AD16*M16+($A$4-80)*AK16*$A$16/1000","v":10.749069754212105},{"$f":"AE16*O16+($A$4-80)*AL16*$A$16/1000","v":10.585203438395416}]
[null,67,19.521455587392552,14.202257879656161,19.042727793696276,14.020266507165271,18.564,13.829914040114614,18.058676217765047,13.649220081115924,17.553352435530087,13.457570200573068,17.074624641833811,13.303978366762179,16.595896848137535,13.138418338108881,null,1.0726074498567337,1.0463037249283669,1.02,0.99223495702005748,0.96446991404011473,0.93816618911174798,0.91186246418338102,0.72752043596730243,0.73625305465986901,0.7449856733524356,0.75582617000955121,0.76666666666666672,0.77916666666666667,0.79166666666666663,0.96875000000000011,0.96875000000000011,0.96875000000000011,0.96875000000000011,0.96875000000000011,0.97395833333333337,0.97916666666666663,{"$f":"Y17*C17+($A$4-80)*AF17*$A$16/1000","v":14.202257879656161},{"$f":"Z17*E17+($A$4-80)*AG17*$A$16/1000","v":14.020266507165271},{"$f":"AA17*G17+($A$4-80)*AH17*$A$16/1000","v":13.829914040114614},{"$f":"AB17*I17+($A$4-80)*AI17*$A$16/1000","v":13.649220081115924},{"$f":"AC17*K17+($A$4-80)*AJ17*$A$16/1000","v":13.457570200573068},{"$f":"AD17*M17+($A$4-80)*AK17*$A$16/1000","v":13.303978366762179},{"$f":"AE17*O17+($A$4-80)*AL17*$A$16/1000","v":13.138418338108881}]
[null,63,18.298040114613183,16.861856733524359,17.819312320916907,16.682724175037336,17.340584527220631,16.489512893982809,16.88845272206304,16.310046604058023,16.436320916905444,16.117169054441263,15.984189111747851,15.829002809692046,15.532057306590257,15.532057306590257,null,1.0053868194842408,0.97908309455587406,0.95277936962750731,0.92793696275071647,0.90309455587392551,0.87825214899713466,0.85340974212034382,0.92151162790697672,0.93621593665287484,0.95092024539877296,0.96575138483530887,0.98058252427184478,0.99029126213592233,1,0.96875000000000011,0.97395833333333337,0.97916666666666663,0.97916666666666674,0.97916666666666685,0.953125,0.92708333333333315,16.861856733524359,{"$f":"Z18*E18+($A$4-80)*AG18*$A$16/1000","v":16.682724175037336},{"$f":"AA18*G18+($A$4-80)*AH18*$A$16/1000","v":16.489512893982809},16.310046604058023,16.117169054441263,15.829002809692046,15.532057306590257]
[null,59,17.446968481375357,17.446968481375357,16.994836676217766,16.994836676217766,16.542704871060174,16.542704871060174,16.117169054441263,16.117169054441263,15.69163323782235,15.69163323782235,15.239501432664756,15.239501432664756,14.787369627507164,14.787369627507164,null,0.9586246418338108,0.93378223495702006,0.90893982808022933,0.88555873925501438,0.86217765042979944,0.83733524355300859,0.81249283667621786,1,1,1,1,1,1,1,0.54166666666666619,0.49479166666666646,0.44791666666666674,0.40104166666666663,0.35416666666666652,0.30208333333333337,0.25000000000000022,17.446968481375357,{"$f":"Z19*E19+($A$4-80)*AG19*$A$16/1000","v":16.994836676217766},{"$f":"AA19*G19+($A$4-80)*AH19*$A$16/1000","v":16.542704871060174},16.117169054441263,15.69163323782235,15.239501432664756,14.787369627507164]

{"sheet":"4TTR40_37","index":23,"n_rows":19,"n_cols":45,"rows_kept":19,"cut":false,"hidden":true,"merged":[[130,0,133,0],[120,12,121,12],[120,13,121,13],[120,14,121,14],[120,15,121,15],[122,0,125,0],[126,0,129,0],[119,12,119,13],[119,14,119,15],[120,4,121,4],[120,5,121,5],[120,6,121,6],[120,7,121,7],[120,8,121,8],[120,9,121,9],[120,10,121,10],[120,11,121,11],[119,0,121,0],[119,1,121,1],[119,4,119,5],[119,6,119,7],[119,8,119,9],[119,10,119,11],[111,0,114,0],[117,0,118,1],[117,4,117,15],[118,4,118,5],[118,6,118,7],[118,8,118,9],[118,10,118,11],[118,12,118,13],[118,14,118,15],[101,12,102,12],[101,13,102,13],[101,14,102,14],[101,15,102,15],[103,0,106,0],[107,0,110,0],[100,12,100,13],[100,14,100,15],[101,4,102,4],[101,5,102,5],[101,6,102,6],[101,7,102,7],[101,8,102,8],[101,9,102,9],[101,10,102,10],[101,11,102,11],[100,0,102,0],[100,1,102,1],[100,4,100,5],[100,6,100,7],[100,8,100,9],[100,10,100,11],[92,0,95,0],[98,0,99,1],[98,4,98,15],[99,4,99,5],[99,6,99,7],[99,8,99,9],[99,10,99,11],[99,12,99,13],[99,14,99,15],[82,12,83,12],[82,13,83,13],[82,14,83,14],[82,15,83,15],[84,0,87,0],[88,0,91,0],[81,12,81,13],[81,14,81,15],[82,4,83,4],[82,5,83,5],[82,6,83,6],[82,7,83,7],[82,8,83,8],[82,9,83,9],[82,10,83,10],[82,11,83,11],[81,0,83,0],[81,1,83,1],[81,4,81,5],[81,6,81,7],[81,8,81,9],[81,10,81,11],[73,0,76,0],[79,0,80,1],[79,4,79,15],[80,4,80,5],[80,6,80,7],[80,8,80,9],[80,10,80,11],[80,12,80,13],[80,14,80,15],[63,12,64,12],[63,13,64,13],[63,14,64,14],[63,15,64,15],[65,0,68,0],[69,0,72,0],[62,12,62,13],[62,14,62,15],[63,4,64,4],[63,5,64,5],[63,6,64,6],[63,7,64,7],[63,8,64,8],[63,9,64,9],[63,10,64,10],[63,11,64,11],[62,0,64,0],[62,1,64,1],[62,4,62,5],[62,6,62,7],[62,8,62,9],[62,10,62,11],[54,0,57,0],[60,0,61,1],[60,4,60,15],[61,4,61,5],[61,6,61,7],[61,8,61,9],[61,10,61,11],[61,12,61,13],[61,14,61,15],[44,12,45,12],[44,13,45,13],[44,14,45,14],[44,15,45,15],[46,0,49,0],[50,0,53,0],[43,12,43,13],[43,14,43,15],[44,4,45,4],[44,5,45,5],[44,6,45,6],[44,7,45,7],[44,8,45,8],[44,9,45,9],[44,10,45,10],[44,11,45,11],[43,0,45,0],[43,1,45,1],[43,4,43,5],[43,6,43,7],[43,8,43,9],[43,10,43,11],[35,0,38,0],[41,0,42,1],[41,4,41,15],[42,4,42,5],[42,6,42,7],[42,8,42,9],[42,10,42,11],[42,12,42,13],[42,14,42,15],[25,12,26,12],[25,13,26,13],[25,14,26,14],[25,15,26,15],[27,0,30,0],[31,0,34,0],[24,12,24,13],[24,14,24,15],[25,4,26,4],[25,5,26,5],[25,6,26,6],[25,7,26,7],[25,8,26,8],[25,9,26,9],[25,10,26,10],[25,11,26,11],[24,0,26,0],[24,1,26,1],[24,4,24,5],[24,6,24,7],[24,8,24,9],[24,10,24,11],[7,0,10,0],[11,0,14,0],[15,0,18,0],[22,4,22,15],[23,4,23,5],[23,6,23,7],[23,8,23,9],[23,10,23,11],[23,12,23,13],[23,14,23,15],[5,10,6,10],[5,11,6,11],[5,12,6,12],[5,13,6,13],[5,14,6,14],[5,15,6,15],[4,10,4,11],[4,12,4,13],[4,14,4,15],[5,2,6,2],[5,3,6,3],[5,4,6,4],[5,5,6,5],[5,6,6,6],[5,7,6,7],[5,8,6,8],[4,0,6,0],[4,1,6,1],[4,2,4,3],[4,4,4,5],[4,6,4,7],[4,8,4,9],[5,9,6,9],[2,0,2,1],[2,2,2,15],[3,2,3,3],[3,4,3,5],[3,6,3,7],[3,8,3,9],[3,10,3,11],[3,12,3,13],[3,14,3,15]]}
[]
["4TTR40_37",18.2]
["Evaporator Air \n",null,"Condenser  Entering Air Temperature ˚F"]
[80,"°F DB",85,null,90,null,95,null,100,null,105,null,110,null,115]
["CFM","EWB†\n˚F","Capacity Mbtuh",null,"Capacity Mbtuh",null,"Capacity Mbtuh",null,"Capacity Mbtuh",null,"Capacity Mbtuh",null,"Capacity Mbtuh",null,"Capacity Mbtuh"]
[null,null,"Total","Sens.","Total","Sens.","Total","Sens.","Total","Sens.","Total","Sens.","Total","Sens.","Total","Sens."]
[null,null,null,null,null,null,null,null,null,null,null,null,null,null,null,null,null,"Total Factors",null,null,null,null,null,null,"Sens. %",null,null,null,null,null,null,"IDB Adj",null,null,null,null,null,null,"Sens Calc"]
[1050,71,{"$f":"R8*$B$2","v":20.630814814814816},{"$f":"IF(AM8>C8,C8,AM8)","v":11.433333333333332},{"$f":"S8*$B$2","v":19.995629629629629},{"$f":"IF(AN8>E8,E8,AN8)","v":11.234954396744468},{"$f":"T8*$B$2","v":19.360444444444443},{"$f":"IF(AO8>G8,G8,AO8)","v":11.026814814814813},{"$f":"U8*$B$2","v":18.725259259259257},{"$f":"IF(AP8>I8,I8,AP8)","v":10.802821795371706},{"$f":"V8*$B$2","v":18.090074074074071},{"$f":"IF(AQ8>K8,K8,AQ8)","v":10.56948148148148},{"$f":"W8*$B$2","v":17.454888888888885},{"$f":"IF(AR8>M8,M8,AR8)","v":10.3725613526898},{"$f":"X8*$B$2","v":16.819703703703702},{"$f":"IF(AS8>O8,O8,AS8)","v":10.162962962962961},null,1.1335612535612536,1.0986609686609687,1.0637606837606837,1.0288603988603988,0.99396011396011386,0.95905982905982889,0.92415954415954416,0.55418719211822653,0.56187049894625241,0.56955380577427817,0.57691173434781318,0.5842696629213483,0.59424963508605178,0.60422960725075525,1,1.0052083333333333,1.0104166666666665,1.0052083333333335,1.0000000000000002,1.0052083333333335,1.0104166666666665,{"$f":"Y8*C8+($A$4-80)*AF8*$A$8/1000","v":11.433333333333332},{"$f":"Z8*E8+($A$4-80)*AG8*$A$8/1000","v":11.234954396744468},{"$f":"AA8*G8+($A$4-80)*AH8*$A$8/1000","v":11.026814814814813},{"$f":"AB8*I8+($A$4-80)*AI8*$A$8/1000","v":10.802821795371706},{"$f":"AC8*K8+($A$4-80)*AJ8*$A$8/1000","v":10.56948148148148},{"$f":"AD8*M8+($A$4-80)*AK8*$A$8/1000","v":10.3725613526898},{"$f":"AE8*O8+($A$4-80)*AL8*$A$8/1000","v":10.162962962962961}]
[null,67,{"$f":"R9*$B$2","v":19.00474074074074},13.974074074074075,18.420370370370371,{"$f":"IF(AN9>E9,E9,AN9)","v":13.751993448534845},17.836000000000002,{"$f":"IF(AO9>G9,G9,AO9)","v":13.516740740740742},17.25162962962963,{"$f":"IF(AP9>I9,I9,AP9)","v":13.295583767310845},16.667259259259257,{"$f":"IF(AQ9>K9,K9,AQ9)","v":13.059407407407406},16.082888888888888,{"$f":"IF(AR9>M9,M9,AR9)","v":12.865748435070415},15.498518518518516,{"$f":"IF(AS9>O9,O9,AS9)","v":12.652888888888887},null,1.0442165242165242,1.0121082621082622,0.98000000000000009,0.94789173789173786,0.91578347578347574,0.88367521367521362,0.8515669515669515,0.73529411764705888,0.74656443774090842,0.75783475783475784,0.77068567160030577,0.78353658536585369,0.79996501399440223,0.81639344262295077,1.0104166666666665,1.0052083333333335,1.0000000000000002,1,0.99999999999999978,0.99999999999999978,0.99999999999999978,{"$f":"Y9*C9+($A$4-80)*AF9*$A$8/1000","v":13.974074074074075},{"$f":"Z9*E9+($A$4-80)*AG9*$A$8/1000","v":13.751993448534845},{"$f":"AA9*G9+($A$4-80)*AH9*$A$8/1000","v":13.516740740740742},{"$f":"AB9*I9+($A$4-80)*AI9*$A$8/1000","v":13.295583767310845},{"$f":"AC9*K9+($A$4-80)*AJ9*$A$8/1000","v":13.059407407407406},{"$f":"AD9*M9+($A$4-80)*AK9*$A$8/1000","v":12.865748435070415},{"$f":"AE9*O9+($A$4-80)*AL9*$A$8/1000","v":12.652888888888887}]
[null,63,17.785185185185185,16.56562962962963,17.226222222222219,16.346754552845528,16.667259259259257,16.108296296296295,16.133703703703702,15.863169037940379,15.600148148148147,15.600148148148147,15.041185185185183,15.041185185185183,14.482222222222221,14.482222222222221,null,0.97720797720797714,0.94649572649572633,0.91578347578347574,0.88646723646723635,0.85715099715099707,0.82643874643874637,0.79572649572649568,0.93142857142857149,0.94894599303135896,0.96646341463414642,0.98323170731707321,1,1,1,1.0000000000000002,1,0.99999999999999978,0.99479166666666652,0.98958333333333337,0.921875,0.85416666666666663,16.56562962962963,{"$f":"Z10*E10+($A$4-80)*AG10*$A$8/1000","v":16.346754552845528},{"$f":"AA10*G10+($A$4-80)*AH10*$A$8/1000","v":16.108296296296295},15.863169037940379,15.600148148148147,15.041185185185183,14.482222222222221]
[null,59,16.972148148148147,16.972148148148147,16.438592592592592,16.438592592592592,15.905037037037037,15.905037037037037,15.396888888888887,15.396888888888887,14.888740740740738,14.888740740740738,14.355185185185183,14.355185185185183,13.821629629629628,13.821629629629628,null,0.93253561253561246,0.90321937321937318,0.8739031339031339,0.84598290598290593,0.81806267806267796,0.78874643874643868,0.7594301994301994,1,1,1,1,1,1,1,0.53124999999999978,0.46875,0.40625000000000022,0.34895833333333348,0.29166666666666674,0.22916666666666657,0.16666666666666644,16.972148148148147,{"$f":"Z11*E11+($A$4-80)*AG11*$A$8/1000","v":16.438592592592592},{"$f":"AA11*G11+($A$4-80)*AH11*$A$8/1000","v":15.905037037037037},{"$f":"AB11*I11+($A$4-80)*AI11*$A$8/1000","v":15.396888888888887},14.888740740740738,14.355185185185183,13.821629629629628]
[1200,71,21.05185185185185,11.666666666666664,20.403703703703702,11.464239180351496,19.755555555555553,11.25185185185185,19.107407407407404,11.023287546297658,18.459259259259259,10.785185185185185,17.81111111111111,10.584246278254898,17.162962962962965,10.37037037037037,null,1.1566951566951567,1.121082621082621,1.0854700854700854,1.0498575498575498,1.0142450142450143,0.9786324786324786,0.94301994301994307,0.55418719211822653,0.56187049894625241,0.56955380577427817,0.57691173434781318,0.5842696629213483,0.59424963508605178,0.60422960725075525,1,1.0052083333333333,1.0104166666666665,1.0052083333333335,1.0000000000000002,1.0052083333333335,1.0104166666666665,{"$f":"Y12*C12+($A$4-80)*AF12*$A$12/1000","v":11.666666666666664},{"$f":"Z12*E12+($A$4-80)*AG12*$A$12/1000","v":11.464239180351496},{"$f":"AA12*G12+($A$4-80)*AH12*$A$12/1000","v":11.25185185185185},{"$f":"AB12*I12+($A$4-80)*AI12*$A$12/1000","v":11.023287546297658},{"$f":"AC12*K12+($A$4-80)*AJ12*$A$12/1000","v":10.785185185185185},{"$f":"AD12*M12+($A$4-80)*AK12*$A$12/1000","v":10.584246278254898},{"$f":"AE12*O12+($A$4-80)*AL12*$A$12/1000","v":10.37037037037037}]
[null,67,19.392592592592589,14.259259259259258,18.796296296296294,14.032646376055961,18.2,13.792592592592593,17.603703703703705,13.56692221154168,17.007407407407403,13.325925925925922,16.411111111111108,13.128314729663687,15.814814814814813,12.91111111111111,null,1.0655270655270654,1.0327635327635327,1,0.96723646723646728,0.93447293447293434,0.90170940170940161,0.86894586894586889,0.73529411764705888,0.74656443774090842,0.75783475783475784,0.77068567160030577,0.78353658536585369,0.79996501399440223,0.81639344262295077,1.0104166666666665,1.0052083333333335,1.0000000000000002,1,0.99999999999999978,0.99999999999999978,0.99999999999999978,{"$f":"Y13*C13+($A$4-80)*AF13*$A$12/1000","v":14.259259259259258},{"$f":"Z13*E13+($A$4-80)*AG13*$A$12/1000","v":14.032646376055961},{"$f":"AA13*G13+($A$4-80)*AH13*$A$12/1000","v":13.792592592592593},{"$f":"AB13*I13+($A$4-80)*AI13*$A$12/1000","v":13.56692221154168},{"$f":"AC13*K13+($A$4-80)*AJ13*$A$12/1000","v":13.325925925925922},{"$f":"AD13*M13+($A$4-80)*AK13*$A$12/1000","v":13.128314729663687},{"$f":"AE13*O13+($A$4-80)*AL13*$A$12/1000","v":12.91111111111111}]
[null,63,18.148148148148145,16.903703703703702,17.577777777777776,16.680361788617887,17.007407407407403,16.437037037037033,16.462962962962962,16.186907181571815,15.918518518518518,15.918518518518518,15.348148148148148,15.348148148148148,14.777777777777777,14.777777777777777,null,0.99715099715099709,0.96581196581196571,0.93447293447293434,0.90455840455840453,0.87464387464387461,0.84330484330484334,0.81196581196581197,0.93142857142857149,0.94894599303135896,0.96646341463414642,0.98323170731707321,1,1,1,1.0000000000000002,1,0.99999999999999978,0.99479166666666652,0.98958333333333337,0.921875,0.85416666666666663,16.903703703703702,{"$f":"Z14*E14+($A$4-80)*AG14*$A$12/1000","v":16.680361788617887},{"$f":"AA14*G14+($A$4-80)*AH14*$A$12/1000","v":16.437037037037033},16.186907181571815,15.918518518518518,15.348148148148148,14.777777777777777]
[null,59,17.318518518518516,17.318518518518516,16.774074074074075,16.774074074074075,16.229629629629628,16.229629629629628,15.711111111111109,15.711111111111109,15.192592592592591,15.192592592592591,14.648148148148147,14.648148148148147,14.103703703703703,14.103703703703703,null,0.95156695156695148,0.92165242165242167,0.89173789173789175,0.86324786324786318,0.83475783475783472,0.8048433048433048,0.77492877492877488,1,1,1,1,1,1,1,0.53124999999999978,0.46875,0.40625000000000022,0.34895833333333348,0.29166666666666674,0.22916666666666657,0.16666666666666644,17.318518518518516,{"$f":"Z15*E15+($A$4-80)*AG15*$A$12/1000","v":16.774074074074075},{"$f":"AA15*G15+($A$4-80)*AH15*$A$12/1000","v":16.229629629629628},15.711111111111109,15.192592592592591,14.648148148148147,14.103703703703703]
[1350,71,21.472888888888885,11.899999999999997,20.811777777777777,11.693523963958528,20.150666666666666,11.476888888888887,19.489555555555555,11.243753297223613,18.828444444444447,11.000888888888889,18.167333333333335,10.795931203819999,17.50622222222222,10.577777777777776,null,1.1798290598290597,1.1435042735042735,1.1071794871794871,1.0708547008547009,1.0345299145299147,0.9982051282051283,0.96188034188034188,0.55418719211822653,0.56187049894625241,0.56955380577427817,0.57691173434781318,0.5842696629213483,0.59424963508605178,0.60422960725075525,1,1.0052083333333333,1.0104166666666665,1.0052083333333335,1.0000000000000002,1.0052083333333335,1.0104166666666665,{"$f":"Y16*C16+($A$4-80)*AF16*$A$16/1000","v":11.899999999999997},{"$f":"Z16*E16+($A$4-80)*AG16*$A$16/1000","v":11.693523963958528},{"$f":"AA16*G16+($A$4-80)*AH16*$A$16/1000","v":11.476888888888887},{"$f":"AB16*I16+($A$4-80)*AI16*$A$16/1000","v":11.243753297223613},{"$f":"AC16*K16+($A$4-80)*AJ16*$A$16/1000","v":11.000888888888889},{"$f":"AD16*M16+($A$4-80)*AK16*$A$16/1000","v":10.795931203819999},{"$f":"AE16*O16+($A$4-80)*AL16*$A$16/1000","v":10.577777777777776}]
[null,67,19.780444444444441,14.544444444444443,19.172222222222217,14.313299303577079,18.564,14.068444444444445,17.955777777777776,13.838260655772512,17.347555555555552,13.592444444444443,16.739333333333331,13.390881024256961,16.13111111111111,13.169333333333332,null,1.0868376068376067,1.0534188034188032,1.02,0.98658119658119647,0.95316239316239304,0.91974358974358972,0.88632478632478628,0.73529411764705888,0.74656443774090842,0.75783475783475784,0.77068567160030577,0.78353658536585369,0.79996501399440223,0.81639344262295077,1.0104166666666665,1.0052083333333335,1.0000000000000002,1,0.99999999999999978,0.99999999999999978,0.99999999999999978,{"$f":"Y17*C17+($A$4-80)*AF17*$A$16/1000","v":14.544444444444443},{"$f":"Z17*E17+($A$4-80)*AG17*$A$16/1000","v":14.313299303577079},{"$f":"AA17*G17+($A$4-80)*AH17*$A$16/1000","v":14.068444444444445},{"$f":"AB17*I17+($A$4-80)*AI17*$A$16/1000","v":13.838260655772512},{"$f":"AC17*K17+($A$4-80)*AJ17*$A$16/1000","v":13.592444444444443},{"$f":"AD17*M17+($A$4-80)*AK17*$A$16/1000","v":13.390881024256961},{"$f":"AE17*O17+($A$4-80)*AL17*$A$16/1000","v":13.169333333333332}]
[null,63,18.511111111111109,17.241777777777777,17.929333333333332,17.013969024390246,17.347555555555552,16.765777777777775,16.792222222222222,16.510645325203253,16.236888888888888,16.236888888888888,15.655111111111109,15.655111111111109,15.073333333333332,15.073333333333332,null,1.017094017094017,0.9851282051282052,0.95316239316239304,0.92264957264957259,0.89213675213675214,0.86017094017094009,0.82820512820512815,0.93142857142857149,0.94894599303135896,0.96646341463414642,0.98323170731707321,1,1,1,1.0000000000000002,1,0.99999999999999978,0.99479166666666652,0.98958333333333337,0.921875,0.85416666666666663,17.241777777777777,{"$f":"Z18*E18+($A$4-80)*AG18*$A$16/1000","v":17.013969024390246},{"$f":"AA18*G18+($A$4-80)*AH18*$A$16/1000","v":16.765777777777775},16.510645325203253,16.236888888888888,15.655111111111109,15.073333333333332]
[null,59,17.664888888888886,17.664888888888886,17.109555555555556,17.109555555555556,16.554222222222222,16.554222222222222,16.025333333333332,16.025333333333332,15.496444444444444,15.496444444444444,14.941111111111111,14.941111111111111,14.385777777777776,14.385777777777776,null,0.9705982905982905,0.94008547008547005,0.90957264957264961,0.88051282051282054,0.85145299145299147,0.82094017094017091,0.79042735042735035,1,1,1,1,1,1,1,0.53124999999999978,0.46875,0.40625000000000022,0.34895833333333348,0.29166666666666674,0.22916666666666657,0.16666666666666644,17.664888888888886,{"$f":"Z19*E19+($A$4-80)*AG19*$A$16/1000","v":17.109555555555556},{"$f":"AA19*G19+($A$4-80)*AH19*$A$16/1000","v":16.554222222222222},16.025333333333332,15.496444444444444,14.941111111111111,14.385777777777776]

{"sheet":"4TTR40_42","index":24,"n_rows":19,"n_cols":45,"rows_kept":19,"cut":false,"hidden":true,"merged":[[130,0,133,0],[120,12,121,12],[120,13,121,13],[120,14,121,14],[120,15,121,15],[122,0,125,0],[126,0,129,0],[119,12,119,13],[119,14,119,15],[120,4,121,4],[120,5,121,5],[120,6,121,6],[120,7,121,7],[120,8,121,8],[120,9,121,9],[120,10,121,10],[120,11,121,11],[119,0,121,0],[119,1,121,1],[119,4,119,5],[119,6,119,7],[119,8,119,9],[119,10,119,11],[111,0,114,0],[117,0,118,1],[117,4,117,15],[118,4,118,5],[118,6,118,7],[118,8,118,9],[118,10,118,11],[118,12,118,13],[118,14,118,15],[101,12,102,12],[101,13,102,13],[101,14,102,14],[101,15,102,15],[103,0,106,0],[107,0,110,0],[100,12,100,13],[100,14,100,15],[101,4,102,4],[101,5,102,5],[101,6,102,6],[101,7,102,7],[101,8,102,8],[101,9,102,9],[101,10,102,10],[101,11,102,11],[100,0,102,0],[100,1,102,1],[100,4,100,5],[100,6,100,7],[100,8,100,9],[100,10,100,11],[92,0,95,0],[98,0,99,1],[98,4,98,15],[99,4,99,5],[99,6,99,7],[99,8,99,9],[99,10,99,11],[99,12,99,13],[99,14,99,15],[82,12,83,12],[82,13,83,13],[82,14,83,14],[82,15,83,15],[84,0,87,0],[88,0,91,0],[81,12,81,13],[81,14,81,15],[82,4,83,4],[82,5,83,5],[82,6,83,6],[82,7,83,7],[82,8,83,8],[82,9,83,9],[82,10,83,10],[82,11,83,11],[81,0,83,0],[81,1,83,1],[81,4,81,5],[81,6,81,7],[81,8,81,9],[81,10,81,11],[73,0,76,0],[79,0,80,1],[79,4,79,15],[80,4,80,5],[80,6,80,7],[80,8,80,9],[80,10,80,11],[80,12,80,13],[80,14,80,15],[63,12,64,12],[63,13,64,13],[63,14,64,14],[63,15,64,15],[65,0,68,0],[69,0,72,0],[62,12,62,13],[62,14,62,15],[63,4,64,4],[63,5,64,5],[63,6,64,6],[63,7,64,7],[63,8,64,8],[63,9,64,9],[63,10,64,10],[63,11,64,11],[62,0,64,0],[62,1,64,1],[62,4,62,5],[62,6,62,7],[62,8,62,9],[62,10,62,11],[54,0,57,0],[60,0,61,1],[60,4,60,15],[61,4,61,5],[61,6,61,7],[61,8,61,9],[61,10,61,11],[61,12,61,13],[61,14,61,15],[44,12,45,12],[44,13,45,13],[44,14,45,14],[44,15,45,15],[46,0,49,0],[50,0,53,0],[43,12,43,13],[43,14,43,15],[44,4,45,4],[44,5,45,5],[44,6,45,6],[44,7,45,7],[44,8,45,8],[44,9,45,9],[44,10,45,10],[44,11,45,11],[43,0,45,0],[43,1,45,1],[43,4,43,5],[43,6,43,7],[43,8,43,9],[43,10,43,11],[35,0,38,0],[41,0,42,1],[41,4,41,15],[42,4,42,5],[42,6,42,7],[42,8,42,9],[42,10,42,11],[42,12,42,13],[42,14,42,15],[25,12,26,12],[25,13,26,13],[25,14,26,14],[25,15,26,15],[27,0,30,0],[31,0,34,0],[24,12,24,13],[24,14,24,15],[25,4,26,4],[25,5,26,5],[25,6,26,6],[25,7,26,7],[25,8,26,8],[25,9,26,9],[25,10,26,10],[25,11,26,11],[24,0,26,0],[24,1,26,1],[24,4,24,5],[24,6,24,7],[24,8,24,9],[24,10,24,11],[7,0,10,0],[11,0,14,0],[15,0,18,0],[22,4,22,15],[23,4,23,5],[23,6,23,7],[23,8,23,9],[23,10,23,11],[23,12,23,13],[23,14,23,15],[5,10,6,10],[5,11,6,11],[5,12,6,12],[5,13,6,13],[5,14,6,14],[5,15,6,15],[4,10,4,11],[4,12,4,13],[4,14,4,15],[5,2,6,2],[5,3,6,3],[5,4,6,4],[5,5,6,5],[5,6,6,6],[5,7,6,7],[5,8,6,8],[4,0,6,0],[4,1,6,1],[4,2,4,3],[4,4,4,5],[4,6,4,7],[4,8,4,9],[5,9,6,9],[2,0,2,1],[2,2,2,15],[3,2,3,3],[3,4,3,5],[3,6,3,7],[3,8,3,9],[3,10,3,11],[3,12,3,13],[3,14,3,15]]}
[]
["4TTR40_42",18.2]
["Evaporator Air \n",null,"Condenser  Entering Air Temperature ˚F"]
[80,"°F DB",85,null,90,null,95,null,100,null,105,null,110,null,115]
["CFM","EWB†\n˚F","Capacity Mbtuh",null,"Capacity Mbtuh",null,"Capacity Mbtuh",null,"Capacity Mbtuh",null,"Capacity Mbtuh",null,"Capacity Mbtuh",null,"Capacity Mbtuh"]
[null,null,"Total","Sens.","Total","Sens.","Total","Sens.","Total","Sens.","Total","Sens.","Total","Sens.","Total","Sens."]
[null,null,null,null,null,null,null,null,null,null,null,null,null,null,null,null,null,"Total Factors",null,null,null,null,null,null,"Sens. %",null,null,null,null,null,null,"IDB Adj",null,null,null,null,null,null,"Sens Calc"]
[1225,71,{"$f":"R8*$B$2","v":20.633803921568628},{"$f":"IF(AM8>C8,C8,AM8)","v":11.322362745098038},{"$f":"S8*$B$2","v":19.978068627450984},{"$f":"IF(AN8>E8,E8,AN8)","v":11.108577608473601},{"$f":"T8*$B$2","v":19.322333333333333},{"$f":"IF(AO8>G8,G8,AO8)","v":10.885205882352938},{"$f":"U8*$B$2","v":18.68845588235294},{"$f":"IF(AP8>I8,I8,AP8)","v":10.671490583396865},{"$f":"V8*$B$2","v":18.054578431372548},{"$f":"IF(AQ8>K8,K8,AQ8)","v":10.448049019607843},{"$f":"W8*$B$2","v":17.420700980392155},{"$f":"IF(AR8>M8,M8,AR8)","v":10.235068256277174},{"$f":"X8*$B$2","v":16.786823529411762},{"$f":"IF(AS8>O8,O8,AS8)","v":10.010892156862743},null,1.1337254901960785,1.0976960784313727,1.0616666666666668,1.0268382352941177,0.99200980392156857,0.95718137254901958,0.9223529411764706,0.54872881355932202,0.55603861492445739,0.56334841628959265,0.57102045511816191,0.57869249394673128,0.5875233303066989,0.59635416666666663,0.99107142857142838,0.99107142857142838,0.99107142857142838,0.99107142857142838,0.99107142857142838,0.99107142857142838,0.99107142857142838,{"$f":"Y8*C8+($A$4-80)*AF8*$A$8/1000","v":11.322362745098038},{"$f":"Z8*E8+($A$4-80)*AG8*$A$8/1000","v":11.108577608473601},{"$f":"AA8*G8+($A$4-80)*AH8*$A$8/1000","v":10.885205882352938},{"$f":"AB8*I8+($A$4-80)*AI8*$A$8/1000","v":10.671490583396865},{"$f":"AC8*K8+($A$4-80)*AJ8*$A$8/1000","v":10.448049019607843},{"$f":"AD8*M8+($A$4-80)*AK8*$A$8/1000","v":10.235068256277174},{"$f":"AE8*O8+($A$4-80)*AL8*$A$8/1000","v":10.010892156862743}]
[null,67,{"$f":"R9*$B$2","v":19.016323529411764},13.814156862745099,18.426161764705881,{"$f":"IF(AN9>E9,E9,AN9)","v":13.602531486646384},17.835999999999999,{"$f":"IF(AO9>G9,G9,AO9)","v":13.377000000000001},17.245838235294119,{"$f":"IF(AP9>I9,I9,AP9)","v":13.166360096302302},16.655676470588237,{"$f":"IF(AQ9>K9,K9,AQ9)","v":12.939843137254902},16.065514705882354,{"$f":"IF(AR9>M9,M9,AR9)","v":12.73041419540591},15.475352941176471,{"$f":"IF(AS9>O9,O9,AS9)","v":12.502686274509806},null,1.0448529411764707,1.0124264705882353,0.98,0.94757352941176476,0.91514705882352954,0.8827205882352942,0.85029411764705887,0.72643678160919545,0.73821839080459783,0.75000000000000011,0.76345144356955386,0.7769028871391076,0.79240624582944086,0.80790960451977412,0.9910714285714286,0.9910714285714286,0.9910714285714286,0.9910714285714286,0.9910714285714286,0.9910714285714286,0.9910714285714286,{"$f":"Y9*C9+($A$4-80)*AF9*$A$8/1000","v":13.814156862745099},{"$f":"Z9*E9+($A$4-80)*AG9*$A$8/1000","v":13.602531486646384},{"$f":"AA9*G9+($A$4-80)*AH9*$A$8/1000","v":13.377000000000001},{"$f":"AB9*I9+($A$4-80)*AI9*$A$8/1000","v":13.166360096302302},{"$f":"AC9*K9+($A$4-80)*AJ9*$A$8/1000","v":12.939843137254902},{"$f":"AD9*M9+($A$4-80)*AK9*$A$8/1000","v":12.73041419540591},{"$f":"AE9*O9+($A$4-80)*AL9*$A$8/1000","v":12.502686274509806}]
[null,63,17.792284313725492,16.437098039215687,17.245838235294119,16.205313224255768,16.699392156862746,15.956225490196079,16.131088235294119,15.749494385266608,15.562784313725489,15.519068627450977,15.016338235294118,14.995247872604097,14.469892156862747,14.469892156862747,null,0.97759803921568644,0.94757352941176476,0.91754901960784319,0.88632352941176473,0.85509803921568628,0.82507352941176471,0.79504901960784324,0.92383292383292381,0.93966515301593834,0.95549738219895286,0.97634419671745398,0.99719101123595499,0.9985955056179775,1,0.9910714285714286,0.9910714285714286,0.9910714285714286,0.9910714285714286,0.9910714285714286,0.92857142857142871,0.86607142857142883,16.437098039215687,{"$f":"Z10*E10+($A$4-80)*AG10*$A$8/1000","v":16.205313224255768},{"$f":"AA10*G10+($A$4-80)*AH10*$A$8/1000","v":15.956225490196079},15.749494385266608,15.519068627450977,14.995247872604097,14.469892156862747]
[null,59,16.961686274509802,16.961686274509802,16.437098039215687,16.437098039215687,15.912509803921568,15.912509803921568,15.38792156862745,15.38792156862745,14.863333333333335,14.863333333333335,14.338745098039215,14.338745098039215,13.814156862745097,13.814156862745097,null,0.93196078431372542,0.90313725490196084,0.87431372549019604,0.84549019607843134,0.81666666666666676,0.78784313725490196,0.75901960784313727,1,1,1,1,1,1,1,0.55357142857142827,0.49107142857142827,0.42857142857142833,0.37053571428571419,0.3125,0.25000000000000006,0.18750000000000014,16.961686274509802,{"$f":"Z11*E11+($A$4-80)*AG11*$A$8/1000","v":16.437098039215687},{"$f":"AA11*G11+($A$4-80)*AH11*$A$8/1000","v":15.912509803921568},{"$f":"AB11*I11+($A$4-80)*AI11*$A$8/1000","v":15.38792156862745},14.863333333333335,14.338745098039215,13.814156862745097]
[1400,71,21.054901960784314,11.553431372549019,20.385784313725495,11.335283273952655,19.716666666666669,11.107352941176469,19.069852941176471,10.889276105507006,18.423039215686273,10.661274509803922,17.776225490196076,10.44394720028283,17.129411764705882,10.215196078431372,null,1.1568627450980393,1.1200980392156865,1.0833333333333335,1.0477941176470589,1.0122549019607843,0.97671568627450978,0.94117647058823528,0.54872881355932202,0.55603861492445739,0.56334841628959265,0.57102045511816191,0.57869249394673128,0.5875233303066989,0.59635416666666663,0.99107142857142838,0.99107142857142838,0.99107142857142838,0.99107142857142838,0.99107142857142838,0.99107142857142838,0.99107142857142838,{"$f":"Y12*C12+($A$4-80)*AF12*$A$12/1000","v":11.553431372549019},{"$f":"Z12*E12+($A$4-80)*AG12*$A$12/1000","v":11.335283273952655},{"$f":"AA12*G12+($A$4-80)*AH12*$A$12/1000","v":11.107352941176469},{"$f":"AB12*I12+($A$4-80)*AI12*$A$12/1000","v":10.889276105507006},{"$f":"AC12*K12+($A$4-80)*AJ12*$A$12/1000","v":10.661274509803922},{"$f":"AD12*M12+($A$4-80)*AK12*$A$12/1000","v":10.44394720028283},{"$f":"AE12*O12+($A$4-80)*AL12*$A$12/1000","v":10.215196078431372}]
[null,67,19.40441176470588,14.096078431372549,18.802205882352943,13.880134170047333,18.2,13.650000000000002,17.597794117647059,13.43506132275745,16.995588235294118,13.203921568627452,16.393382352941178,12.990218566740724,15.791176470588235,12.757843137254904,null,1.0661764705882353,1.0330882352941178,1,0.96691176470588247,0.93382352941176483,0.90073529411764708,0.86764705882352944,0.72643678160919545,0.73821839080459783,0.75000000000000011,0.76345144356955386,0.7769028871391076,0.79240624582944086,0.80790960451977412,0.9910714285714286,0.9910714285714286,0.9910714285714286,0.9910714285714286,0.9910714285714286,0.9910714285714286,0.9910714285714286,{"$f":"Y13*C13+($A$4-80)*AF13*$A$12/1000","v":14.096078431372549},{"$f":"Z13*E13+($A$4-80)*AG13*$A$12/1000","v":13.880134170047333},{"$f":"AA13*G13+($A$4-80)*AH13*$A$12/1000","v":13.650000000000002},{"$f":"AB13*I13+($A$4-80)*AI13*$A$12/1000","v":13.43506132275745},{"$f":"AC13*K13+($A$4-80)*AJ13*$A$12/1000","v":13.203921568627452},{"$f":"AD13*M13+($A$4-80)*AK13*$A$12/1000","v":12.990218566740724},{"$f":"AE13*O13+($A$4-80)*AL13*$A$12/1000","v":12.757843137254904}]
[null,63,18.155392156862746,16.772549019607844,17.597794117647059,16.536033902301803,17.040196078431375,16.281862745098042,16.460294117647063,16.070912638027156,15.880392156862747,15.835784313725492,15.32279411764706,15.301273339391937,14.765196078431375,14.765196078431375,null,0.99754901960784326,0.96691176470588247,0.93627450980392168,0.90441176470588258,0.87254901960784326,0.84191176470588247,0.81127450980392168,0.92383292383292381,0.93966515301593834,0.95549738219895286,0.97634419671745398,0.99719101123595499,0.9985955056179775,1,0.9910714285714286,0.9910714285714286,0.9910714285714286,0.9910714285714286,0.9910714285714286,0.92857142857142871,0.86607142857142883,16.772549019607844,{"$f":"Z14*E14+($A$4-80)*AG14*$A$12/1000","v":16.536033902301803},{"$f":"AA14*G14+($A$4-80)*AH14*$A$12/1000","v":16.281862745098042},16.070912638027156,15.835784313725492,15.301273339391937,14.765196078431375]
[null,59,17.307843137254899,17.307843137254899,16.77254901960784,16.77254901960784,16.237254901960785,16.237254901960785,15.701960784313728,15.701960784313728,15.166666666666666,15.166666666666666,14.631372549019607,14.631372549019607,14.09607843137255,14.09607843137255,null,0.9509803921568627,0.92156862745098034,0.89215686274509809,0.86274509803921584,0.83333333333333337,0.80392156862745101,0.77450980392156876,1,1,1,1,1,1,1,0.55357142857142827,0.49107142857142827,0.42857142857142833,0.37053571428571419,0.3125,0.25000000000000006,0.18750000000000014,17.307843137254899,{"$f":"Z15*E15+($A$4-80)*AG15*$A$12/1000","v":16.77254901960784},{"$f":"AA15*G15+($A$4-80)*AH15*$A$12/1000","v":16.237254901960785},15.701960784313728,15.166666666666666,14.631372549019607,14.09607843137255]
[1575,71,21.476000000000003,11.784500000000001,20.793500000000005,11.561988939431707,20.111000000000004,11.329499999999999,19.451250000000002,11.107061627617147,18.791499999999999,10.874500000000001,18.13175,10.652826144288488,17.472000000000001,10.419499999999999,null,1.1800000000000002,1.1425000000000003,1.1050000000000002,1.0687500000000001,1.0325,0.99625000000000008,0.96000000000000008,0.54872881355932202,0.55603861492445739,0.56334841628959265,0.57102045511816191,0.57869249394673128,0.5875233303066989,0.59635416666666663,0.99107142857142838,0.99107142857142838,0.99107142857142838,0.99107142857142838,0.99107142857142838,0.99107142857142838,0.99107142857142838,{"$f":"Y16*C16+($A$4-80)*AF16*$A$16/1000","v":11.784500000000001},{"$f":"Z16*E16+($A$4-80)*AG16*$A$16/1000","v":11.561988939431707},{"$f":"AA16*G16+($A$4-80)*AH16*$A$16/1000","v":11.329499999999999},{"$f":"AB16*I16+($A$4-80)*AI16*$A$16/1000","v":11.107061627617147},{"$f":"AC16*K16+($A$4-80)*AJ16*$A$16/1000","v":10.874500000000001},{"$f":"AD16*M16+($A$4-80)*AK16*$A$16/1000","v":10.652826144288488},{"$f":"AE16*O16+($A$4-80)*AL16*$A$16/1000","v":10.419499999999999}]
[null,67,19.792499999999997,14.377999999999998,19.178249999999998,14.157736853448277,18.564,13.923000000000002,17.949750000000002,13.7037625492126,17.335500000000003,13.468000000000002,16.721250000000001,13.250022938075539,16.106999999999999,13.013000000000002,null,1.0874999999999999,1.05375,1.02,0.98625000000000018,0.95250000000000012,0.91875000000000007,0.88500000000000001,0.72643678160919545,0.73821839080459783,0.75000000000000011,0.76345144356955386,0.7769028871391076,0.79240624582944086,0.80790960451977412,0.9910714285714286,0.9910714285714286,0.9910714285714286,0.9910714285714286,0.9910714285714286,0.9910714285714286,0.9910714285714286,{"$f":"Y17*C17+($A$4-80)*AF17*$A$16/1000","v":14.377999999999998},{"$f":"Z17*E17+($A$4-80)*AG17*$A$16/1000","v":14.157736853448277},{"$f":"AA17*G17+($A$4-80)*AH17*$A$16/1000","v":13.923000000000002},{"$f":"AB17*I17+($A$4-80)*AI17*$A$16/1000","v":13.7037625492126},{"$f":"AC17*K17+($A$4-80)*AJ17*$A$16/1000","v":13.468000000000002},{"$f":"AD17*M17+($A$4-80)*AK17*$A$16/1000","v":13.250022938075539},{"$f":"AE17*O17+($A$4-80)*AL17*$A$16/1000","v":13.013000000000002}]
[null,63,18.5185,17.108000000000001,17.949750000000002,16.866754580347841,17.381000000000004,16.607500000000002,16.789500000000004,16.392330890787697,16.198,16.1525,15.629250000000004,15.607298806179779,15.060499999999999,15.060499999999999,null,1.0175000000000001,0.98625000000000018,0.95500000000000018,0.92250000000000021,0.89000000000000012,0.85875000000000024,0.82750000000000001,0.92383292383292381,0.93966515301593834,0.95549738219895286,0.97634419671745398,0.99719101123595499,0.9985955056179775,1,0.9910714285714286,0.9910714285714286,0.9910714285714286,0.9910714285714286,0.9910714285714286,0.92857142857142871,0.86607142857142883,17.108000000000001,{"$f":"Z18*E18+($A$4-80)*AG18*$A$16/1000","v":16.866754580347841},{"$f":"AA18*G18+($A$4-80)*AH18*$A$16/1000","v":16.607500000000002},16.392330890787697,16.1525,15.607298806179779,15.060499999999999]
[null,59,17.654,17.654,17.108000000000004,17.108000000000004,16.562000000000001,16.562000000000001,16.015999999999998,16.015999999999998,15.47,15.47,14.924000000000003,14.924000000000003,14.378,14.378,null,0.97000000000000008,0.94000000000000017,0.91,0.88,0.85000000000000009,0.82000000000000017,0.79,1,1,1,1,1,1,1,0.55357142857142827,0.49107142857142827,0.42857142857142833,0.37053571428571419,0.3125,0.25000000000000006,0.18750000000000014,17.654,{"$f":"Z19*E19+($A$4-80)*AG19*$A$16/1000","v":17.108000000000004},{"$f":"AA19*G19+($A$4-80)*AH19*$A$16/1000","v":16.562000000000001},16.015999999999998,15.47,14.924000000000003,14.378]

{"sheet":"4TTR40_43","index":25,"n_rows":19,"n_cols":45,"rows_kept":19,"cut":false,"hidden":true,"merged":[[130,0,133,0],[120,12,121,12],[120,13,121,13],[120,14,121,14],[120,15,121,15],[122,0,125,0],[126,0,129,0],[119,12,119,13],[119,14,119,15],[120,4,121,4],[120,5,121,5],[120,6,121,6],[120,7,121,7],[120,8,121,8],[120,9,121,9],[120,10,121,10],[120,11,121,11],[119,0,121,0],[119,1,121,1],[119,4,119,5],[119,6,119,7],[119,8,119,9],[119,10,119,11],[111,0,114,0],[117,0,118,1],[117,4,117,15],[118,4,118,5],[118,6,118,7],[118,8,118,9],[118,10,118,11],[118,12,118,13],[118,14,118,15],[101,12,102,12],[101,13,102,13],[101,14,102,14],[101,15,102,15],[103,0,106,0],[107,0,110,0],[100,12,100,13],[100,14,100,15],[101,4,102,4],[101,5,102,5],[101,6,102,6],[101,7,102,7],[101,8,102,8],[101,9,102,9],[101,10,102,10],[101,11,102,11],[100,0,102,0],[100,1,102,1],[100,4,100,5],[100,6,100,7],[100,8,100,9],[100,10,100,11],[92,0,95,0],[98,0,99,1],[98,4,98,15],[99,4,99,5],[99,6,99,7],[99,8,99,9],[99,10,99,11],[99,12,99,13],[99,14,99,15],[82,12,83,12],[82,13,83,13],[82,14,83,14],[82,15,83,15],[84,0,87,0],[88,0,91,0],[81,12,81,13],[81,14,81,15],[82,4,83,4],[82,5,83,5],[82,6,83,6],[82,7,83,7],[82,8,83,8],[82,9,83,9],[82,10,83,10],[82,11,83,11],[81,0,83,0],[81,1,83,1],[81,4,81,5],[81,6,81,7],[81,8,81,9],[81,10,81,11],[73,0,76,0],[79,0,80,1],[79,4,79,15],[80,4,80,5],[80,6,80,7],[80,8,80,9],[80,10,80,11],[80,12,80,13],[80,14,80,15],[63,12,64,12],[63,13,64,13],[63,14,64,14],[63,15,64,15],[65,0,68,0],[69,0,72,0],[62,12,62,13],[62,14,62,15],[63,4,64,4],[63,5,64,5],[63,6,64,6],[63,7,64,7],[63,8,64,8],[63,9,64,9],[63,10,64,10],[63,11,64,11],[62,0,64,0],[62,1,64,1],[62,4,62,5],[62,6,62,7],[62,8,62,9],[62,10,62,11],[54,0,57,0],[60,0,61,1],[60,4,60,15],[61,4,61,5],[61,6,61,7],[61,8,61,9],[61,10,61,11],[61,12,61,13],[61,14,61,15],[44,12,45,12],[44,13,45,13],[44,14,45,14],[44,15,45,15],[46,0,49,0],[50,0,53,0],[43,12,43,13],[43,14,43,15],[44,4,45,4],[44,5,45,5],[44,6,45,6],[44,7,45,7],[44,8,45,8],[44,9,45,9],[44,10,45,10],[44,11,45,11],[43,0,45,0],[43,1,45,1],[43,4,43,5],[43,6,43,7],[43,8,43,9],[43,10,43,11],[35,0,38,0],[41,0,42,1],[41,4,41,15],[42,4,42,5],[42,6,42,7],[42,8,42,9],[42,10,42,11],[42,12,42,13],[42,14,42,15],[25,12,26,12],[25,13,26,13],[25,14,26,14],[25,15,26,15],[27,0,30,0],[31,0,34,0],[24,12,24,13],[24,14,24,15],[25,4,26,4],[25,5,26,5],[25,6,26,6],[25,7,26,7],[25,8,26,8],[25,9,26,9],[25,10,26,10],[25,11,26,11],[24,0,26,0],[24,1,26,1],[24,4,24,5],[24,6,24,7],[24,8,24,9],[24,10,24,11],[7,0,10,0],[11,0,14,0],[15,0,18,0],[22,4,22,15],[23,4,23,5],[23,6,23,7],[23,8,23,9],[23,10,23,11],[23,12,23,13],[23,14,23,15],[5,10,6,10],[5,11,6,11],[5,12,6,12],[5,13,6,13],[5,14,6,14],[5,15,6,15],[4,10,4,11],[4,12,4,13],[4,14,4,15],[5,2,6,2],[5,3,6,3],[5,4,6,4],[5,5,6,5],[5,6,6,6],[5,7,6,7],[5,8,6,8],[4,0,6,0],[4,1,6,1],[4,2,4,3],[4,4,4,5],[4,6,4,7],[4,8,4,9],[5,9,6,9],[2,0,2,1],[2,2,2,15],[3,2,3,3],[3,4,3,5],[3,6,3,7],[3,8,3,9],[3,10,3,11],[3,12,3,13],[3,14,3,15]]}
[]
["4TTR40_43",18.2]
["Evaporator Air \n",null,"Condenser  Entering Air Temperature ˚F"]
[80,"°F DB",85,null,90,null,95,null,100,null,105,null,110,null,115]
["CFM","EWB†\n˚F","Capacity Mbtuh",null,"Capacity Mbtuh",null,"Capacity Mbtuh",null,"Capacity Mbtuh",null,"Capacity Mbtuh",null,"Capacity Mbtuh",null,"Capacity Mbtuh"]
[null,null,"Total","Sens.","Total","Sens.","Total","Sens.","Total","Sens.","Total","Sens.","Total","Sens.","Total","Sens."]
[null,null,null,null,null,null,null,null,null,null,null,null,null,null,null,null,null,"Total Factors",null,null,null,null,null,null,"Sens. %",null,null,null,null,null,null,"IDB Adj",null,null,null,null,null,null,"Sens Calc"]
[1225,71,{"$f":"R8*$B$2","v":20.59325603864734},{"$f":"IF(AM8>C8,C8,AM8)","v":11.373681159420288},{"$f":"S8*$B$2","v":19.968565217391301},{"$f":"IF(AN8>E8,E8,AN8)","v":11.162456054790768},{"$f":"T8*$B$2","v":19.343874396135263},{"$f":"IF(AO8>G8,G8,AO8)","v":10.94285990338164},{"$f":"U8*$B$2","v":18.719183574879224},{"$f":"IF(AP8>I8,I8,AP8)","v":10.732212799601186},{"$f":"V8*$B$2","v":18.094492753623186},{"$f":"IF(AQ8>K8,K8,AQ8)","v":10.512038647342992},{"$f":"W8*$B$2","v":17.448260869565217},{"$f":"IF(AR8>M8,M8,AR8)","v":10.302782608695651},{"$f":"X8*$B$2","v":16.802028985507246},{"$f":"IF(AS8>O8,O8,AS8)","v":10.081217391304348},null,1.1314975845410626,1.0971739130434781,1.0628502415458936,1.0285265700483091,0.99420289855072463,0.95869565217391306,0.92318840579710149,0.55230125523012552,0.55900140712508506,0.56570155902004449,0.57332696998621269,0.58095238095238089,0.59047619047619038,0.6,1.0089285714285714,1.0089285714285714,1.0089285714285714,1.0044642857142856,1,1.0044642857142856,1.0089285714285714,{"$f":"Y8*C8+($A$4-80)*AF8*$A$8/1000","v":11.373681159420288},{"$f":"Z8*E8+($A$4-80)*AG8*$A$8/1000","v":11.162456054790768},{"$f":"AA8*G8+($A$4-80)*AH8*$A$8/1000","v":10.94285990338164},{"$f":"AB8*I8+($A$4-80)*AI8*$A$8/1000","v":10.732212799601186},{"$f":"AC8*K8+($A$4-80)*AJ8*$A$8/1000","v":10.512038647342992},{"$f":"AD8*M8+($A$4-80)*AK8*$A$8/1000","v":10.302782608695651},{"$f":"AE8*O8+($A$4-80)*AL8*$A$8/1000","v":10.081217391304348}]
[null,67,{"$f":"R9*$B$2","v":18.999217391304352},13.829362318840584,18.417608695652174,{"$f":"IF(AN9>E9,E9,AN9)","v":13.620732251627809},17.835999999999999,{"$f":"IF(AO9>G9,G9,AO9)","v":13.398541062801931},17.254391304347823,{"$f":"IF(AP9>I9,I9,AP9)","v":13.190857120352867},16.672782608695652,{"$f":"IF(AQ9>K9,K9,AQ9)","v":12.967719806763284},16.09117391304348,{"$f":"IF(AR9>M9,M9,AR9)","v":12.761194867149761},15.509565217391305,{"$f":"IF(AS9>O9,O9,AS9)","v":12.536898550724638},null,1.0439130434782611,1.0119565217391304,0.98,0.94804347826086943,0.91608695652173922,0.88413043478260878,0.85217391304347834,0.72789115646258506,0.739549442965592,0.75120772946859904,0.76449275362318847,0.77777777777777779,0.79305555555555562,0.80833333333333335,1.0000000000000002,1.0000000000000002,1.0000000000000002,1.0000000000000002,1.0000000000000002,1.0000000000000002,1.0000000000000002,{"$f":"Y9*C9+($A$4-80)*AF9*$A$8/1000","v":13.829362318840584},{"$f":"Z9*E9+($A$4-80)*AG9*$A$8/1000","v":13.620732251627809},{"$f":"AA9*G9+($A$4-80)*AH9*$A$8/1000","v":13.398541062801931},{"$f":"AB9*I9+($A$4-80)*AI9*$A$8/1000","v":13.190857120352867},{"$f":"AC9*K9+($A$4-80)*AJ9*$A$8/1000","v":12.967719806763284},{"$f":"AD9*M9+($A$4-80)*AK9*$A$8/1000","v":12.761194867149761},{"$f":"AE9*O9+($A$4-80)*AL9*$A$8/1000","v":12.536898550724638}]
[null,63,17.749835748792272,16.414289855072465,17.211309178743964,16.20800699639884,16.672782608695652,15.983468599033815,16.134256038647344,15.756161597951243,15.595729468599034,15.509565217391303,15.057202898550727,15.015608415405559,14.518676328502417,14.518676328502417,null,0.97526570048309191,0.94567632850241556,0.91608695652173922,0.88649758454106287,0.85690821256038652,0.82731884057971028,0.79772946859903393,0.92475728155339798,0.94170680615137603,0.95865633074935397,0.97656573443545036,0.99447513812154686,0.99723756906077343,1,1.0000000000000002,1.0044642857142858,1.0089285714285714,1.0044642857142856,1,0.94196428571428581,0.88392857142857162,16.414289855072465,{"$f":"Z10*E10+($A$4-80)*AG10*$A$8/1000","v":16.20800699639884},{"$f":"AA10*G10+($A$4-80)*AH10*$A$8/1000","v":15.983468599033815},15.756161597951243,15.509565217391303,15.015608415405559,14.518676328502417]
[null,59,16.931275362318839,16.931275362318839,16.414289855072461,16.414289855072461,15.897304347826086,15.897304347826086,15.380318840579712,15.380318840579712,14.863333333333335,14.863333333333335,14.346347826086957,14.346347826086957,13.82936231884058,13.82936231884058,null,0.93028985507246365,0.90188405797101434,0.87347826086956526,0.84507246376811607,0.81666666666666676,0.78826086956521746,0.75985507246376816,1,1,1,1,1,1,1,0.55357142857142827,0.49107142857142827,0.42857142857142833,0.37053571428571419,0.3125,0.25000000000000006,0.18750000000000014,16.931275362318839,{"$f":"Z11*E11+($A$4-80)*AG11*$A$8/1000","v":16.414289855072461},{"$f":"AA11*G11+($A$4-80)*AH11*$A$8/1000","v":15.897304347826086},{"$f":"AB11*I11+($A$4-80)*AI11*$A$8/1000","v":15.380318840579712},14.863333333333335,14.346347826086957,13.82936231884058]
[1400,71,21.01352657004831,11.605797101449275,20.376086956521736,11.390261280398741,19.738647342995169,11.166183574879225,19.101207729468598,10.951237550613456,18.463768115942031,10.726570048309179,17.804347826086957,10.513043478260869,17.144927536231886,10.286956521739132,null,1.1545893719806763,1.1195652173913042,1.0845410628019323,1.0495169082125604,1.0144927536231885,0.97826086956521741,0.94202898550724645,0.55230125523012552,0.55900140712508506,0.56570155902004449,0.57332696998621269,0.58095238095238089,0.59047619047619038,0.6,1.0089285714285714,1.0089285714285714,1.0089285714285714,1.0044642857142856,1,1.0044642857142856,1.0089285714285714,{"$f":"Y12*C12+($A$4-80)*AF12*$A$12/1000","v":11.605797101449275},{"$f":"Z12*E12+($A$4-80)*AG12*$A$12/1000","v":11.390261280398741},{"$f":"AA12*G12+($A$4-80)*AH12*$A$12/1000","v":11.166183574879225},{"$f":"AB12*I12+($A$4-80)*AI12*$A$12/1000","v":10.951237550613456},{"$f":"AC12*K12+($A$4-80)*AJ12*$A$12/1000","v":10.726570048309179},{"$f":"AD12*M12+($A$4-80)*AK12*$A$12/1000","v":10.513043478260869},{"$f":"AE12*O12+($A$4-80)*AL12*$A$12/1000","v":10.286956521739132}]
[null,67,19.38695652173913,14.111594202898551,18.793478260869566,13.898706379212051,18.2,13.671980676328502,17.606521739130432,13.460058286074354,17.013043478260872,13.232367149758456,16.419565217391305,13.021627415458939,15.826086956521738,12.792753623188405,null,1.0652173913043479,1.0326086956521741,1,0.96739130434782605,0.93478260869565233,0.90217391304347838,0.86956521739130432,0.72789115646258506,0.739549442965592,0.75120772946859904,0.76449275362318847,0.77777777777777779,0.79305555555555562,0.80833333333333335,1.0000000000000002,1.0000000000000002,1.0000000000000002,1.0000000000000002,1.0000000000000002,1.0000000000000002,1.0000000000000002,{"$f":"Y13*C13+($A$4-80)*AF13*$A$12/1000","v":14.111594202898551},{"$f":"Z13*E13+($A$4-80)*AG13*$A$12/1000","v":13.898706379212051},{"$f":"AA13*G13+($A$4-80)*AH13*$A$12/1000","v":13.671980676328502},{"$f":"AB13*I13+($A$4-80)*AI13*$A$12/1000","v":13.460058286074354},{"$f":"AC13*K13+($A$4-80)*AJ13*$A$12/1000","v":13.232367149758456},{"$f":"AD13*M13+($A$4-80)*AK13*$A$12/1000","v":13.021627415458939},{"$f":"AE13*O13+($A$4-80)*AL13*$A$12/1000","v":12.792753623188405}]
[null,63,18.112077294685992,16.749275362318841,17.562560386473429,16.538782649386569,17.013043478260872,16.309661835748795,16.463526570048312,16.07771591627678,15.914009661835751,15.82608695652174,15.364492753623189,15.322049403475058,14.814975845410629,14.814975845410629,null,0.99516908212560395,0.96497584541062809,0.93478260869565233,0.90458937198067646,0.87439613526570059,0.84420289855072472,0.81400966183574885,0.92475728155339798,0.94170680615137603,0.95865633074935397,0.97656573443545036,0.99447513812154686,0.99723756906077343,1,1.0000000000000002,1.0044642857142858,1.0089285714285714,1.0044642857142856,1,0.94196428571428581,0.88392857142857162,16.749275362318841,{"$f":"Z14*E14+($A$4-80)*AG14*$A$12/1000","v":16.538782649386569},{"$f":"AA14*G14+($A$4-80)*AH14*$A$12/1000","v":16.309661835748795},16.07771591627678,15.82608695652174,15.322049403475058,14.814975845410629]
[null,59,17.276811594202897,17.276811594202897,16.749275362318837,16.749275362318837,16.221739130434781,16.221739130434781,15.694202898550724,15.694202898550724,15.166666666666666,15.166666666666666,14.639130434782606,14.639130434782606,14.111594202898551,14.111594202898551,null,0.94927536231884058,0.92028985507246364,0.89130434782608692,0.8623188405797102,0.83333333333333337,0.80434782608695643,0.77536231884057982,1,1,1,1,1,1,1,0.55357142857142827,0.49107142857142827,0.42857142857142833,0.37053571428571419,0.3125,0.25000000000000006,0.18750000000000014,17.276811594202897,{"$f":"Z15*E15+($A$4-80)*AG15*$A$12/1000","v":16.749275362318837},{"$f":"AA15*G15+($A$4-80)*AH15*$A$12/1000","v":16.221739130434781},15.694202898550724,15.166666666666666,14.639130434782606,14.111594202898551]
[1575,71,21.433797101449276,11.837913043478261,20.783608695652173,11.618066506006718,20.133420289855071,11.389507246376809,19.483231884057972,11.170262301625726,18.833043478260869,10.941101449275362,18.160434782608696,10.723304347826085,17.487826086956524,10.492695652173914,null,1.1776811594202898,1.1419565217391305,1.106231884057971,1.0705072463768117,1.0347826086956522,0.99782608695652186,0.96086956521739142,0.55230125523012552,0.55900140712508506,0.56570155902004449,0.57332696998621269,0.58095238095238089,0.59047619047619038,0.6,1.0089285714285714,1.0089285714285714,1.0089285714285714,1.0044642857142856,1,1.0044642857142856,1.0089285714285714,{"$f":"Y16*C16+($A$4-80)*AF16*$A$16/1000","v":11.837913043478261},{"$f":"Z16*E16+($A$4-80)*AG16*$A$16/1000","v":11.618066506006718},{"$f":"AA16*G16+($A$4-80)*AH16*$A$16/1000","v":11.389507246376809},{"$f":"AB16*I16+($A$4-80)*AI16*$A$16/1000","v":11.170262301625726},{"$f":"AC16*K16+($A$4-80)*AJ16*$A$16/1000","v":10.941101449275362},{"$f":"AD16*M16+($A$4-80)*AK16*$A$16/1000","v":10.723304347826085},{"$f":"AE16*O16+($A$4-80)*AL16*$A$16/1000","v":10.492695652173914}]
[null,67,19.774695652173911,14.393826086956521,19.169347826086959,14.176680506796293,18.564,13.945420289855072,17.958652173913045,13.729259451795844,17.353304347826089,13.497014492753625,16.74795652173913,13.282059963768116,16.142608695652171,13.048608695652172,null,1.0865217391304347,1.0532608695652175,1.02,0.98673913043478267,0.95347826086956533,0.92021739130434788,0.88695652173913042,0.72789115646258506,0.739549442965592,0.75120772946859904,0.76449275362318847,0.77777777777777779,0.79305555555555562,0.80833333333333335,1.0000000000000002,1.0000000000000002,1.0000000000000002,1.0000000000000002,1.0000000000000002,1.0000000000000002,1.0000000000000002,{"$f":"Y17*C17+($A$4-80)*AF17*$A$16/1000","v":14.393826086956521},{"$f":"Z17*E17+($A$4-80)*AG17*$A$16/1000","v":14.176680506796293},{"$f":"AA17*G17+($A$4-80)*AH17*$A$16/1000","v":13.945420289855072},{"$f":"AB17*I17+($A$4-80)*AI17*$A$16/1000","v":13.729259451795844},{"$f":"AC17*K17+($A$4-80)*AJ17*$A$16/1000","v":13.497014492753625},{"$f":"AD17*M17+($A$4-80)*AK17*$A$16/1000","v":13.282059963768116},{"$f":"AE17*O17+($A$4-80)*AL17*$A$16/1000","v":13.048608695652172}]
[null,63,18.474318840579713,17.084260869565217,17.913811594202901,16.869558302374305,17.353304347826089,16.635855072463769,16.792797101449278,16.399270234602316,16.232289855072466,16.142608695652175,15.671782608695652,15.628490391544558,15.111275362318842,15.111275362318842,null,1.0150724637681161,0.98427536231884072,0.95347826086956533,0.92268115942029005,0.89188405797101467,0.86108695652173917,0.83028985507246389,0.92475728155339798,0.94170680615137603,0.95865633074935397,0.97656573443545036,0.99447513812154686,0.99723756906077343,1,1.0000000000000002,1.0044642857142858,1.0089285714285714,1.0044642857142856,1,0.94196428571428581,0.88392857142857162,17.084260869565217,{"$f":"Z18*E18+($A$4-80)*AG18*$A$16/1000","v":16.869558302374305},{"$f":"AA18*G18+($A$4-80)*AH18*$A$16/1000","v":16.635855072463769},16.399270234602316,16.142608695652175,15.628490391544558,15.111275362318842]
[null,59,17.622347826086955,17.622347826086955,17.084260869565213,17.084260869565213,16.546173913043479,16.546173913043479,16.008086956521741,16.008086956521741,15.469999999999999,15.469999999999999,14.931913043478263,14.931913043478263,14.393826086956524,14.393826086956524,null,0.9682608695652174,0.93869565217391293,0.90913043478260869,0.87956521739130444,0.85,0.82043478260869573,0.79086956521739149,1,1,1,1,1,1,1,0.55357142857142827,0.49107142857142827,0.42857142857142833,0.37053571428571419,0.3125,0.25000000000000006,0.18750000000000014,17.622347826086955,{"$f":"Z19*E19+($A$4-80)*AG19*$A$16/1000","v":17.084260869565213},{"$f":"AA19*G19+($A$4-80)*AH19*$A$16/1000","v":16.546173913043479},16.008086956521741,15.469999999999999,14.931913043478263,14.393826086956524]

{"sheet":"4TTR40_48","index":26,"n_rows":19,"n_cols":45,"rows_kept":19,"cut":false,"hidden":true,"merged":[[130,0,133,0],[120,12,121,12],[120,13,121,13],[120,14,121,14],[120,15,121,15],[122,0,125,0],[126,0,129,0],[119,12,119,13],[119,14,119,15],[120,4,121,4],[120,5,121,5],[120,6,121,6],[120,7,121,7],[120,8,121,8],[120,9,121,9],[120,10,121,10],[120,11,121,11],[119,0,121,0],[119,1,121,1],[119,4,119,5],[119,6,119,7],[119,8,119,9],[119,10,119,11],[111,0,114,0],[117,0,118,1],[117,4,117,15],[118,4,118,5],[118,6,118,7],[118,8,118,9],[118,10,118,11],[118,12,118,13],[118,14,118,15],[101,12,102,12],[101,13,102,13],[101,14,102,14],[101,15,102,15],[103,0,106,0],[107,0,110,0],[100,12,100,13],[100,14,100,15],[101,4,102,4],[101,5,102,5],[101,6,102,6],[101,7,102,7],[101,8,102,8],[101,9,102,9],[101,10,102,10],[101,11,102,11],[100,0,102,0],[100,1,102,1],[100,4,100,5],[100,6,100,7],[100,8,100,9],[100,10,100,11],[92,0,95,0],[98,0,99,1],[98,4,98,15],[99,4,99,5],[99,6,99,7],[99,8,99,9],[99,10,99,11],[99,12,99,13],[99,14,99,15],[82,12,83,12],[82,13,83,13],[82,14,83,14],[82,15,83,15],[84,0,87,0],[88,0,91,0],[81,12,81,13],[81,14,81,15],[82,4,83,4],[82,5,83,5],[82,6,83,6],[82,7,83,7],[82,8,83,8],[82,9,83,9],[82,10,83,10],[82,11,83,11],[81,0,83,0],[81,1,83,1],[81,4,81,5],[81,6,81,7],[81,8,81,9],[81,10,81,11],[73,0,76,0],[79,0,80,1],[79,4,79,15],[80,4,80,5],[80,6,80,7],[80,8,80,9],[80,10,80,11],[80,12,80,13],[80,14,80,15],[63,12,64,12],[63,13,64,13],[63,14,64,14],[63,15,64,15],[65,0,68,0],[69,0,72,0],[62,12,62,13],[62,14,62,15],[63,4,64,4],[63,5,64,5],[63,6,64,6],[63,7,64,7],[63,8,64,8],[63,9,64,9],[63,10,64,10],[63,11,64,11],[62,0,64,0],[62,1,64,1],[62,4,62,5],[62,6,62,7],[62,8,62,9],[62,10,62,11],[54,0,57,0],[60,0,61,1],[60,4,60,15],[61,4,61,5],[61,6,61,7],[61,8,61,9],[61,10,61,11],[61,12,61,13],[61,14,61,15],[44,12,45,12],[44,13,45,13],[44,14,45,14],[44,15,45,15],[46,0,49,0],[50,0,53,0],[43,12,43,13],[43,14,43,15],[44,4,45,4],[44,5,45,5],[44,6,45,6],[44,7,45,7],[44,8,45,8],[44,9,45,9],[44,10,45,10],[44,11,45,11],[43,0,45,0],[43,1,45,1],[43,4,43,5],[43,6,43,7],[43,8,43,9],[43,10,43,11],[35,0,38,0],[41,0,42,1],[41,4,41,15],[42,4,42,5],[42,6,42,7],[42,8,42,9],[42,10,42,11],[42,12,42,13],[42,14,42,15],[25,12,26,12],[25,13,26,13],[25,14,26,14],[25,15,26,15],[27,0,30,0],[31,0,34,0],[24,12,24,13],[24,14,24,15],[25,4,26,4],[25,5,26,5],[25,6,26,6],[25,7,26,7],[25,8,26,8],[25,9,26,9],[25,10,26,10],[25,11,26,11],[24,0,26,0],[24,1,26,1],[24,4,24,5],[24,6,24,7],[24,8,24,9],[24,10,24,11],[7,0,10,0],[11,0,14,0],[15,0,18,0],[22,4,22,15],[23,4,23,5],[23,6,23,7],[23,8,23,9],[23,10,23,11],[23,12,23,13],[23,14,23,15],[5,10,6,10],[5,11,6,11],[5,12,6,12],[5,13,6,13],[5,14,6,14],[5,15,6,15],[4,10,4,11],[4,12,4,13],[4,14,4,15],[5,2,6,2],[5,3,6,3],[5,4,6,4],[5,5,6,5],[5,6,6,6],[5,7,6,7],[5,8,6,8],[4,0,6,0],[4,1,6,1],[4,2,4,3],[4,4,4,5],[4,6,4,7],[4,8,4,9],[5,9,6,9],[2,0,2,1],[2,2,2,15],[3,2,3,3],[3,4,3,5],[3,6,3,7],[3,8,3,9],[3,10,3,11],[3,12,3,13],[3,14,3,15]]}
[]
["4TTR40_48",18.2]
["Evaporator Air \n",null,"Condenser  Entering Air Temperature ˚F"]
[80,"°F DB",85,null,90,null,95,null,100,null,105,null,110,null,115]
["CFM","EWB†\n˚F","Capacity Mbtuh",null,"Capacity Mbtuh",null,"Capacity Mbtuh",null,"Capacity Mbtuh",null,"Capacity Mbtuh",null,"Capacity Mbtuh",null,"Capacity Mbtuh"]
[null,null,"Total","Sens.","Total","Sens.","Total","Sens.","Total","Sens.","Total","Sens.","Total","Sens.","Total","Sens."]
[null,null,null,null,null,null,null,null,null,null,null,null,null,null,null,null,null,"Total Factors",null,null,null,null,null,null,"Sens. %",null,null,null,null,null,null,"IDB Adj",null,null,null,null,null,null,"Sens Calc"]
[1400,71,{"$f":"R8*$B$2","v":20.421470588235291},{"$f":"IF(AM8>C8,C8,AM8)","v":11.503470588235292},{"$f":"S8*$B$2","v":19.878147058823526},{"$f":"IF(AN8>E8,E8,AN8)","v":11.319453284899406},{"$f":"T8*$B$2","v":19.334823529411761},{"$f":"IF(AO8>G8,G8,AO8)","v":11.12876470588235},{"$f":"U8*$B$2","v":18.791499999999999},{"$f":"IF(AP8>I8,I8,AP8)","v":10.964437786519268},{"$f":"V8*$B$2","v":18.248176470588234},{"$f":"IF(AQ8>K8,K8,AQ8)","v":10.791529411764705},{"$f":"W8*$B$2","v":17.704852941176465},{"$f":"IF(AR8>M8,M8,AR8)","v":10.608417417588878},{"$f":"X8*$B$2","v":17.1615294117647},{"$f":"IF(AS8>O8,O8,AS8)","v":10.416823529411763},null,1.1220588235294116,1.092205882352941,1.0623529411764705,1.0325,1.0026470588235294,0.97279411764705859,0.94294117647058806,0.56330275229357796,0.56944207382120759,0.57558139534883723,0.58347858268468555,0.59137577002053388,0.59918133479192637,0.60698689956331886,1.0468749999999998,1.0468749999999998,1.0468749999999998,1.05078125,1.0546875,1.0546875,1.0546875,{"$f":"Y8*C8+($A$4-80)*AF8*$A$8/1000","v":11.503470588235292},{"$f":"Z8*E8+($A$4-80)*AG8*$A$8/1000","v":11.319453284899406},{"$f":"AA8*G8+($A$4-80)*AH8*$A$8/1000","v":11.12876470588235},{"$f":"AB8*I8+($A$4-80)*AI8*$A$8/1000","v":10.964437786519268},{"$f":"AC8*K8+($A$4-80)*AJ8*$A$8/1000","v":10.791529411764705},{"$f":"AD8*M8+($A$4-80)*AK8*$A$8/1000","v":10.608417417588878},{"$f":"AE8*O8+($A$4-80)*AL8*$A$8/1000","v":10.416823529411763}]
[null,67,{"$f":"R9*$B$2","v":18.847705882352937},14.126411764705882,18.341852941176469,{"$f":"IF(AN9>E9,E9,AN9)","v":13.944498113825697},17.836000000000002,{"$f":"IF(AO9>G9,G9,AO9)","v":13.751705882352944},17.330147058823531,{"$f":"IF(AP9>I9,I9,AP9)","v":13.570446400016184},16.824294117647057,{"$f":"IF(AQ9>K9,K9,AQ9)","v":13.376999999999999},16.318441176470586,{"$f":"IF(AR9>M9,M9,AR9)","v":13.196520249363109},15.812588235294117,{"$f":"IF(AS9>O9,O9,AS9)","v":13.002294117647057},null,1.0355882352941175,1.0077941176470588,0.98000000000000009,0.95220588235294124,0.92441176470588227,0.89661764705882352,0.86882352941176466,0.749502982107356,0.76025569273435023,0.77100840336134457,0.78305431303924689,0.79510022271714931,0.80868755211686849,0.82227488151658767,1.0546875000000002,1.0546875000000002,1.0546875000000002,1.0546875000000002,1.0546875000000002,1.0546875000000002,1.0546875000000002,{"$f":"Y9*C9+($A$4-80)*AF9*$A$8/1000","v":14.126411764705882},{"$f":"Z9*E9+($A$4-80)*AG9*$A$8/1000","v":13.944498113825697},{"$f":"AA9*G9+($A$4-80)*AH9*$A$8/1000","v":13.751705882352944},{"$f":"AB9*I9+($A$4-80)*AI9*$A$8/1000","v":13.570446400016184},{"$f":"AC9*K9+($A$4-80)*AJ9*$A$8/1000","v":13.376999999999999},{"$f":"AD9*M9+($A$4-80)*AK9*$A$8/1000","v":13.196520249363109},{"$f":"AE9*O9+($A$4-80)*AL9*$A$8/1000","v":13.002294117647057}]
[null,63,17.611176470588234,16.786823529411762,17.142794117647057,16.606748822263782,16.67441176470588,16.412117647058821,16.206029411764703,16.078566259087903,15.737647058823528,15.737647058823528,15.269264705882353,15.269264705882353,14.800882352941176,14.800882352941176,null,0.96764705882352942,0.94191176470588234,0.91617647058823526,0.89044117647058818,0.8647058823529411,0.83897058823529413,0.81323529411764706,0.95319148936170206,0.96873057614152513,0.98426966292134821,0.99213483146067416,1,1,1,1.0468749999999998,1.0507812499999996,1.0546874999999996,1.0234374999999998,0.9921875,0.93359375,0.87499999999999989,16.786823529411762,{"$f":"Z10*E10+($A$4-80)*AG10*$A$8/1000","v":16.606748822263782},{"$f":"AA10*G10+($A$4-80)*AH10*$A$8/1000","v":16.412117647058821},16.078566259087903,15.737647058823528,15.269264705882353,14.800882352941176]
[null,59,16.824294117647057,16.824294117647057,16.374647058823527,16.374647058823527,15.924999999999997,15.924999999999997,15.475352941176471,15.475352941176471,15.025705882352939,15.025705882352939,14.576058823529412,14.576058823529412,14.126411764705884,14.126411764705884,null,0.92441176470588227,0.89970588235294102,0.87499999999999989,0.85029411764705887,0.82558823529411762,0.80088235294117649,0.77617647058823536,1,1,1,1,1,1,1,0.46875,0.41796875000000011,0.36718750000000022,0.31640625000000006,0.26562499999999989,0.21093749999999994,0.15625,16.824294117647057,{"$f":"Z11*E11+($A$4-80)*AG11*$A$8/1000","v":16.374647058823527},{"$f":"AA11*G11+($A$4-80)*AH11*$A$8/1000","v":15.924999999999997},{"$f":"AB11*I11+($A$4-80)*AI11*$A$8/1000","v":15.475352941176471},15.025705882352939,14.576058823529412,14.126411764705884]
[1600,71,20.838235294117645,11.738235294117645,20.283823529411759,11.550462535611638,19.72941176470588,11.355882352941176,19.175000000000001,11.188201822978845,18.620588235294118,11.011764705882353,18.066176470588232,10.824915732233551,17.511764705882349,10.629411764705882,null,1.1449579831932772,1.1144957983193275,1.0840336134453781,1.0535714285714286,1.0231092436974791,0.99264705882352933,0.96218487394957974,0.56330275229357796,0.56944207382120759,0.57558139534883723,0.58347858268468555,0.59137577002053388,0.59918133479192637,0.60698689956331886,1.0468749999999998,1.0468749999999998,1.0468749999999998,1.05078125,1.0546875,1.0546875,1.0546875,{"$f":"Y12*C12+($A$4-80)*AF12*$A$12/1000","v":11.738235294117645},{"$f":"Z12*E12+($A$4-80)*AG12*$A$12/1000","v":11.550462535611638},{"$f":"AA12*G12+($A$4-80)*AH12*$A$12/1000","v":11.355882352941176},{"$f":"AB12*I12+($A$4-80)*AI12*$A$12/1000","v":11.188201822978845},{"$f":"AC12*K12+($A$4-80)*AJ12*$A$12/1000","v":11.011764705882353},{"$f":"AD12*M12+($A$4-80)*AK12*$A$12/1000","v":10.824915732233551},{"$f":"AE12*O12+($A$4-80)*AL12*$A$12/1000","v":10.629411764705882}]
[null,67,19.232352941176465,14.414705882352941,18.716176470588238,14.229079707985406,18.2,14.032352941176471,17.683823529411764,13.8473942857308,17.16764705882353,13.650000000000002,16.651470588235291,13.46583698914603,16.13529411764706,13.267647058823531,null,1.0567226890756301,1.0283613445378152,1,0.97163865546218486,0.94327731092436973,0.91491596638655448,0.88655462184873957,0.749502982107356,0.76025569273435023,0.77100840336134457,0.78305431303924689,0.79510022271714931,0.80868755211686849,0.82227488151658767,1.0546875000000002,1.0546875000000002,1.0546875000000002,1.0546875000000002,1.0546875000000002,1.0546875000000002,1.0546875000000002,{"$f":"Y13*C13+($A$4-80)*AF13*$A$12/1000","v":14.414705882352941},{"$f":"Z13*E13+($A$4-80)*AG13*$A$12/1000","v":14.229079707985406},{"$f":"AA13*G13+($A$4-80)*AH13*$A$12/1000","v":14.032352941176471},{"$f":"AB13*I13+($A$4-80)*AI13*$A$12/1000","v":13.8473942857308},{"$f":"AC13*K13+($A$4-80)*AJ13*$A$12/1000","v":13.650000000000002},{"$f":"AD13*M13+($A$4-80)*AK13*$A$12/1000","v":13.46583698914603},{"$f":"AE13*O13+($A$4-80)*AL13*$A$12/1000","v":13.267647058823531}]
[null,63,17.970588235294116,17.129411764705878,17.492647058823525,16.945662063534471,17.014705882352942,16.747058823529411,16.536764705882351,16.406700264375413,16.058823529411764,16.058823529411764,15.580882352941176,15.580882352941176,15.102941176470587,15.102941176470587,null,0.98739495798319321,0.96113445378151252,0.93487394957983194,0.90861344537815125,0.88235294117647056,0.85609243697478987,0.82983193277310918,0.95319148936170206,0.96873057614152513,0.98426966292134821,0.99213483146067416,1,1,1,1.0468749999999998,1.0507812499999996,1.0546874999999996,1.0234374999999998,0.9921875,0.93359375,0.87499999999999989,17.129411764705878,{"$f":"Z14*E14+($A$4-80)*AG14*$A$12/1000","v":16.945662063534471},{"$f":"AA14*G14+($A$4-80)*AH14*$A$12/1000","v":16.747058823529411},16.406700264375413,16.058823529411764,15.580882352941176,15.102941176470587]
[null,59,17.16764705882353,17.16764705882353,16.708823529411767,16.708823529411767,16.249999999999996,16.249999999999996,15.791176470588233,15.791176470588233,15.33235294117647,15.33235294117647,14.873529411764707,14.873529411764707,14.414705882352942,14.414705882352942,null,0.94327731092436973,0.91806722689075637,0.89285714285714279,0.86764705882352933,0.84243697478991597,0.81722689075630262,0.79201680672268915,1,1,1,1,1,1,1,0.46875,0.41796875000000011,0.36718750000000022,0.31640625000000006,0.26562499999999989,0.21093749999999994,0.15625,17.16764705882353,{"$f":"Z15*E15+($A$4-80)*AG15*$A$12/1000","v":16.708823529411767},{"$f":"AA15*G15+($A$4-80)*AH15*$A$12/1000","v":16.249999999999996},15.791176470588233,15.33235294117647,14.873529411764707,14.414705882352942]
[1800,71,21.254999999999999,11.972999999999999,20.689499999999999,11.781471786323873,20.124000000000002,11.583000000000002,19.558500000000002,11.411965859438423,18.992999999999999,11.231999999999999,18.427500000000002,11.041414046878224,17.861999999999998,10.842000000000001,null,1.1678571428571429,1.1367857142857143,1.1057142857142859,1.0746428571428572,1.0435714285714286,1.0125000000000002,0.98142857142857143,0.56330275229357796,0.56944207382120759,0.57558139534883723,0.58347858268468555,0.59137577002053388,0.59918133479192637,0.60698689956331886,1.0468749999999998,1.0468749999999998,1.0468749999999998,1.05078125,1.0546875,1.0546875,1.0546875,{"$f":"Y16*C16+($A$4-80)*AF16*$A$16/1000","v":11.972999999999999},{"$f":"Z16*E16+($A$4-80)*AG16*$A$16/1000","v":11.781471786323873},{"$f":"AA16*G16+($A$4-80)*AH16*$A$16/1000","v":11.583000000000002},{"$f":"AB16*I16+($A$4-80)*AI16*$A$16/1000","v":11.411965859438423},{"$f":"AC16*K16+($A$4-80)*AJ16*$A$16/1000","v":11.231999999999999},{"$f":"AD16*M16+($A$4-80)*AK16*$A$16/1000","v":11.041414046878224},{"$f":"AE16*O16+($A$4-80)*AL16*$A$16/1000","v":10.842000000000001}]
[null,67,19.616999999999997,14.703000000000001,19.090499999999999,14.513661302145112,18.564,14.313000000000001,18.037499999999998,14.124342171445415,17.510999999999999,13.923,16.984500000000001,13.735153728928953,16.458000000000002,13.533000000000001,null,1.0778571428571428,1.0489285714285714,1.02,0.99107142857142849,0.96214285714285719,0.93321428571428577,0.90428571428571436,0.749502982107356,0.76025569273435023,0.77100840336134457,0.78305431303924689,0.79510022271714931,0.80868755211686849,0.82227488151658767,1.0546875000000002,1.0546875000000002,1.0546875000000002,1.0546875000000002,1.0546875000000002,1.0546875000000002,1.0546875000000002,{"$f":"Y17*C17+($A$4-80)*AF17*$A$16/1000","v":14.703000000000001},{"$f":"Z17*E17+($A$4-80)*AG17*$A$16/1000","v":14.513661302145112},{"$f":"AA17*G17+($A$4-80)*AH17*$A$16/1000","v":14.313000000000001},{"$f":"AB17*I17+($A$4-80)*AI17*$A$16/1000","v":14.124342171445415},{"$f":"AC17*K17+($A$4-80)*AJ17*$A$16/1000","v":13.923},{"$f":"AD17*M17+($A$4-80)*AK17*$A$16/1000","v":13.735153728928953},{"$f":"AE17*O17+($A$4-80)*AL17*$A$16/1000","v":13.533000000000001}]
[null,63,18.329999999999998,17.471999999999998,17.842499999999998,17.284575304805159,17.354999999999997,17.081999999999994,16.8675,16.734834269662922,16.38,16.38,15.892499999999998,15.892499999999998,15.404999999999999,15.404999999999999,null,1.0071428571428571,0.98035714285714282,0.95357142857142851,0.92678571428571432,0.9,0.87321428571428561,0.84642857142857142,0.95319148936170206,0.96873057614152513,0.98426966292134821,0.99213483146067416,1,1,1,1.0468749999999998,1.0507812499999996,1.0546874999999996,1.0234374999999998,0.9921875,0.93359375,0.87499999999999989,17.471999999999998,{"$f":"Z18*E18+($A$4-80)*AG18*$A$16/1000","v":17.284575304805159},{"$f":"AA18*G18+($A$4-80)*AH18*$A$16/1000","v":17.081999999999994},16.734834269662922,16.38,15.892499999999998,15.404999999999999]
[null,59,17.510999999999999,17.510999999999999,17.042999999999999,17.042999999999999,16.574999999999999,16.574999999999999,16.107000000000003,16.107000000000003,15.638999999999999,15.638999999999999,15.170999999999998,15.170999999999998,14.702999999999999,14.702999999999999,null,0.96214285714285719,0.93642857142857139,0.9107142857142857,0.88500000000000012,0.85928571428571432,0.83357142857142852,0.80785714285714283,1,1,1,1,1,1,1,0.46875,0.41796875000000011,0.36718750000000022,0.31640625000000006,0.26562499999999989,0.21093749999999994,0.15625,17.510999999999999,{"$f":"Z19*E19+($A$4-80)*AG19*$A$16/1000","v":17.042999999999999},{"$f":"AA19*G19+($A$4-80)*AH19*$A$16/1000","v":16.574999999999999},16.107000000000003,15.638999999999999,15.170999999999998,14.702999999999999]

{"sheet":"4TTR40_60","index":27,"n_rows":19,"n_cols":45,"rows_kept":19,"cut":false,"hidden":true,"merged":[[130,0,133,0],[120,12,121,12],[120,13,121,13],[120,14,121,14],[120,15,121,15],[122,0,125,0],[126,0,129,0],[119,12,119,13],[119,14,119,15],[120,4,121,4],[120,5,121,5],[120,6,121,6],[120,7,121,7],[120,8,121,8],[120,9,121,9],[120,10,121,10],[120,11,121,11],[119,0,121,0],[119,1,121,1],[119,4,119,5],[119,6,119,7],[119,8,119,9],[119,10,119,11],[111,0,114,0],[117,0,118,1],[117,4,117,15],[118,4,118,5],[118,6,118,7],[118,8,118,9],[118,10,118,11],[118,12,118,13],[118,14,118,15],[101,12,102,12],[101,13,102,13],[101,14,102,14],[101,15,102,15],[103,0,106,0],[107,0,110,0],[100,12,100,13],[100,14,100,15],[101,4,102,4],[101,5,102,5],[101,6,102,6],[101,7,102,7],[101,8,102,8],[101,9,102,9],[101,10,102,10],[101,11,102,11],[100,0,102,0],[100,1,102,1],[100,4,100,5],[100,6,100,7],[100,8,100,9],[100,10,100,11],[92,0,95,0],[98,0,99,1],[98,4,98,15],[99,4,99,5],[99,6,99,7],[99,8,99,9],[99,10,99,11],[99,12,99,13],[99,14,99,15],[82,12,83,12],[82,13,83,13],[82,14,83,14],[82,15,83,15],[84,0,87,0],[88,0,91,0],[81,12,81,13],[81,14,81,15],[82,4,83,4],[82,5,83,5],[82,6,83,6],[82,7,83,7],[82,8,83,8],[82,9,83,9],[82,10,83,10],[82,11,83,11],[81,0,83,0],[81,1,83,1],[81,4,81,5],[81,6,81,7],[81,8,81,9],[81,10,81,11],[73,0,76,0],[79,0,80,1],[79,4,79,15],[80,4,80,5],[80,6,80,7],[80,8,80,9],[80,10,80,11],[80,12,80,13],[80,14,80,15],[63,12,64,12],[63,13,64,13],[63,14,64,14],[63,15,64,15],[65,0,68,0],[69,0,72,0],[62,12,62,13],[62,14,62,15],[63,4,64,4],[63,5,64,5],[63,6,64,6],[63,7,64,7],[63,8,64,8],[63,9,64,9],[63,10,64,10],[63,11,64,11],[62,0,64,0],[62,1,64,1],[62,4,62,5],[62,6,62,7],[62,8,62,9],[62,10,62,11],[54,0,57,0],[60,0,61,1],[60,4,60,15],[61,4,61,5],[61,6,61,7],[61,8,61,9],[61,10,61,11],[61,12,61,13],[61,14,61,15],[44,12,45,12],[44,13,45,13],[44,14,45,14],[44,15,45,15],[46,0,49,0],[50,0,53,0],[43,12,43,13],[43,14,43,15],[44,4,45,4],[44,5,45,5],[44,6,45,6],[44,7,45,7],[44,8,45,8],[44,9,45,9],[44,10,45,10],[44,11,45,11],[43,0,45,0],[43,1,45,1],[43,4,43,5],[43,6,43,7],[43,8,43,9],[43,10,43,11],[35,0,38,0],[41,0,42,1],[41,4,41,15],[42,4,42,5],[42,6,42,7],[42,8,42,9],[42,10,42,11],[42,12,42,13],[42,14,42,15],[25,12,26,12],[25,13,26,13],[25,14,26,14],[25,15,26,15],[27,0,30,0],[31,0,34,0],[24,12,24,13],[24,14,24,15],[25,4,26,4],[25,5,26,5],[25,6,26,6],[25,7,26,7],[25,8,26,8],[25,9,26,9],[25,10,26,10],[25,11,26,11],[24,0,26,0],[24,1,26,1],[24,4,24,5],[24,6,24,7],[24,8,24,9],[24,10,24,11],[7,0,10,0],[11,0,14,0],[15,0,18,0],[22,4,22,15],[23,4,23,5],[23,6,23,7],[23,8,23,9],[23,10,23,11],[23,12,23,13],[23,14,23,15],[5,10,6,10],[5,11,6,11],[5,12,6,12],[5,13,6,13],[5,14,6,14],[5,15,6,15],[4,10,4,11],[4,12,4,13],[4,14,4,15],[5,2,6,2],[5,3,6,3],[5,4,6,4],[5,5,6,5],[5,6,6,6],[5,7,6,7],[5,8,6,8],[4,0,6,0],[4,1,6,1],[4,2,4,3],[4,4,4,5],[4,6,4,7],[4,8,4,9],[5,9,6,9],[2,0,2,1],[2,2,2,15],[3,2,3,3],[3,4,3,5],[3,6,3,7],[3,8,3,9],[3,10,3,11],[3,12,3,13],[3,14,3,15]]}
[]
["4TTR40_60",18.2]
["Evaporator Air \n",null,"Condenser  Entering Air Temperature ˚F"]
[80,"°F DB",85,null,90,null,95,null,100,null,105,null,110,null,115]
["CFM","EWB†\n˚F","Capacity Mbtuh",null,"Capacity Mbtuh",null,"Capacity Mbtuh",null,"Capacity Mbtuh",null,"Capacity Mbtuh",null,"Capacity Mbtuh",null,"Capacity Mbtuh"]
[null,null,"Total","Sens.","Total","Sens.","Total","Sens.","Total","Sens.","Total","Sens.","Total","Sens.","Total","Sens."]
[null,null,null,null,null,null,null,null,null,null,null,null,null,null,null,null,null,"Total Factors",null,null,null,null,null,null,"Sens. %",null,null,null,null,null,null,"IDB Adj",null,null,null,null,null,null,"Sens Calc"]
[1575,71,{"$f":"R8*$B$2","v":20.388446771378707},{"$f":"IF(AM8>C8,C8,AM8)","v":11.361500872600349},{"$f":"S8*$B$2","v":19.859280977312391},{"$f":"IF(AN8>E8,E8,AN8)","v":11.177696124069524},{"$f":"T8*$B$2","v":19.330115183246072},{"$f":"IF(AO8>G8,G8,AO8)","v":10.987972076788829},{"$f":"U8*$B$2","v":18.816513089005237},{"$f":"IF(AP8>I8,I8,AP8)","v":10.820159778604008},{"$f":"V8*$B$2","v":18.302910994764396},{"$f":"IF(AQ8>K8,K8,AQ8)","v":10.645570680628273},{"$f":"W8*$B$2","v":17.77374520069808},{"$f":"IF(AR8>M8,M8,AR8)","v":10.462519761090215},{"$f":"X8*$B$2","v":17.244579406631761},{"$f":"IF(AS8>O8,O8,AS8)","v":10.272041884816753},null,1.1202443280977312,1.0911692844677139,1.0620942408376963,1.0338743455497383,1.0056544502617801,0.97657940663176268,0.94750436300174512,0.5572519083969466,0.56284495580877925,0.56843800322061189,0.57503532814091818,0.58163265306122458,0.58865026154866285,0.59566787003610111,1.0763888888888888,1.0763888888888888,1.0763888888888886,1.0763888888888888,1.0763888888888891,1.0763888888888888,1.0763888888888888,{"$f":"Y8*C8+($A$4-80)*AF8*$A$8/1000","v":11.361500872600349},{"$f":"Z8*E8+($A$4-80)*AG8*$A$8/1000","v":11.177696124069524},{"$f":"AA8*G8+($A$4-80)*AH8*$A$8/1000","v":10.987972076788829},{"$f":"AB8*I8+($A$4-80)*AI8*$A$8/1000","v":10.820159778604008},{"$f":"AC8*K8+($A$4-80)*AJ8*$A$8/1000","v":10.645570680628273},{"$f":"AD8*M8+($A$4-80)*AK8*$A$8/1000","v":10.462519761090215},{"$f":"AE8*O8+($A$4-80)*AL8*$A$8/1000","v":10.272041884816753}]
[null,67,{"$f":"R9*$B$2","v":18.769821989528793},13.820565445026176,18.302910994764396,{"$f":"IF(AN9>E9,E9,AN9)","v":13.653882926585785},17.835999999999999,{"$f":"IF(AO9>G9,G9,AO9)","v":13.478164048865619},17.353525305410123,{"$f":"IF(AP9>I9,I9,AP9)","v":13.296485142973605},16.871050610820244,{"$f":"IF(AQ9>K9,K9,AQ9)","v":13.104635253054102},16.388575916230366,{"$f":"IF(AR9>M9,M9,AR9)","v":12.923573373590365},15.906101221640489,{"$f":"IF(AS9>O9,O9,AS9)","v":12.731106457242582},null,1.0313089005235601,1.0056544502617801,0.98,0.95349040139616059,0.9269808027923212,0.9004712041884817,0.87396160558464231,0.73631840796019898,0.74599515511447989,0.75567190226876091,0.76621233489821816,0.7767527675276753,0.78857207848008026,0.80039138943248522,1.0763888888888888,1.0763888888888888,1.0763888888888886,1.0763888888888888,1.0763888888888888,1.0729166666666665,1.0694444444444442,{"$f":"Y9*C9+($A$4-80)*AF9*$A$8/1000","v":13.820565445026176},{"$f":"Z9*E9+($A$4-80)*AG9*$A$8/1000","v":13.653882926585785},{"$f":"AA9*G9+($A$4-80)*AH9*$A$8/1000","v":13.478164048865619},{"$f":"AB9*I9+($A$4-80)*AI9*$A$8/1000","v":13.296485142973605},{"$f":"AC9*K9+($A$4-80)*AJ9*$A$8/1000","v":13.104635253054102},{"$f":"AD9*M9+($A$4-80)*AK9*$A$8/1000","v":12.923573373590365},{"$f":"AE9*O9+($A$4-80)*AL9*$A$8/1000","v":12.731106457242582}]
[null,63,17.586980802792322,16.404139616055847,17.135633507853402,16.223711577364302,16.684286212914486,16.030610820244327,16.232938917975567,15.850907651048686,15.78159162303665,15.657082024432809,15.330244328097731,15.269769991497739,14.878897033158811,14.878897033158811,null,0.96631762652705067,0.94151832460732987,0.91671902268760908,0.89191972076788839,0.8671204188481676,0.8423211169284468,0.81752181500872589,0.93274336283185844,0.94678212917712323,0.96082089552238803,0.97646567458565148,0.99211045364891504,0.99605522682445757,1,1.0763888888888888,1.0763888888888888,1.0763888888888888,1.0763888888888888,1.0763888888888888,1.0312499999999998,0.98611111111111083,16.404139616055847,{"$f":"Z10*E10+($A$4-80)*AG10*$A$8/1000","v":16.223711577364302},{"$f":"AA10*G10+($A$4-80)*AH10*$A$8/1000","v":16.030610820244327},15.850907651048686,15.657082024432809,15.269769991497739,14.878897033158811]
[null,59,16.777668411867364,16.777668411867364,16.341884816753929,16.341884816753929,15.906101221640489,15.906101221640489,15.48588132635253,15.48588132635253,15.065661431064571,15.065661431064571,14.629877835951135,14.629877835951135,14.194094240837696,14.194094240837696,null,0.92184991273996508,0.89790575916230375,0.87396160558464231,0.85087260034904011,0.82778359511343802,0.80383944153577669,0.77989528795811525,1,1,1,1,1,1,1,0.56250000000000011,0.50694444444444453,0.4513888888888889,0.40277777777777779,0.35416666666666674,0.29861111111111116,0.24305555555555555,16.777668411867364,{"$f":"Z11*E11+($A$4-80)*AG11*$A$8/1000","v":16.341884816753929},{"$f":"AA11*G11+($A$4-80)*AH11*$A$8/1000","v":15.906101221640489},{"$f":"AB11*I11+($A$4-80)*AI11*$A$8/1000","v":15.48588132635253},15.065661431064571,14.629877835951135,14.194094240837696]
[1800,71,20.804537521815007,11.593368237347295,20.26457242582897,11.405812371499513,19.724607329842932,11.212216404886561,19.200523560209422,11.040979365922455,18.676439790575916,10.862827225130891,18.136474694589875,10.676040572541035,17.596509598603838,10.481675392670157,null,1.1431064572425829,1.1134380453752182,1.0837696335078535,1.0549738219895288,1.0261780104712042,0.99650959860383936,0.96684118673647468,0.5572519083969466,0.56284495580877925,0.56843800322061189,0.57503532814091818,0.58163265306122458,0.58865026154866285,0.59566787003610111,1.0763888888888888,1.0763888888888888,1.0763888888888886,1.0763888888888888,1.0763888888888891,1.0763888888888888,1.0763888888888888,{"$f":"Y12*C12+($A$4-80)*AF12*$A$12/1000","v":11.593368237347295},{"$f":"Z12*E12+($A$4-80)*AG12*$A$12/1000","v":11.405812371499513},{"$f":"AA12*G12+($A$4-80)*AH12*$A$12/1000","v":11.212216404886561},{"$f":"AB12*I12+($A$4-80)*AI12*$A$12/1000","v":11.040979365922455},{"$f":"AC12*K12+($A$4-80)*AJ12*$A$12/1000","v":10.862827225130891},{"$f":"AD12*M12+($A$4-80)*AK12*$A$12/1000","v":10.676040572541035},{"$f":"AE12*O12+($A$4-80)*AL12*$A$12/1000","v":10.481675392670157}]
[null,67,19.152879581151829,14.102617801047117,18.676439790575916,13.932533598556924,18.2,13.753228621291449,17.707678883071551,13.567841982626126,17.215357766143107,13.372076788830716,16.723036649214659,13.187319768969761,16.230715532286212,12.99092495636998,null,1.0523560209424083,1.0261780104712042,1,0.97294938917975571,0.94589877835951142,0.91884816753926712,0.89179755671902272,0.73631840796019898,0.74599515511447989,0.75567190226876091,0.76621233489821816,0.7767527675276753,0.78857207848008026,0.80039138943248522,1.0763888888888888,1.0763888888888888,1.0763888888888886,1.0763888888888888,1.0763888888888888,1.0729166666666665,1.0694444444444442,{"$f":"Y13*C13+($A$4-80)*AF13*$A$12/1000","v":14.102617801047117},{"$f":"Z13*E13+($A$4-80)*AG13*$A$12/1000","v":13.932533598556924},{"$f":"AA13*G13+($A$4-80)*AH13*$A$12/1000","v":13.753228621291449},{"$f":"AB13*I13+($A$4-80)*AI13*$A$12/1000","v":13.567841982626126},{"$f":"AC13*K13+($A$4-80)*AJ13*$A$12/1000","v":13.372076788830716},{"$f":"AD13*M13+($A$4-80)*AK13*$A$12/1000","v":13.187319768969761},{"$f":"AE13*O13+($A$4-80)*AL13*$A$12/1000","v":12.99092495636998}]
[null,63,17.94589877835951,16.73891797556719,17.485340314136124,16.554807732004388,17.024781849912742,16.35776614310646,16.564223385689356,16.174395562294581,16.10366492146597,15.976614310645724,15.643106457242583,15.581397950507897,15.182547993019197,15.182547993019197,null,0.98603839441535779,0.96073298429319376,0.93542757417102973,0.91012216404886581,0.88481675392670167,0.85951134380453753,0.8342059336823735,0.93274336283185844,0.94678212917712323,0.96082089552238803,0.97646567458565148,0.99211045364891504,0.99605522682445757,1,1.0763888888888888,1.0763888888888888,1.0763888888888888,1.0763888888888888,1.0763888888888888,1.0312499999999998,0.98611111111111083,16.73891797556719,{"$f":"Z14*E14+($A$4-80)*AG14*$A$12/1000","v":16.554807732004388},{"$f":"AA14*G14+($A$4-80)*AH14*$A$12/1000","v":16.35776614310646},16.174395562294581,15.976614310645724,15.581397950507897,15.182547993019197]
[null,59,17.120069808027921,17.120069808027921,16.675392670157066,16.675392670157066,16.230715532286212,16.230715532286212,15.801919720767888,15.801919720767888,15.373123909249564,15.373123909249564,14.928446771378709,14.928446771378709,14.483769633507855,14.483769633507855,null,0.94066317626527052,0.91623036649214662,0.89179755671902272,0.86823734729493895,0.84467713787085519,0.82024432809773129,0.79581151832460739,1,1,1,1,1,1,1,0.56250000000000011,0.50694444444444453,0.4513888888888889,0.40277777777777779,0.35416666666666674,0.29861111111111116,0.24305555555555555,17.120069808027921,{"$f":"Z15*E15+($A$4-80)*AG15*$A$12/1000","v":16.675392670157066},{"$f":"AA15*G15+($A$4-80)*AH15*$A$12/1000","v":16.230715532286212},15.801919720767888,15.373123909249564,14.928446771378709,14.483769633507855]
[2025,71,21.220628272251311,11.825235602094242,20.669863874345552,11.633928618929504,20.119099476439793,11.436460732984294,19.584534031413614,11.261798953240907,19.049968586387436,11.080083769633511,18.499204188481677,10.889561383991859,17.948439790575918,10.691308900523563,null,1.1659685863874347,1.1357068062827227,1.1054450261780107,1.0760732984293195,1.0467015706806284,1.0164397905759164,0.98617801047120424,0.5572519083969466,0.56284495580877925,0.56843800322061189,0.57503532814091818,0.58163265306122458,0.58865026154866285,0.59566787003610111,1.0763888888888888,1.0763888888888888,1.0763888888888886,1.0763888888888888,1.0763888888888891,1.0763888888888888,1.0763888888888888,{"$f":"Y16*C16+($A$4-80)*AF16*$A$16/1000","v":11.825235602094242},{"$f":"Z16*E16+($A$4-80)*AG16*$A$16/1000","v":11.633928618929504},{"$f":"AA16*G16+($A$4-80)*AH16*$A$16/1000","v":11.436460732984294},{"$f":"AB16*I16+($A$4-80)*AI16*$A$16/1000","v":11.261798953240907},{"$f":"AC16*K16+($A$4-80)*AJ16*$A$16/1000","v":11.080083769633511},{"$f":"AD16*M16+($A$4-80)*AK16*$A$16/1000","v":10.889561383991859},{"$f":"AE16*O16+($A$4-80)*AL16*$A$16/1000","v":10.691308900523563}]
[null,67,19.535937172774869,14.384670157068062,19.049968586387436,14.211184270528065,18.564,14.028293193717278,18.061832460732983,13.839198822278648,17.55966492146597,13.639518324607332,17.057497382198953,13.451066164349156,16.555329842931936,13.25074345549738,null,1.0734031413612566,1.0467015706806284,1.02,0.99240837696335082,0.96481675392670174,0.93722513089005244,0.90963350785340313,0.73631840796019898,0.74599515511447989,0.75567190226876091,0.76621233489821816,0.7767527675276753,0.78857207848008026,0.80039138943248522,1.0763888888888888,1.0763888888888888,1.0763888888888886,1.0763888888888888,1.0763888888888888,1.0729166666666665,1.0694444444444442,{"$f":"Y17*C17+($A$4-80)*AF17*$A$16/1000","v":14.384670157068062},{"$f":"Z17*E17+($A$4-80)*AG17*$A$16/1000","v":14.211184270528065},{"$f":"AA17*G17+($A$4-80)*AH17*$A$16/1000","v":14.028293193717278},{"$f":"AB17*I17+($A$4-80)*AI17*$A$16/1000","v":13.839198822278648},{"$f":"AC17*K17+($A$4-80)*AJ17*$A$16/1000","v":13.639518324607332},{"$f":"AD17*M17+($A$4-80)*AK17*$A$16/1000","v":13.451066164349156},{"$f":"AE17*O17+($A$4-80)*AL17*$A$16/1000","v":13.25074345549738}]
[null,63,18.304816753926701,17.073696335078534,17.835047120418849,16.885903886644478,17.365277486910998,16.684921465968589,16.895507853403142,16.497883473540472,16.42573821989529,16.296146596858637,15.955968586387433,15.893025909518055,15.486198952879581,15.486198952879581,null,1.005759162303665,0.97994764397905765,0.95413612565445038,0.92832460732984301,0.90251308900523575,0.87670157068062826,0.850890052356021,0.93274336283185844,0.94678212917712323,0.96082089552238803,0.97646567458565148,0.99211045364891504,0.99605522682445757,1,1.0763888888888888,1.0763888888888888,1.0763888888888888,1.0763888888888888,1.0763888888888888,1.0312499999999998,0.98611111111111083,17.073696335078534,{"$f":"Z18*E18+($A$4-80)*AG18*$A$16/1000","v":16.885903886644478},{"$f":"AA18*G18+($A$4-80)*AH18*$A$16/1000","v":16.684921465968589},16.497883473540472,16.296146596858637,15.893025909518055,15.486198952879581]
[null,59,17.462471204188482,17.462471204188482,17.008900523560207,17.008900523560207,16.555329842931936,16.555329842931936,16.117958115183246,16.117958115183246,15.680586387434555,15.680586387434555,15.227015706806283,15.227015706806283,14.773445026178011,14.773445026178011,null,0.95947643979057595,0.93455497382198949,0.90963350785340313,0.8856020942408378,0.86157068062827236,0.83664921465968589,0.81172774869109954,1,1,1,1,1,1,1,0.56250000000000011,0.50694444444444453,0.4513888888888889,0.40277777777777779,0.35416666666666674,0.29861111111111116,0.24305555555555555,17.462471204188482,{"$f":"Z19*E19+($A$4-80)*AG19*$A$16/1000","v":17.008900523560207},{"$f":"AA19*G19+($A$4-80)*AH19*$A$16/1000","v":16.555329842931936},16.117958115183246,15.680586387434555,15.227015706806283,14.773445026178011]

{"sheet":"4TTR60_18","index":28,"n_rows":19,"n_cols":45,"rows_kept":19,"cut":false,"hidden":true,"merged":[[130,0,133,0],[120,12,121,12],[120,13,121,13],[120,14,121,14],[120,15,121,15],[122,0,125,0],[126,0,129,0],[119,12,119,13],[119,14,119,15],[120,4,121,4],[120,5,121,5],[120,6,121,6],[120,7,121,7],[120,8,121,8],[120,9,121,9],[120,10,121,10],[120,11,121,11],[119,0,121,0],[119,1,121,1],[119,4,119,5],[119,6,119,7],[119,8,119,9],[119,10,119,11],[111,0,114,0],[117,0,118,1],[117,4,117,15],[118,4,118,5],[118,6,118,7],[118,8,118,9],[118,10,118,11],[118,12,118,13],[118,14,118,15],[101,12,102,12],[101,13,102,13],[101,14,102,14],[101,15,102,15],[103,0,106,0],[107,0,110,0],[100,12,100,13],[100,14,100,15],[101,4,102,4],[101,5,102,5],[101,6,102,6],[101,7,102,7],[101,8,102,8],[101,9,102,9],[101,10,102,10],[101,11,102,11],[100,0,102,0],[100,1,102,1],[100,4,100,5],[100,6,100,7],[100,8,100,9],[100,10,100,11],[92,0,95,0],[98,0,99,1],[98,4,98,15],[99,4,99,5],[99,6,99,7],[99,8,99,9],[99,10,99,11],[99,12,99,13],[99,14,99,15],[82,12,83,12],[82,13,83,13],[82,14,83,14],[82,15,83,15],[84,0,87,0],[88,0,91,0],[81,12,81,13],[81,14,81,15],[82,4,83,4],[82,5,83,5],[82,6,83,6],[82,7,83,7],[82,8,83,8],[82,9,83,9],[82,10,83,10],[82,11,83,11],[81,0,83,0],[81,1,83,1],[81,4,81,5],[81,6,81,7],[81,8,81,9],[81,10,81,11],[73,0,76,0],[79,0,80,1],[79,4,79,15],[80,4,80,5],[80,6,80,7],[80,8,80,9],[80,10,80,11],[80,12,80,13],[80,14,80,15],[63,12,64,12],[63,13,64,13],[63,14,64,14],[63,15,64,15],[65,0,68,0],[69,0,72,0],[62,12,62,13],[62,14,62,15],[63,4,64,4],[63,5,64,5],[63,6,64,6],[63,7,64,7],[63,8,64,8],[63,9,64,9],[63,10,64,10],[63,11,64,11],[62,0,64,0],[62,1,64,1],[62,4,62,5],[62,6,62,7],[62,8,62,9],[62,10,62,11],[54,0,57,0],[60,0,61,1],[60,4,60,15],[61,4,61,5],[61,6,61,7],[61,8,61,9],[61,10,61,11],[61,12,61,13],[61,14,61,15],[44,12,45,12],[44,13,45,13],[44,14,45,14],[44,15,45,15],[46,0,49,0],[50,0,53,0],[43,12,43,13],[43,14,43,15],[44,4,45,4],[44,5,45,5],[44,6,45,6],[44,7,45,7],[44,8,45,8],[44,9,45,9],[44,10,45,10],[44,11,45,11],[43,0,45,0],[43,1,45,1],[43,4,43,5],[43,6,43,7],[43,8,43,9],[43,10,43,11],[35,0,38,0],[41,0,42,1],[41,4,41,15],[42,4,42,5],[42,6,42,7],[42,8,42,9],[42,10,42,11],[42,12,42,13],[42,14,42,15],[25,12,26,12],[25,13,26,13],[25,14,26,14],[25,15,26,15],[27,0,30,0],[31,0,34,0],[24,12,24,13],[24,14,24,15],[25,4,26,4],[25,5,26,5],[25,6,26,6],[25,7,26,7],[25,8,26,8],[25,9,26,9],[25,10,26,10],[25,11,26,11],[24,0,26,0],[24,1,26,1],[24,4,24,5],[24,6,24,7],[24,8,24,9],[24,10,24,11],[7,0,10,0],[11,0,14,0],[15,0,18,0],[22,4,22,15],[23,4,23,5],[23,6,23,7],[23,8,23,9],[23,10,23,11],[23,12,23,13],[23,14,23,15],[5,10,6,10],[5,11,6,11],[5,12,6,12],[5,13,6,13],[5,14,6,14],[5,15,6,15],[4,10,4,11],[4,12,4,13],[4,14,4,15],[5,2,6,2],[5,3,6,3],[5,4,6,4],[5,5,6,5],[5,6,6,6],[5,7,6,7],[5,8,6,8],[4,0,6,0],[4,1,6,1],[4,2,4,3],[4,4,4,5],[4,6,4,7],[4,8,4,9],[5,9,6,9],[2,0,2,1],[2,2,2,15],[3,2,3,3],[3,4,3,5],[3,6,3,7],[3,8,3,9],[3,10,3,11],[3,12,3,13],[3,14,3,15]]}
[]
["4TTR60_18",18.2]
["Evaporator Air \n",null,"Condenser  Entering Air Temperature ˚F"]
[80,"°F DB",85,null,90,null,95,null,100,null,105,null,110,null,115]
["CFM","EWB†\n˚F","Capacity Mbtuh",null,"Capacity Mbtuh",null,"Capacity Mbtuh",null,"Capacity Mbtuh",null,"Capacity Mbtuh",null,"Capacity Mbtuh",null,"Capacity Mbtuh"]
[null,null,"Total","Sens.","Total","Sens.","Total","Sens.","Total","Sens.","Total","Sens.","Total","Sens.","Total","Sens."]
[null,null,null,null,null,null,null,null,null,null,null,null,null,null,null,null,null,"Total Factors",null,null,null,null,null,null,"Sens. %",null,null,null,null,null,null,"IDB Adj",null,null,null,null,null,null,"Sens Calc"]
[525,71,{"$f":"R8*$B$2","v":20.511399999999995},{"$f":"IF(AM8>C8,C8,AM8)","v":3.6662888888888885},{"$f":"S8*$B$2","v":19.916866666666667},{"$f":"IF(AN8>E8,E8,AN8)","v":3.465283156199678},{"$f":"T8*$B$2","v":19.322333333333329},{"$f":"IF(AO8>G8,G8,AO8)","v":3.2699333333333325},{"$f":"U8*$B$2","v":18.777344444444445},{"$f":"IF(AP8>I8,I8,AP8)","v":3.0685886050724638},{"$f":"V8*$B$2","v":18.232355555555557},{"$f":"IF(AQ8>K8,K8,AQ8)","v":2.8735777777777782},{"$f":"W8*$B$2","v":17.637822222222219},{"$f":"IF(AR8>M8,M8,AR8)","v":2.6717555527468821},{"$f":"X8*$B$2","v":17.043288888888885},{"$f":"IF(AS8>O8,O8,AS8)","v":2.4772222222222218},null,1.1269999999999998,1.0943333333333334,1.0616666666666665,1.0317222222222222,1.0017777777777779,0.96911111111111103,0.9364444444444443,0.17874396135265702,0.1739873652917131,0.16923076923076921,0.16341973244147157,0.15760869565217392,0.15147876643073813,0.14534883720930233,-0.41666666666666669,-0.41666666666666669,-0.41666666666666669,-0.41666666666666674,-0.41666666666666674,-0.41666666666666674,-0.41666666666666669,{"$f":"Y8*C8+($A$4-80)*AF8*$A$8/1000","v":3.6662888888888885},{"$f":"Z8*E8+($A$4-80)*AG8*$A$8/1000","v":3.465283156199678},{"$f":"AA8*G8+($A$4-80)*AH8*$A$8/1000","v":3.2699333333333325},{"$f":"AB8*I8+($A$4-80)*AI8*$A$8/1000","v":3.0685886050724638},{"$f":"AC8*K8+($A$4-80)*AJ8*$A$8/1000","v":2.8735777777777782},{"$f":"AD8*M8+($A$4-80)*AK8*$A$8/1000","v":2.6717555527468821},{"$f":"AE8*O8+($A$4-80)*AL8*$A$8/1000","v":2.4772222222222218}]
[null,67,{"$f":"R9*$B$2","v":18.925977777777778},2.7744888888888886,18.38098888888889,{"$f":"IF(AN9>E9,E9,AN9)","v":2.5726968741516387},17.835999999999999,{"$f":"IF(AO9>G9,G9,AO9)","v":2.378133333333333},17.291011111111111,{"$f":"IF(AP9>I9,I9,AP9)","v":2.1758708262108262},16.746022222222219,{"$f":"IF(AQ9>K9,K9,AQ9)","v":1.9817777777777776},16.201033333333331,{"$f":"IF(AR9>M9,M9,AR9)","v":1.7789465108730931},15.656044444444444,{"$f":"IF(AS9>O9,O9,AS9)","v":1.5854222222222221},null,1.0398888888888889,1.0099444444444445,0.98,0.95005555555555554,0.92011111111111099,0.89016666666666666,0.86022222222222222,0.14659685863874344,0.1399650959860384,0.13333333333333333,0.12583826429980277,0.1183431952662722,0.10980450902554116,0.10126582278481013,-0.41666666666666669,-0.41666666666666674,-0.41666666666666674,-0.41666666666666674,-0.41666666666666669,-0.40625,-0.39583333333333331,{"$f":"Y9*C9+($A$4-80)*AF9*$A$8/1000","v":2.7744888888888886},{"$f":"Z9*E9+($A$4-80)*AG9*$A$8/1000","v":2.5726968741516387},{"$f":"AA9*G9+($A$4-80)*AH9*$A$8/1000","v":2.378133333333333},{"$f":"AB9*I9+($A$4-80)*AI9*$A$8/1000","v":2.1758708262108262},{"$f":"AC9*K9+($A$4-80)*AJ9*$A$8/1000","v":1.9817777777777776},{"$f":"AD9*M9+($A$4-80)*AK9*$A$8/1000","v":1.7789465108730931},{"$f":"AE9*O9+($A$4-80)*AL9*$A$8/1000","v":1.5854222222222221}]
[null,63,17.736911111111109,1.9817777777777776,17.191922222222221,1.7791055452100142,16.646933333333333,1.5854222222222221,16.151488888888888,1.382466197843413,15.656044444444444,1.1890666666666665,15.160599999999999,0.985464933287718,14.665155555555554,0.79271111111111103,null,0.9745555555555554,0.94461111111111107,0.91466666666666663,0.88744444444444448,0.86022222222222222,0.83299999999999996,0.8057777777777777,0.111731843575419,0.10348496940675711,9.5238095238095233E-2,8.5593731163351408E-2,7.5949367088607583E-2,6.500171057133082E-2,5.4054054054054057E-2,-0.41666666666666669,-0.40625,-0.39583333333333331,-0.39583333333333337,-0.39583333333333337,-0.39583333333333337,-0.39583333333333337,1.9817777777777776,{"$f":"Z10*E10+($A$4-80)*AG10*$A$8/1000","v":1.7791055452100142},{"$f":"AA10*G10+($A$4-80)*AH10*$A$8/1000","v":1.5854222222222221},1.382466197843413,1.1890666666666665,0.985464933287718,0.79271111111111103]
[null,59,16.845111111111112,0.49544444444444447,16.399211111111111,0.4958110045467462,15.953311111111111,0.49544444444444435,15.457866666666668,0.49595393031960849,14.962422222222221,0.49544444444444447,14.466977777777776,0.23951949963208241,13.971533333333332,0,null,0.92555555555555558,0.90105555555555561,0.87655555555555553,0.84933333333333338,0.82211111111111113,0.79488888888888887,0.76766666666666661,2.9411764705882353E-2,3.0233832663500181E-2,3.1055900621118009E-2,3.2084241701287486E-2,3.3112582781456956E-2,1.6556291390728478E-2,0,-0.58333333333333326,-0.54166666666666663,-0.5,-0.44791666666666663,-0.39583333333333331,-0.40625,-0.41666666666666669,0.49544444444444447,{"$f":"Z11*E11+($A$4-80)*AG11*$A$8/1000","v":0.4958110045467462},{"$f":"AA11*G11+($A$4-80)*AH11*$A$8/1000","v":0.49544444444444435},{"$f":"AB11*I11+($A$4-80)*AI11*$A$8/1000","v":0.49595393031960849},0.49544444444444447,0.23951949963208241,0]
[600,71,20.929999999999996,3.7411111111111106,20.323333333333334,3.5360032206119163,19.716666666666665,3.336666666666666,19.160555555555554,3.13121286231884,18.604444444444443,2.9322222222222223,17.997777777777774,2.7262811762723285,17.391111111111108,2.5277777777777777,null,1.1499999999999999,1.1166666666666667,1.0833333333333333,1.0527777777777778,1.0222222222222221,0.98888888888888871,0.95555555555555549,0.17874396135265702,0.1739873652917131,0.16923076923076921,0.16341973244147157,0.15760869565217392,0.15147876643073813,0.14534883720930233,-0.41666666666666669,-0.41666666666666669,-0.41666666666666669,-0.41666666666666674,-0.41666666666666674,-0.41666666666666674,-0.41666666666666669,{"$f":"Y12*C12+($A$4-80)*AF12*$A$12/1000","v":3.7411111111111106},{"$f":"Z12*E12+($A$4-80)*AG12*$A$12/1000","v":3.5360032206119163},{"$f":"AA12*G12+($A$4-80)*AH12*$A$12/1000","v":3.336666666666666},{"$f":"AB12*I12+($A$4-80)*AI12*$A$12/1000","v":3.13121286231884},{"$f":"AC12*K12+($A$4-80)*AJ12*$A$12/1000","v":2.9322222222222223},{"$f":"AD12*M12+($A$4-80)*AK12*$A$12/1000","v":2.7262811762723285},{"$f":"AE12*O12+($A$4-80)*AL12*$A$12/1000","v":2.5277777777777777}]
[null,67,19.312222222222221,2.8311111111111109,18.756111111111114,2.6252008919914682,18.2,2.4266666666666667,17.643888888888888,2.2202763532763532,17.087777777777774,2.0222222222222217,16.531666666666666,1.8152515417072379,15.975555555555555,1.6177777777777778,null,1.0611111111111111,1.0305555555555557,1,0.96944444444444444,0.93888888888888877,0.90833333333333344,0.87777777777777777,0.14659685863874344,0.1399650959860384,0.13333333333333333,0.12583826429980277,0.1183431952662722,0.10980450902554116,0.10126582278481013,-0.41666666666666669,-0.41666666666666674,-0.41666666666666674,-0.41666666666666674,-0.41666666666666669,-0.40625,-0.39583333333333331,{"$f":"Y13*C13+($A$4-80)*AF13*$A$12/1000","v":2.8311111111111109},{"$f":"Z13*E13+($A$4-80)*AG13*$A$12/1000","v":2.6252008919914682},{"$f":"AA13*G13+($A$4-80)*AH13*$A$12/1000","v":2.4266666666666667},{"$f":"AB13*I13+($A$4-80)*AI13*$A$12/1000","v":2.2202763532763532},{"$f":"AC13*K13+($A$4-80)*AJ13*$A$12/1000","v":2.0222222222222217},{"$f":"AD13*M13+($A$4-80)*AK13*$A$12/1000","v":1.8152515417072379},{"$f":"AE13*O13+($A$4-80)*AL13*$A$12/1000","v":1.6177777777777778}]
[null,63,18.098888888888887,2.0222222222222221,17.542777777777779,1.8154138216428719,16.986666666666665,1.6177777777777775,16.481111111111112,1.4106797937177684,15.975555555555555,1.2133333333333332,15.47,1.0055764625384878,14.964444444444446,0.80888888888888899,null,0.99444444444444435,0.96388888888888902,0.93333333333333335,0.90555555555555556,0.87777777777777777,0.85000000000000009,0.8222222222222223,0.111731843575419,0.10348496940675711,9.5238095238095233E-2,8.5593731163351408E-2,7.5949367088607583E-2,6.500171057133082E-2,5.4054054054054057E-2,-0.41666666666666669,-0.40625,-0.39583333333333331,-0.39583333333333337,-0.39583333333333337,-0.39583333333333337,-0.39583333333333337,2.0222222222222221,{"$f":"Z14*E14+($A$4-80)*AG14*$A$12/1000","v":1.8154138216428719},{"$f":"AA14*G14+($A$4-80)*AH14*$A$12/1000","v":1.6177777777777775},1.4106797937177684,1.2133333333333332,1.0055764625384878,0.80888888888888899]
[null,59,17.188888888888886,0.50555555555555542,16.733888888888888,0.50592959647627156,16.27888888888889,0.50555555555555554,15.773333333333333,0.50607543910164132,15.267777777777777,0.50555555555555554,14.762222222222222,0.24440765268579839,14.256666666666666,0,null,0.94444444444444442,0.91944444444444451,0.89444444444444449,0.8666666666666667,0.83888888888888891,0.81111111111111112,0.78333333333333333,2.9411764705882353E-2,3.0233832663500181E-2,3.1055900621118009E-2,3.2084241701287486E-2,3.3112582781456956E-2,1.6556291390728478E-2,0,-0.58333333333333326,-0.54166666666666663,-0.5,-0.44791666666666663,-0.39583333333333331,-0.40625,-0.41666666666666669,0.50555555555555542,{"$f":"Z15*E15+($A$4-80)*AG15*$A$12/1000","v":0.50592959647627156},{"$f":"AA15*G15+($A$4-80)*AH15*$A$12/1000","v":0.50555555555555554},0.50607543910164132,0.50555555555555554,0.24440765268579839,0]
[675,71,21.348600000000001,3.8159333333333341,20.729800000000004,3.6067232850241551,20.111000000000001,3.4033999999999995,19.543766666666667,3.1938371195652171,18.976533333333329,2.9908666666666659,18.357733333333332,2.7808067997977757,17.738933333333332,2.5783333333333331,null,1.173,1.1390000000000002,1.105,1.0738333333333334,1.0426666666666664,1.0086666666666666,0.97466666666666668,0.17874396135265702,0.1739873652917131,0.16923076923076921,0.16341973244147157,0.15760869565217392,0.15147876643073813,0.14534883720930233,-0.41666666666666669,-0.41666666666666669,-0.41666666666666669,-0.41666666666666674,-0.41666666666666674,-0.41666666666666674,-0.41666666666666669,{"$f":"Y16*C16+($A$4-80)*AF16*$A$16/1000","v":3.8159333333333341},{"$f":"Z16*E16+($A$4-80)*AG16*$A$16/1000","v":3.6067232850241551},{"$f":"AA16*G16+($A$4-80)*AH16*$A$16/1000","v":3.4033999999999995},{"$f":"AB16*I16+($A$4-80)*AI16*$A$16/1000","v":3.1938371195652171},{"$f":"AC16*K16+($A$4-80)*AJ16*$A$16/1000","v":2.9908666666666659},{"$f":"AD16*M16+($A$4-80)*AK16*$A$16/1000","v":2.7808067997977757},{"$f":"AE16*O16+($A$4-80)*AL16*$A$16/1000","v":2.5783333333333331}]
[null,67,19.698466666666672,2.8877333333333337,19.131233333333331,2.6777049098312968,18.564,2.4752000000000001,17.996766666666666,2.2646818803418802,17.429533333333332,2.0626666666666664,16.862299999999998,1.8515565725413825,16.295066666666667,1.6501333333333335,null,1.0823333333333336,1.0511666666666666,1.02,0.98883333333333334,0.95766666666666667,0.92649999999999999,0.89533333333333331,0.14659685863874344,0.1399650959860384,0.13333333333333333,0.12583826429980277,0.1183431952662722,0.10980450902554116,0.10126582278481013,-0.41666666666666669,-0.41666666666666674,-0.41666666666666674,-0.41666666666666674,-0.41666666666666669,-0.40625,-0.39583333333333331,{"$f":"Y17*C17+($A$4-80)*AF17*$A$16/1000","v":2.8877333333333337},{"$f":"Z17*E17+($A$4-80)*AG17*$A$16/1000","v":2.6777049098312968},{"$f":"AA17*G17+($A$4-80)*AH17*$A$16/1000","v":2.4752000000000001},{"$f":"AB17*I17+($A$4-80)*AI17*$A$16/1000","v":2.2646818803418802},{"$f":"AC17*K17+($A$4-80)*AJ17*$A$16/1000","v":2.0626666666666664},{"$f":"AD17*M17+($A$4-80)*AK17*$A$16/1000","v":1.8515565725413825},{"$f":"AE17*O17+($A$4-80)*AL17*$A$16/1000","v":1.6501333333333335}]
[null,63,18.460866666666664,2.0626666666666664,17.893633333333337,1.8517220980757296,17.326400000000003,1.6501333333333335,16.810733333333335,1.4388933895921239,16.295066666666667,1.2375999999999998,15.779400000000001,1.0256879917892576,15.263733333333334,0.82506666666666673,null,1.0143333333333333,0.98316666666666686,0.95200000000000018,0.92366666666666675,0.89533333333333331,0.8670000000000001,0.83866666666666678,0.111731843575419,0.10348496940675711,9.5238095238095233E-2,8.5593731163351408E-2,7.5949367088607583E-2,6.500171057133082E-2,5.4054054054054057E-2,-0.41666666666666669,-0.40625,-0.39583333333333331,-0.39583333333333337,-0.39583333333333337,-0.39583333333333337,-0.39583333333333337,2.0626666666666664,{"$f":"Z18*E18+($A$4-80)*AG18*$A$16/1000","v":1.8517220980757296},{"$f":"AA18*G18+($A$4-80)*AH18*$A$16/1000","v":1.6501333333333335},1.4388933895921239,1.2375999999999998,1.0256879917892576,0.82506666666666673]
[null,59,17.532666666666668,0.51566666666666672,17.068566666666666,0.51604818840579703,16.604466666666667,0.51566666666666661,16.088799999999999,0.5161969478836741,15.573133333333331,0.51566666666666661,15.057466666666665,0.24929580573951435,14.541799999999999,0,null,0.96333333333333337,0.9378333333333333,0.91233333333333333,0.8839999999999999,0.85566666666666658,0.82733333333333325,0.79899999999999993,2.9411764705882353E-2,3.0233832663500181E-2,3.1055900621118009E-2,3.2084241701287486E-2,3.3112582781456956E-2,1.6556291390728478E-2,0,-0.58333333333333326,-0.54166666666666663,-0.5,-0.44791666666666663,-0.39583333333333331,-0.40625,-0.41666666666666669,0.51566666666666672,{"$f":"Z19*E19+($A$4-80)*AG19*$A$16/1000","v":0.51604818840579703},{"$f":"AA19*G19+($A$4-80)*AH19*$A$16/1000","v":0.51566666666666661},0.5161969478836741,0.51566666666666661,0.24929580573951435,0]

{"sheet":"4TTR60_24","index":29,"n_rows":19,"n_cols":45,"rows_kept":19,"cut":false,"hidden":true,"merged":[[130,0,133,0],[120,12,121,12],[120,13,121,13],[120,14,121,14],[120,15,121,15],[122,0,125,0],[126,0,129,0],[119,12,119,13],[119,14,119,15],[120,4,121,4],[120,5,121,5],[120,6,121,6],[120,7,121,7],[120,8,121,8],[120,9,121,9],[120,10,121,10],[120,11,121,11],[119,0,121,0],[119,1,121,1],[119,4,119,5],[119,6,119,7],[119,8,119,9],[119,10,119,11],[111,0,114,0],[117,0,118,1],[117,4,117,15],[118,4,118,5],[118,6,118,7],[118,8,118,9],[118,10,118,11],[118,12,118,13],[118,14,118,15],[101,12,102,12],[101,13,102,13],[101,14,102,14],[101,15,102,15],[103,0,106,0],[107,0,110,0],[100,12,100,13],[100,14,100,15],[101,4,102,4],[101,5,102,5],[101,6,102,6],[101,7,102,7],[101,8,102,8],[101,9,102,9],[101,10,102,10],[101,11,102,11],[100,0,102,0],[100,1,102,1],[100,4,100,5],[100,6,100,7],[100,8,100,9],[100,10,100,11],[92,0,95,0],[98,0,99,1],[98,4,98,15],[99,4,99,5],[99,6,99,7],[99,8,99,9],[99,10,99,11],[99,12,99,13],[99,14,99,15],[82,12,83,12],[82,13,83,13],[82,14,83,14],[82,15,83,15],[84,0,87,0],[88,0,91,0],[81,12,81,13],[81,14,81,15],[82,4,83,4],[82,5,83,5],[82,6,83,6],[82,7,83,7],[82,8,83,8],[82,9,83,9],[82,10,83,10],[82,11,83,11],[81,0,83,0],[81,1,83,1],[81,4,81,5],[81,6,81,7],[81,8,81,9],[81,10,81,11],[73,0,76,0],[79,0,80,1],[79,4,79,15],[80,4,80,5],[80,6,80,7],[80,8,80,9],[80,10,80,11],[80,12,80,13],[80,14,80,15],[63,12,64,12],[63,13,64,13],[63,14,64,14],[63,15,64,15],[65,0,68,0],[69,0,72,0],[62,12,62,13],[62,14,62,15],[63,4,64,4],[63,5,64,5],[63,6,64,6],[63,7,64,7],[63,8,64,8],[63,9,64,9],[63,10,64,10],[63,11,64,11],[62,0,64,0],[62,1,64,1],[62,4,62,5],[62,6,62,7],[62,8,62,9],[62,10,62,11],[54,0,57,0],[60,0,61,1],[60,4,60,15],[61,4,61,5],[61,6,61,7],[61,8,61,9],[61,10,61,11],[61,12,61,13],[61,14,61,15],[44,12,45,12],[44,13,45,13],[44,14,45,14],[44,15,45,15],[46,0,49,0],[50,0,53,0],[43,12,43,13],[43,14,43,15],[44,4,45,4],[44,5,45,5],[44,6,45,6],[44,7,45,7],[44,8,45,8],[44,9,45,9],[44,10,45,10],[44,11,45,11],[43,0,45,0],[43,1,45,1],[43,4,43,5],[43,6,43,7],[43,8,43,9],[43,10,43,11],[35,0,38,0],[41,0,42,1],[41,4,41,15],[42,4,42,5],[42,6,42,7],[42,8,42,9],[42,10,42,11],[42,12,42,13],[42,14,42,15],[25,12,26,12],[25,13,26,13],[25,14,26,14],[25,15,26,15],[27,0,30,0],[31,0,34,0],[24,12,24,13],[24,14,24,15],[25,4,26,4],[25,5,26,5],[25,6,26,6],[25,7,26,7],[25,8,26,8],[25,9,26,9],[25,10,26,10],[25,11,26,11],[24,0,26,0],[24,1,26,1],[24,4,24,5],[24,6,24,7],[24,8,24,9],[24,10,24,11],[7,0,10,0],[11,0,14,0],[15,0,18,0],[22,4,22,15],[23,4,23,5],[23,6,23,7],[23,8,23,9],[23,10,23,11],[23,12,23,13],[23,14,23,15],[5,10,6,10],[5,11,6,11],[5,12,6,12],[5,13,6,13],[5,14,6,14],[5,15,6,15],[4,10,4,11],[4,12,4,13],[4,14,4,15],[5,2,6,2],[5,3,6,3],[5,4,6,4],[5,5,6,5],[5,6,6,6],[5,7,6,7],[5,8,6,8],[4,0,6,0],[4,1,6,1],[4,2,4,3],[4,4,4,5],[4,6,4,7],[4,8,4,9],[5,9,6,9],[2,0,2,1],[2,2,2,15],[3,2,3,3],[3,4,3,5],[3,6,3,7],[3,8,3,9],[3,10,3,11],[3,12,3,13],[3,14,3,15]]}
[]
["4TTR60_24",18.2]
["Evaporator Air \n",null,"Condenser  Entering Air Temperature ˚F"]
[80,"°F DB",85,null,90,null,95,null,100,null,105,null,110,null,115]
["CFM","EWB†\n˚F","Capacity Mbtuh",null,"Capacity Mbtuh",null,"Capacity Mbtuh",null,"Capacity Mbtuh",null,"Capacity Mbtuh",null,"Capacity Mbtuh",null,"Capacity Mbtuh"]
[null,null,"Total","Sens.","Total","Sens.","Total","Sens.","Total","Sens.","Total","Sens.","Total","Sens.","Total","Sens."]
[null,null,null,null,null,null,null,null,null,null,null,null,null,null,null,null,null,"Total Factors",null,null,null,null,null,null,"Sens. %",null,null,null,null,null,null,"IDB Adj",null,null,null,null,null,null,"Sens Calc"]
[525,71,{"$f":"R8*$B$2","v":20.362766666666662},{"$f":"IF(AM8>C8,C8,AM8)","v":3.6415166666666665},{"$f":"S8*$B$2","v":19.842549999999999},{"$f":"IF(AN8>E8,E8,AN8)","v":3.4532276094890513},{"$f":"T8*$B$2","v":19.322333333333333},{"$f":"IF(AO8>G8,G8,AO8)","v":3.2699333333333334},{"$f":"U8*$B$2","v":18.839275000000001},{"$f":"IF(AP8>I8,I8,AP8)","v":3.1195398684210529},{"$f":"V8*$B$2","v":18.356216666666668},{"$f":"IF(AQ8>K8,K8,AQ8)","v":2.972666666666667},{"$f":"W8*$B$2","v":17.873158333333333},{"$f":"IF(AR8>M8,M8,AR8)","v":2.7838871223196882},{"$f":"X8*$B$2","v":17.390099999999997},{"$f":"IF(AS8>O8,O8,AS8)","v":2.601083333333333},null,1.1188333333333331,1.0902499999999999,1.0616666666666668,1.0351250000000001,1.0085833333333334,0.98204166666666659,0.9554999999999999,0.1788321167883212,0.17403144300954521,0.16923076923076924,0.16558704453441297,0.16194331983805668,0.15575798470535313,0.14957264957264957,-0.40624999999999994,-0.40624999999999994,-0.40624999999999994,-0.40624999999999994,-0.40624999999999994,-0.40624999999999994,-0.40624999999999994,{"$f":"Y8*C8+($A$4-80)*AF8*$A$8/1000","v":3.6415166666666665},{"$f":"Z8*E8+($A$4-80)*AG8*$A$8/1000","v":3.4532276094890513},{"$f":"AA8*G8+($A$4-80)*AH8*$A$8/1000","v":3.2699333333333334},{"$f":"AB8*I8+($A$4-80)*AI8*$A$8/1000","v":3.1195398684210529},{"$f":"AC8*K8+($A$4-80)*AJ8*$A$8/1000","v":2.972666666666667},{"$f":"AD8*M8+($A$4-80)*AK8*$A$8/1000","v":2.7838871223196882},{"$f":"AE8*O8+($A$4-80)*AL8*$A$8/1000","v":2.601083333333333}]
[null,67,{"$f":"R9*$B$2","v":18.727799999999998},2.7497166666666666,18.281899999999997,{"$f":"IF(AN9>E9,E9,AN9)","v":2.5609169444444442},17.835999999999999,{"$f":"IF(AO9>G9,G9,AO9)","v":2.378133333333333},17.3901,{"$f":"IF(AP9>I9,I9,AP9)","v":2.2271531578947372},16.944199999999999,{"$f":"IF(AQ9>K9,K9,AQ9)","v":2.0808666666666662},16.461141666666666,{"$f":"IF(AR9>M9,M9,AR9)","v":1.8912515272677819},15.978083333333332,{"$f":"IF(AS9>O9,O9,AS9)","v":1.7092833333333333},null,1.0289999999999999,1.0044999999999999,0.98,0.95550000000000013,0.93100000000000005,0.90445833333333336,0.87791666666666668,0.14682539682539683,0.14007936507936508,0.13333333333333333,0.1280701754385965,0.12280701754385964,0.11489188086495308,0.10697674418604651,-0.40624999999999994,-0.40624999999999994,-0.40624999999999994,-0.40625,-0.40625000000000011,-0.40625000000000011,-0.40625000000000011,{"$f":"Y9*C9+($A$4-80)*AF9*$A$8/1000","v":2.7497166666666666},{"$f":"Z9*E9+($A$4-80)*AG9*$A$8/1000","v":2.5609169444444442},{"$f":"AA9*G9+($A$4-80)*AH9*$A$8/1000","v":2.378133333333333},{"$f":"AB9*I9+($A$4-80)*AI9*$A$8/1000","v":2.2271531578947372},{"$f":"AC9*K9+($A$4-80)*AJ9*$A$8/1000","v":2.0808666666666662},{"$f":"AD9*M9+($A$4-80)*AK9*$A$8/1000","v":1.8912515272677819},{"$f":"AE9*O9+($A$4-80)*AL9*$A$8/1000","v":1.7092833333333333}]
[null,63,17.538733333333333,1.9322333333333332,17.129991666666665,1.7810674951349654,16.721250000000001,1.6349666666666669,16.27535,1.4451695758998435,15.829449999999998,1.2633833333333331,15.420708333333332,1.0734212210833758,15.011966666666666,0.89179999999999993,null,0.96366666666666667,0.94120833333333331,0.91875000000000007,0.89424999999999999,0.86974999999999991,0.84729166666666667,0.82483333333333331,0.11016949152542373,0.10397363465160075,9.7777777777777783E-2,8.8794992175273868E-2,7.9812206572769953E-2,6.9609073583414671E-2,5.9405940594059403E-2,-0.40625000000000006,-0.40625,-0.40624999999999994,-0.40624999999999994,-0.40624999999999994,-0.40624999999999994,-0.40624999999999994,1.9322333333333332,{"$f":"Z10*E10+($A$4-80)*AG10*$A$8/1000","v":1.7810674951349654},{"$f":"AA10*G10+($A$4-80)*AH10*$A$8/1000","v":1.6349666666666669},1.4451695758998435,1.2633833333333331,1.0734212210833758,0.89179999999999993]
[null,59,16.721250000000001,0.52021666666666666,16.31250833333333,0.52054349022152979,15.903766666666664,0.52021666666666655,15.495025,0.52057890952304209,15.086283333333334,0.52021666666666666,14.677541666666666,0.32950659273227972,14.268799999999999,0.14863333333333334,null,0.91875000000000007,0.8962916666666666,0.87383333333333324,0.85137499999999999,0.82891666666666675,0.80645833333333339,0.78399999999999992,3.111111111111111E-2,3.1910695742471441E-2,3.2710280373831772E-2,3.359651949726071E-2,3.4482758620689655E-2,2.2449712643678163E-2,1.0416666666666668E-2,-0.5625,-0.5234375,-0.48437499999999994,-0.44531249999999994,-0.40624999999999994,-0.40624999999999994,-0.40624999999999994,0.52021666666666666,{"$f":"Z11*E11+($A$4-80)*AG11*$A$8/1000","v":0.52054349022152979},{"$f":"AA11*G11+($A$4-80)*AH11*$A$8/1000","v":0.52021666666666655},{"$f":"AB11*I11+($A$4-80)*AI11*$A$8/1000","v":0.52057890952304209},0.52021666666666666,0.32950659273227972,0.14863333333333334]
[600,71,20.778333333333332,3.7158333333333338,20.247499999999999,3.5237016423357663,19.716666666666665,3.3366666666666664,19.223750000000003,3.1832039473684217,18.730833333333329,3.0333333333333328,18.237916666666663,2.8407011452241711,17.744999999999997,2.6541666666666663,null,1.1416666666666666,1.1125,1.0833333333333333,1.0562500000000001,1.0291666666666666,1.0020833333333332,0.97499999999999998,0.1788321167883212,0.17403144300954521,0.16923076923076924,0.16558704453441297,0.16194331983805668,0.15575798470535313,0.14957264957264957,-0.40624999999999994,-0.40624999999999994,-0.40624999999999994,-0.40624999999999994,-0.40624999999999994,-0.40624999999999994,-0.40624999999999994,{"$f":"Y12*C12+($A$4-80)*AF12*$A$12/1000","v":3.7158333333333338},{"$f":"Z12*E12+($A$4-80)*AG12*$A$12/1000","v":3.5237016423357663},{"$f":"AA12*G12+($A$4-80)*AH12*$A$12/1000","v":3.3366666666666664},{"$f":"AB12*I12+($A$4-80)*AI12*$A$12/1000","v":3.1832039473684217},{"$f":"AC12*K12+($A$4-80)*AJ12*$A$12/1000","v":3.0333333333333328},{"$f":"AD12*M12+($A$4-80)*AK12*$A$12/1000","v":2.8407011452241711},{"$f":"AE12*O12+($A$4-80)*AL12*$A$12/1000","v":2.6541666666666663}]
[null,67,19.11,2.8058333333333332,18.655000000000001,2.6131805555555556,18.2,2.4266666666666667,17.744999999999997,2.2726052631578946,17.29,2.1233333333333331,16.797083333333333,1.9298484972120222,16.304166666666667,1.7441666666666666,null,1.05,1.0250000000000001,1,0.97499999999999998,0.95000000000000007,0.92291666666666661,0.89583333333333337,0.14682539682539683,0.14007936507936508,0.13333333333333333,0.1280701754385965,0.12280701754385964,0.11489188086495308,0.10697674418604651,-0.40624999999999994,-0.40624999999999994,-0.40624999999999994,-0.40625,-0.40625000000000011,-0.40625000000000011,-0.40625000000000011,{"$f":"Y13*C13+($A$4-80)*AF13*$A$12/1000","v":2.8058333333333332},{"$f":"Z13*E13+($A$4-80)*AG13*$A$12/1000","v":2.6131805555555556},{"$f":"AA13*G13+($A$4-80)*AH13*$A$12/1000","v":2.4266666666666667},{"$f":"AB13*I13+($A$4-80)*AI13*$A$12/1000","v":2.2726052631578946},{"$f":"AC13*K13+($A$4-80)*AJ13*$A$12/1000","v":2.1233333333333331},{"$f":"AD13*M13+($A$4-80)*AK13*$A$12/1000","v":1.9298484972120222},{"$f":"AE13*O13+($A$4-80)*AL13*$A$12/1000","v":1.7441666666666666}]
[null,63,17.896666666666668,1.9716666666666669,17.479583333333334,1.8174158113622099,17.0625,1.6683333333333334,16.607499999999998,1.4746628325508606,16.1525,1.2891666666666666,15.735416666666667,1.0953277766156897,15.318333333333333,0.90999999999999992,null,0.98333333333333339,0.9604166666666667,0.9375,0.91249999999999998,0.88750000000000007,0.86458333333333337,0.84166666666666667,0.11016949152542373,0.10397363465160075,9.7777777777777783E-2,8.8794992175273868E-2,7.9812206572769953E-2,6.9609073583414671E-2,5.9405940594059403E-2,-0.40625000000000006,-0.40625,-0.40624999999999994,-0.40624999999999994,-0.40624999999999994,-0.40624999999999994,-0.40624999999999994,1.9716666666666669,{"$f":"Z14*E14+($A$4-80)*AG14*$A$12/1000","v":1.8174158113622099},{"$f":"AA14*G14+($A$4-80)*AH14*$A$12/1000","v":1.6683333333333334},1.4746628325508606,1.2891666666666666,1.0953277766156897,0.90999999999999992]
[null,59,17.0625,0.53083333333333327,16.645416666666666,0.53116682675666316,16.228333333333332,0.53083333333333327,15.811249999999999,0.53120296890106333,15.394166666666665,0.53083333333333327,14.977083333333333,0.33623121707375481,14.559999999999999,0.15166666666666667,null,0.9375,0.9145833333333333,0.89166666666666661,0.86875000000000002,0.84583333333333333,0.82291666666666663,0.79999999999999993,3.111111111111111E-2,3.1910695742471441E-2,3.2710280373831772E-2,3.359651949726071E-2,3.4482758620689655E-2,2.2449712643678163E-2,1.0416666666666668E-2,-0.5625,-0.5234375,-0.48437499999999994,-0.44531249999999994,-0.40624999999999994,-0.40624999999999994,-0.40624999999999994,0.53083333333333327,{"$f":"Z15*E15+($A$4-80)*AG15*$A$12/1000","v":0.53116682675666316},{"$f":"AA15*G15+($A$4-80)*AH15*$A$12/1000","v":0.53083333333333327},0.53120296890106333,0.53083333333333327,0.33623121707375481,0.15166666666666667]
[675,71,21.193899999999999,3.7901500000000006,20.652450000000002,3.5941756751824823,20.111000000000001,3.4034000000000004,19.608224999999997,3.2468680263157896,19.105449999999998,3.0939999999999999,18.602674999999998,2.8975151681286544,18.099899999999998,2.7072499999999997,null,1.1645000000000001,1.1347500000000001,1.105,1.077375,1.04975,1.022125,0.99449999999999994,0.1788321167883212,0.17403144300954521,0.16923076923076924,0.16558704453441297,0.16194331983805668,0.15575798470535313,0.14957264957264957,-0.40624999999999994,-0.40624999999999994,-0.40624999999999994,-0.40624999999999994,-0.40624999999999994,-0.40624999999999994,-0.40624999999999994,{"$f":"Y16*C16+($A$4-80)*AF16*$A$16/1000","v":3.7901500000000006},{"$f":"Z16*E16+($A$4-80)*AG16*$A$16/1000","v":3.5941756751824823},{"$f":"AA16*G16+($A$4-80)*AH16*$A$16/1000","v":3.4034000000000004},{"$f":"AB16*I16+($A$4-80)*AI16*$A$16/1000","v":3.2468680263157896},{"$f":"AC16*K16+($A$4-80)*AJ16*$A$16/1000","v":3.0939999999999999},{"$f":"AD16*M16+($A$4-80)*AK16*$A$16/1000","v":2.8975151681286544},{"$f":"AE16*O16+($A$4-80)*AL16*$A$16/1000","v":2.7072499999999997}]
[null,67,19.492199999999997,2.8619499999999998,19.028099999999998,2.6654441666666666,18.564,2.4752000000000001,18.099900000000002,2.3180573684210528,17.6358,2.1657999999999999,17.133025,1.9684454671562628,16.63025,1.77905,null,1.071,1.0454999999999999,1.02,0.99450000000000005,0.96899999999999997,0.94137499999999996,0.91374999999999995,0.14682539682539683,0.14007936507936508,0.13333333333333333,0.1280701754385965,0.12280701754385964,0.11489188086495308,0.10697674418604651,-0.40624999999999994,-0.40624999999999994,-0.40624999999999994,-0.40625,-0.40625000000000011,-0.40625000000000011,-0.40625000000000011,{"$f":"Y17*C17+($A$4-80)*AF17*$A$16/1000","v":2.8619499999999998},{"$f":"Z17*E17+($A$4-80)*AG17*$A$16/1000","v":2.6654441666666666},{"$f":"AA17*G17+($A$4-80)*AH17*$A$16/1000","v":2.4752000000000001},{"$f":"AB17*I17+($A$4-80)*AI17*$A$16/1000","v":2.3180573684210528},{"$f":"AC17*K17+($A$4-80)*AJ17*$A$16/1000","v":2.1657999999999999},{"$f":"AD17*M17+($A$4-80)*AK17*$A$16/1000","v":1.9684454671562628},{"$f":"AE17*O17+($A$4-80)*AL17*$A$16/1000","v":1.77905}]
[null,63,18.2546,2.0110999999999999,17.829174999999999,1.8537641275894539,17.403749999999999,1.7017,16.93965,1.5041560892018779,16.475550000000002,1.3149500000000001,16.050124999999998,1.1172343321480032,15.624699999999999,0.92819999999999991,null,1.0030000000000001,0.97962500000000008,0.95624999999999993,0.93075000000000008,0.90525000000000011,0.88187499999999996,0.85849999999999993,0.11016949152542373,0.10397363465160075,9.7777777777777783E-2,8.8794992175273868E-2,7.9812206572769953E-2,6.9609073583414671E-2,5.9405940594059403E-2,-0.40625000000000006,-0.40625,-0.40624999999999994,-0.40624999999999994,-0.40624999999999994,-0.40624999999999994,-0.40624999999999994,2.0110999999999999,{"$f":"Z18*E18+($A$4-80)*AG18*$A$16/1000","v":1.8537641275894539},{"$f":"AA18*G18+($A$4-80)*AH18*$A$16/1000","v":1.7017},1.5041560892018779,1.3149500000000001,1.1172343321480032,0.92819999999999991]
[null,59,17.403749999999999,0.54144999999999999,16.978324999999998,0.54179016329179641,16.552899999999998,0.54144999999999988,16.127474999999997,0.54182702827908458,15.70205,0.54144999999999999,15.276624999999999,0.34295584141522989,14.851199999999999,0.1547,null,0.95624999999999993,0.93287500000000001,0.90949999999999998,0.88612499999999994,0.86275000000000002,0.83937499999999998,0.81599999999999995,3.111111111111111E-2,3.1910695742471441E-2,3.2710280373831772E-2,3.359651949726071E-2,3.4482758620689655E-2,2.2449712643678163E-2,1.0416666666666668E-2,-0.5625,-0.5234375,-0.48437499999999994,-0.44531249999999994,-0.40624999999999994,-0.40624999999999994,-0.40624999999999994,0.54144999999999999,{"$f":"Z19*E19+($A$4-80)*AG19*$A$16/1000","v":0.54179016329179641},{"$f":"AA19*G19+($A$4-80)*AH19*$A$16/1000","v":0.54144999999999988},0.54182702827908458,0.54144999999999999,0.34295584141522989,0.1547]

{"sheet":"4TTR60_30","index":30,"n_rows":19,"n_cols":45,"rows_kept":19,"cut":false,"hidden":true,"merged":[[130,0,133,0],[120,12,121,12],[120,13,121,13],[120,14,121,14],[120,15,121,15],[122,0,125,0],[126,0,129,0],[119,12,119,13],[119,14,119,15],[120,4,121,4],[120,5,121,5],[120,6,121,6],[120,7,121,7],[120,8,121,8],[120,9,121,9],[120,10,121,10],[120,11,121,11],[119,0,121,0],[119,1,121,1],[119,4,119,5],[119,6,119,7],[119,8,119,9],[119,10,119,11],[111,0,114,0],[117,0,118,1],[117,4,117,15],[118,4,118,5],[118,6,118,7],[118,8,118,9],[118,10,118,11],[118,12,118,13],[118,14,118,15],[101,12,102,12],[101,13,102,13],[101,14,102,14],[101,15,102,15],[103,0,106,0],[107,0,110,0],[100,12,100,13],[100,14,100,15],[101,4,102,4],[101,5,102,5],[101,6,102,6],[101,7,102,7],[101,8,102,8],[101,9,102,9],[101,10,102,10],[101,11,102,11],[100,0,102,0],[100,1,102,1],[100,4,100,5],[100,6,100,7],[100,8,100,9],[100,10,100,11],[92,0,95,0],[98,0,99,1],[98,4,98,15],[99,4,99,5],[99,6,99,7],[99,8,99,9],[99,10,99,11],[99,12,99,13],[99,14,99,15],[82,12,83,12],[82,13,83,13],[82,14,83,14],[82,15,83,15],[84,0,87,0],[88,0,91,0],[81,12,81,13],[81,14,81,15],[82,4,83,4],[82,5,83,5],[82,6,83,6],[82,7,83,7],[82,8,83,8],[82,9,83,9],[82,10,83,10],[82,11,83,11],[81,0,83,0],[81,1,83,1],[81,4,81,5],[81,6,81,7],[81,8,81,9],[81,10,81,11],[73,0,76,0],[79,0,80,1],[79,4,79,15],[80,4,80,5],[80,6,80,7],[80,8,80,9],[80,10,80,11],[80,12,80,13],[80,14,80,15],[63,12,64,12],[63,13,64,13],[63,14,64,14],[63,15,64,15],[65,0,68,0],[69,0,72,0],[62,12,62,13],[62,14,62,15],[63,4,64,4],[63,5,64,5],[63,6,64,6],[63,7,64,7],[63,8,64,8],[63,9,64,9],[63,10,64,10],[63,11,64,11],[62,0,64,0],[62,1,64,1],[62,4,62,5],[62,6,62,7],[62,8,62,9],[62,10,62,11],[54,0,57,0],[60,0,61,1],[60,4,60,15],[61,4,61,5],[61,6,61,7],[61,8,61,9],[61,10,61,11],[61,12,61,13],[61,14,61,15],[44,12,45,12],[44,13,45,13],[44,14,45,14],[44,15,45,15],[46,0,49,0],[50,0,53,0],[43,12,43,13],[43,14,43,15],[44,4,45,4],[44,5,45,5],[44,6,45,6],[44,7,45,7],[44,8,45,8],[44,9,45,9],[44,10,45,10],[44,11,45,11],[43,0,45,0],[43,1,45,1],[43,4,43,5],[43,6,43,7],[43,8,43,9],[43,10,43,11],[35,0,38,0],[41,0,42,1],[41,4,41,15],[42,4,42,5],[42,6,42,7],[42,8,42,9],[42,10,42,11],[42,12,42,13],[42,14,42,15],[25,12,26,12],[25,13,26,13],[25,14,26,14],[25,15,26,15],[27,0,30,0],[31,0,34,0],[24,12,24,13],[24,14,24,15],[25,4,26,4],[25,5,26,5],[25,6,26,6],[25,7,26,7],[25,8,26,8],[25,9,26,9],[25,10,26,10],[25,11,26,11],[24,0,26,0],[24,1,26,1],[24,4,24,5],[24,6,24,7],[24,8,24,9],[24,10,24,11],[7,0,10,0],[11,0,14,0],[15,0,18,0],[22,4,22,15],[23,4,23,5],[23,6,23,7],[23,8,23,9],[23,10,23,11],[23,12,23,13],[23,14,23,15],[5,10,6,10],[5,11,6,11],[5,12,6,12],[5,13,6,13],[5,14,6,14],[5,15,6,15],[4,10,4,11],[4,12,4,13],[4,14,4,15],[5,2,6,2],[5,3,6,3],[5,4,6,4],[5,5,6,5],[5,6,6,6],[5,7,6,7],[5,8,6,8],[4,0,6,0],[4,1,6,1],[4,2,4,3],[4,4,4,5],[4,6,4,7],[4,8,4,9],[5,9,6,9],[2,0,2,1],[2,2,2,15],[3,2,3,3],[3,4,3,5],[3,6,3,7],[3,8,3,9],[3,10,3,11],[3,12,3,13],[3,14,3,15]]}
[]
["4TTR60_30",18.2]
["Evaporator Air \n",null,"Condenser  Entering Air Temperature ˚F"]
[80,"°F DB",85,null,90,null,95,null,100,null,105,null,110,null,115]
["CFM","EWB†\n˚F","Capacity Mbtuh",null,"Capacity Mbtuh",null,"Capacity Mbtuh",null,"Capacity Mbtuh",null,"Capacity Mbtuh",null,"Capacity Mbtuh",null,"Capacity Mbtuh"]
[null,null,"Total","Sens.","Total","Sens.","Total","Sens.","Total","Sens.","Total","Sens.","Total","Sens.","Total","Sens."]
[null,null,null,null,null,null,null,null,null,null,null,null,null,null,null,null,null,"Total Factors",null,null,null,null,null,null,"Sens. %",null,null,null,null,null,null,"IDB Adj",null,null,null,null,null,null,"Sens Calc"]
[875,71,{"$f":"R8*$B$2","v":20.149201365187714},{"$f":"IF(AM8>C8,C8,AM8)","v":4.0176655290102383},{"$f":"S8*$B$2","v":19.753522184300341},{"$f":"IF(AN8>E8,E8,AN8)","v":3.8950422099522464},{"$f":"T8*$B$2","v":19.35784300341297},{"$f":"IF(AO8>G8,G8,AO8)","v":3.7741706484641644},{"$f":"U8*$B$2","v":18.931726962457336},{"$f":"IF(AP8>I8,I8,AP8)","v":3.6203951129070346},{"$f":"V8*$B$2","v":18.505610921501702},{"$f":"IF(AQ8>K8,K8,AQ8)","v":3.4698020477815699},{"$f":"W8*$B$2","v":18.109931740614336},{"$f":"IF(AR8>M8,M8,AR8)","v":3.3469923244842432},{"$f":"X8*$B$2","v":17.714252559726962},{"$f":"IF(AS8>O8,O8,AS8)","v":3.2263071672354946},null,1.1070989761092151,1.085358361774744,1.063617747440273,1.0402047781569965,1.01679180887372,0.99505119453924917,0.97331058020477812,0.19939577039274922,0.19718216192593435,0.19496855345911951,0.19123427672955978,0.18750000000000003,0.18481529209621994,0.18213058419243985,-0.3125,-0.30624999999999997,-0.29999999999999993,-0.30624999999999991,-0.31249999999999989,-0.30624999999999997,-0.30000000000000004,{"$f":"Y8*C8+($A$4-80)*AF8*$A$8/1000","v":4.0176655290102383},{"$f":"Z8*E8+($A$4-80)*AG8*$A$8/1000","v":3.8950422099522464},{"$f":"AA8*G8+($A$4-80)*AH8*$A$8/1000","v":3.7741706484641644},{"$f":"AB8*I8+($A$4-80)*AI8*$A$8/1000","v":3.6203951129070346},{"$f":"AC8*K8+($A$4-80)*AJ8*$A$8/1000","v":3.4698020477815699},{"$f":"AD8*M8+($A$4-80)*AK8*$A$8/1000","v":3.3469923244842432},{"$f":"AE8*O8+($A$4-80)*AL8*$A$8/1000","v":3.2263071672354946}]
[null,67,{"$f":"R9*$B$2","v":18.566484641638226},3.3480546075085327,18.201242320819112,{"$f":"IF(AN9>E9,E9,AN9)","v":3.2251627835301364},17.835999999999999,{"$f":"IF(AO9>G9,G9,AO9)","v":3.1045597269624565},17.440320819112625,{"$f":"IF(AP9>I9,I9,AP9)","v":2.9504414023459793},17.044641638225254,{"$f":"IF(AQ9>K9,K9,AQ9)","v":2.8001911262798633},16.679399317406141,{"$f":"IF(AR9>M9,M9,AR9)","v":2.6459430900106966},16.31415699658703,{"$f":"IF(AS9>O9,O9,AS9)","v":2.4958225255972692},null,1.0201365187713312,1.0000682593856656,0.98,0.95825938566552893,0.93651877133105788,0.9164505119453924,0.89638225255972692,0.18032786885245902,0.177194651149779,0.17406143344709896,0.16917357386640663,0.16428571428571428,0.15863539445628996,0.15298507462686564,-0.3125,-0.30625000000000002,-0.30000000000000004,-0.30000000000000004,-0.30000000000000004,-0.30625000000000002,-0.3125,{"$f":"Y9*C9+($A$4-80)*AF9*$A$8/1000","v":3.3480546075085327},{"$f":"Z9*E9+($A$4-80)*AG9*$A$8/1000","v":3.2251627835301364},{"$f":"AA9*G9+($A$4-80)*AH9*$A$8/1000","v":3.1045597269624565},{"$f":"AB9*I9+($A$4-80)*AI9*$A$8/1000","v":2.9504414023459793},{"$f":"AC9*K9+($A$4-80)*AJ9*$A$8/1000","v":2.8001911262798633},{"$f":"AD9*M9+($A$4-80)*AK9*$A$8/1000","v":2.6459430900106966},{"$f":"AE9*O9+($A$4-80)*AL9*$A$8/1000","v":2.4958225255972692}]
[null,63,17.409883959044368,2.8001911262798629,17.044641638225254,2.6459607157497089,16.679399317406141,2.4958225255972688,16.314156996587027,2.3414046851261512,15.948914675767915,2.1914539249146756,15.614109215017063,2.0369429603058209,15.279303754266211,1.8870853242320818,null,0.95658703071672357,0.93651877133105788,0.9164505119453924,0.89638225255972681,0.87631399317406133,0.85791808873720132,0.83952218430034131,0.16083916083916081,0.15523709866775559,0.14963503649635035,0.14351980832451106,0.13740458015267176,0.13045527812414465,0.12350597609561753,-0.30000000000000004,-0.30000000000000004,-0.30000000000000004,-0.30625000000000002,-0.31249999999999994,-0.31249999999999994,-0.31249999999999994,2.8001911262798629,{"$f":"Z10*E10+($A$4-80)*AG10*$A$8/1000","v":2.6459607157497089},{"$f":"AA10*G10+($A$4-80)*AH10*$A$8/1000","v":2.4958225255972688},2.3414046851261512,2.1914539249146756,2.0369429603058209,1.8870853242320818]
[null,59,16.557651877133104,1.7653378839590441,16.22284641638225,1.7660901021102409,15.888040955631398,1.7653378839590441,15.553235494880546,1.7350498263177851,15.218430034129693,1.7044641638225253,14.883624573378839,1.5496406438659374,14.548819112627983,1.4000955631399314,null,0.90976109215017054,0.89136518771331041,0.87296928327645051,0.8545733788395905,0.83617747440273038,0.81778156996587026,0.79938566552901014,0.10661764705882353,0.10886437908496732,0.1111111111111111,0.11155555555555555,0.11199999999999999,0.10411715481171548,9.6234309623430964E-2,-0.41250000000000003,-0.38125000000000003,-0.35000000000000003,-0.32500000000000007,-0.30000000000000004,-0.30625000000000002,-0.3125,1.7653378839590441,{"$f":"Z11*E11+($A$4-80)*AG11*$A$8/1000","v":1.7660901021102409},{"$f":"AA11*G11+($A$4-80)*AH11*$A$8/1000","v":1.7653378839590441},{"$f":"AB11*I11+($A$4-80)*AI11*$A$8/1000","v":1.7350498263177851},1.7044641638225253,1.5496406438659374,1.4000955631399314]
[1000,71,20.560409556313992,4.0996587030716718,20.156655290102393,3.9745328672982114,19.752901023890782,3.8511945392491467,19.318088737201364,3.694280727456158,18.883276450511943,3.5406143344709897,18.47952218430034,3.4152982902900435,18.075767918088737,3.2921501706484637,null,1.1296928327645051,1.1075085324232083,1.0853242320819112,1.0614334470989761,1.0375426621160408,1.0153583617747439,0.99317406143344711,0.19939577039274922,0.19718216192593435,0.19496855345911951,0.19123427672955978,0.18750000000000003,0.18481529209621994,0.18213058419243985,-0.3125,-0.30624999999999997,-0.29999999999999993,-0.30624999999999991,-0.31249999999999989,-0.30624999999999997,-0.30000000000000004,{"$f":"Y12*C12+($A$4-80)*AF12*$A$12/1000","v":4.0996587030716718},{"$f":"Z12*E12+($A$4-80)*AG12*$A$12/1000","v":3.9745328672982114},{"$f":"AA12*G12+($A$4-80)*AH12*$A$12/1000","v":3.8511945392491467},{"$f":"AB12*I12+($A$4-80)*AI12*$A$12/1000","v":3.694280727456158},{"$f":"AC12*K12+($A$4-80)*AJ12*$A$12/1000","v":3.5406143344709897},{"$f":"AD12*M12+($A$4-80)*AK12*$A$12/1000","v":3.4152982902900435},{"$f":"AE12*O12+($A$4-80)*AL12*$A$12/1000","v":3.2921501706484637}]
[null,67,18.945392491467576,3.4163822525597269,18.572696245733784,3.2909824321736081,18.2,3.1679180887372009,17.796245733788393,3.0106544921897744,17.392491467576793,2.8573378839590444,17.019795221843001,2.6999419285823438,16.647098976109213,2.5467576791808866,null,1.0409556313993173,1.0204778156996586,1,0.97781569965870296,0.95563139931740615,0.93515358361774736,0.91467576791808869,0.18032786885245902,0.177194651149779,0.17406143344709896,0.16917357386640663,0.16428571428571428,0.15863539445628996,0.15298507462686564,-0.3125,-0.30625000000000002,-0.30000000000000004,-0.30000000000000004,-0.30000000000000004,-0.30625000000000002,-0.3125,{"$f":"Y13*C13+($A$4-80)*AF13*$A$12/1000","v":3.4163822525597269},{"$f":"Z13*E13+($A$4-80)*AG13*$A$12/1000","v":3.2909824321736081},{"$f":"AA13*G13+($A$4-80)*AH13*$A$12/1000","v":3.1679180887372009},{"$f":"AB13*I13+($A$4-80)*AI13*$A$12/1000","v":3.0106544921897744},{"$f":"AC13*K13+($A$4-80)*AJ13*$A$12/1000","v":2.8573378839590444},{"$f":"AD13*M13+($A$4-80)*AK13*$A$12/1000","v":2.6999419285823438},{"$f":"AE13*O13+($A$4-80)*AL13*$A$12/1000","v":2.5467576791808866}]
[null,63,17.765187713310578,2.8573378839590435,17.392491467576793,2.6999599140303157,17.019795221843001,2.5467576791808866,16.647098976109213,2.3891884542103585,16.274402730375424,2.2361774744027301,15.932764505119453,2.0785132248018581,15.591126279863481,1.9255972696245733,null,0.97610921501706482,0.95563139931740615,0.93515358361774736,0.91467576791808858,0.89419795221843001,0.87542662116040948,0.85665529010238906,0.16083916083916081,0.15523709866775559,0.14963503649635035,0.14351980832451106,0.13740458015267176,0.13045527812414465,0.12350597609561753,-0.30000000000000004,-0.30000000000000004,-0.30000000000000004,-0.30625000000000002,-0.31249999999999994,-0.31249999999999994,-0.31249999999999994,2.8573378839590435,{"$f":"Z14*E14+($A$4-80)*AG14*$A$12/1000","v":2.6999599140303157},{"$f":"AA14*G14+($A$4-80)*AH14*$A$12/1000","v":2.5467576791808866},2.3891884542103585,2.2361774744027301,2.0785132248018581,1.9255972696245733]
[null,59,16.895563139931738,1.8013651877133103,16.553924914675765,1.8021327572553478,16.212286689419795,1.8013651877133103,15.870648464163821,1.7704590064467194,15.529010238907848,1.7392491467576787,15.187372013651876,1.5812659631285073,14.845733788395902,1.428668941979522,null,0.92832764505119447,0.90955631399317394,0.89078498293515362,0.87201365187713309,0.85324232081911255,0.83447098976109213,0.8156996587030716,0.10661764705882353,0.10886437908496732,0.1111111111111111,0.11155555555555555,0.11199999999999999,0.10411715481171548,9.6234309623430964E-2,-0.41250000000000003,-0.38125000000000003,-0.35000000000000003,-0.32500000000000007,-0.30000000000000004,-0.30625000000000002,-0.3125,1.8013651877133103,{"$f":"Z15*E15+($A$4-80)*AG15*$A$12/1000","v":1.8021327572553478},{"$f":"AA15*G15+($A$4-80)*AH15*$A$12/1000","v":1.8013651877133103},1.7704590064467194,1.7392491467576787,1.5812659631285073,1.428668941979522]
[1125,71,20.97161774744027,4.1816518771331044,20.559788395904437,4.0540235246441751,20.147959044368598,3.9282184300341294,19.704450511945392,3.7681663420052809,19.260941979522183,3.61142662116041,18.849112627986344,3.4836042560958438,18.437283276450511,3.3579931740614333,null,1.1522866894197952,1.1296587030716725,1.1070307167235494,1.0826621160409557,1.0582935153583617,1.0356655290102388,1.0130375426621161,0.19939577039274922,0.19718216192593435,0.19496855345911951,0.19123427672955978,0.18750000000000003,0.18481529209621994,0.18213058419243985,-0.3125,-0.30624999999999997,-0.29999999999999993,-0.30624999999999991,-0.31249999999999989,-0.30624999999999997,-0.30000000000000004,{"$f":"Y16*C16+($A$4-80)*AF16*$A$16/1000","v":4.1816518771331044},{"$f":"Z16*E16+($A$4-80)*AG16*$A$16/1000","v":4.0540235246441751},{"$f":"AA16*G16+($A$4-80)*AH16*$A$16/1000","v":3.9282184300341294},{"$f":"AB16*I16+($A$4-80)*AI16*$A$16/1000","v":3.7681663420052809},{"$f":"AC16*K16+($A$4-80)*AJ16*$A$16/1000","v":3.61142662116041},{"$f":"AD16*M16+($A$4-80)*AK16*$A$16/1000","v":3.4836042560958438},{"$f":"AE16*O16+($A$4-80)*AL16*$A$16/1000","v":3.3579931740614333}]
[null,67,19.324300341296929,3.4847098976109216,18.944150170648463,3.3568020808170806,18.564,3.2312764505119449,18.152170648464164,3.0708675820335705,17.740341296928328,2.9144846416382255,17.360191126279862,2.7539407671539906,16.980040955631399,2.5976928327645044,null,1.0617747440273038,1.0408873720136518,1.02,0.99737201365187722,0.97474402730375431,0.95385665529010233,0.93296928327645057,0.18032786885245902,0.177194651149779,0.17406143344709896,0.16917357386640663,0.16428571428571428,0.15863539445628996,0.15298507462686564,-0.3125,-0.30625000000000002,-0.30000000000000004,-0.30000000000000004,-0.30000000000000004,-0.30625000000000002,-0.3125,{"$f":"Y17*C17+($A$4-80)*AF17*$A$16/1000","v":3.4847098976109216},{"$f":"Z17*E17+($A$4-80)*AG17*$A$16/1000","v":3.3568020808170806},{"$f":"AA17*G17+($A$4-80)*AH17*$A$16/1000","v":3.2312764505119449},{"$f":"AB17*I17+($A$4-80)*AI17*$A$16/1000","v":3.0708675820335705},{"$f":"AC17*K17+($A$4-80)*AJ17*$A$16/1000","v":2.9144846416382255},{"$f":"AD17*M17+($A$4-80)*AK17*$A$16/1000","v":2.7539407671539906},{"$f":"AE17*O17+($A$4-80)*AL17*$A$16/1000","v":2.5976928327645044}]
[null,63,18.120491467576791,2.9144846416382246,17.740341296928328,2.7539591123109219,17.360191126279862,2.5976928327645044,16.980040955631399,2.4369722232945659,16.599890784982932,2.2809010238907845,16.251419795221842,2.1200834892978953,15.902948805460749,1.9641092150170647,null,0.99563139931740618,0.97474402730375431,0.95385665529010233,0.93296928327645046,0.91208191126279858,0.89293515358361775,0.8737883959044368,0.16083916083916081,0.15523709866775559,0.14963503649635035,0.14351980832451106,0.13740458015267176,0.13045527812414465,0.12350597609561753,-0.30000000000000004,-0.30000000000000004,-0.30000000000000004,-0.30625000000000002,-0.31249999999999994,-0.31249999999999994,-0.31249999999999994,2.9144846416382246,{"$f":"Z18*E18+($A$4-80)*AG18*$A$16/1000","v":2.7539591123109219},{"$f":"AA18*G18+($A$4-80)*AH18*$A$16/1000","v":2.5976928327645044},2.4369722232945659,2.2809010238907845,2.1200834892978953,1.9641092150170647]
[null,59,17.233474402730373,1.8373924914675765,16.885003412969279,1.8381754124004546,16.536532423208193,1.837392491467577,16.1880614334471,1.8058681865756541,15.839590443686005,1.7740341296928324,15.491119453924915,1.6128912823910777,15.142648464163821,1.4572423208191125,null,0.94689419795221841,0.92774744027303746,0.90860068259385673,0.88945392491467579,0.87030716723549484,0.851160409556314,0.83201365187713305,0.10661764705882353,0.10886437908496732,0.1111111111111111,0.11155555555555555,0.11199999999999999,0.10411715481171548,9.6234309623430964E-2,-0.41250000000000003,-0.38125000000000003,-0.35000000000000003,-0.32500000000000007,-0.30000000000000004,-0.30625000000000002,-0.3125,1.8373924914675765,{"$f":"Z19*E19+($A$4-80)*AG19*$A$16/1000","v":1.8381754124004546},{"$f":"AA19*G19+($A$4-80)*AH19*$A$16/1000","v":1.837392491467577},1.8058681865756541,1.7740341296928324,1.6128912823910777,1.4572423208191125]

{"sheet":"4TTR60_36","index":31,"n_rows":19,"n_cols":45,"rows_kept":19,"cut":false,"hidden":true,"merged":[[130,0,133,0],[120,12,121,12],[120,13,121,13],[120,14,121,14],[120,15,121,15],[122,0,125,0],[126,0,129,0],[119,12,119,13],[119,14,119,15],[120,4,121,4],[120,5,121,5],[120,6,121,6],[120,7,121,7],[120,8,121,8],[120,9,121,9],[120,10,121,10],[120,11,121,11],[119,0,121,0],[119,1,121,1],[119,4,119,5],[119,6,119,7],[119,8,119,9],[119,10,119,11],[111,0,114,0],[117,0,118,1],[117,4,117,15],[118,4,118,5],[118,6,118,7],[118,8,118,9],[118,10,118,11],[118,12,118,13],[118,14,118,15],[101,12,102,12],[101,13,102,13],[101,14,102,14],[101,15,102,15],[103,0,106,0],[107,0,110,0],[100,12,100,13],[100,14,100,15],[101,4,102,4],[101,5,102,5],[101,6,102,6],[101,7,102,7],[101,8,102,8],[101,9,102,9],[101,10,102,10],[101,11,102,11],[100,0,102,0],[100,1,102,1],[100,4,100,5],[100,6,100,7],[100,8,100,9],[100,10,100,11],[92,0,95,0],[98,0,99,1],[98,4,98,15],[99,4,99,5],[99,6,99,7],[99,8,99,9],[99,10,99,11],[99,12,99,13],[99,14,99,15],[82,12,83,12],[82,13,83,13],[82,14,83,14],[82,15,83,15],[84,0,87,0],[88,0,91,0],[81,12,81,13],[81,14,81,15],[82,4,83,4],[82,5,83,5],[82,6,83,6],[82,7,83,7],[82,8,83,8],[82,9,83,9],[82,10,83,10],[82,11,83,11],[81,0,83,0],[81,1,83,1],[81,4,81,5],[81,6,81,7],[81,8,81,9],[81,10,81,11],[73,0,76,0],[79,0,80,1],[79,4,79,15],[80,4,80,5],[80,6,80,7],[80,8,80,9],[80,10,80,11],[80,12,80,13],[80,14,80,15],[63,12,64,12],[63,13,64,13],[63,14,64,14],[63,15,64,15],[65,0,68,0],[69,0,72,0],[62,12,62,13],[62,14,62,15],[63,4,64,4],[63,5,64,5],[63,6,64,6],[63,7,64,7],[63,8,64,8],[63,9,64,9],[63,10,64,10],[63,11,64,11],[62,0,64,0],[62,1,64,1],[62,4,62,5],[62,6,62,7],[62,8,62,9],[62,10,62,11],[54,0,57,0],[60,0,61,1],[60,4,60,15],[61,4,61,5],[61,6,61,7],[61,8,61,9],[61,10,61,11],[61,12,61,13],[61,14,61,15],[44,12,45,12],[44,13,45,13],[44,14,45,14],[44,15,45,15],[46,0,49,0],[50,0,53,0],[43,12,43,13],[43,14,43,15],[44,4,45,4],[44,5,45,5],[44,6,45,6],[44,7,45,7],[44,8,45,8],[44,9,45,9],[44,10,45,10],[44,11,45,11],[43,0,45,0],[43,1,45,1],[43,4,43,5],[43,6,43,7],[43,8,43,9],[43,10,43,11],[35,0,38,0],[41,0,42,1],[41,4,41,15],[42,4,42,5],[42,6,42,7],[42,8,42,9],[42,10,42,11],[42,12,42,13],[42,14,42,15],[25,12,26,12],[25,13,26,13],[25,14,26,14],[25,15,26,15],[27,0,30,0],[31,0,34,0],[24,12,24,13],[24,14,24,15],[25,4,26,4],[25,5,26,5],[25,6,26,6],[25,7,26,7],[25,8,26,8],[25,9,26,9],[25,10,26,10],[25,11,26,11],[24,0,26,0],[24,1,26,1],[24,4,24,5],[24,6,24,7],[24,8,24,9],[24,10,24,11],[7,0,10,0],[11,0,14,0],[15,0,18,0],[22,4,22,15],[23,4,23,5],[23,6,23,7],[23,8,23,9],[23,10,23,11],[23,12,23,13],[23,14,23,15],[5,10,6,10],[5,11,6,11],[5,12,6,12],[5,13,6,13],[5,14,6,14],[5,15,6,15],[4,10,4,11],[4,12,4,13],[4,14,4,15],[5,2,6,2],[5,3,6,3],[5,4,6,4],[5,5,6,5],[5,6,6,6],[5,7,6,7],[5,8,6,8],[4,0,6,0],[4,1,6,1],[4,2,4,3],[4,4,4,5],[4,6,4,7],[4,8,4,9],[5,9,6,9],[2,0,2,1],[2,2,2,15],[3,2,3,3],[3,4,3,5],[3,6,3,7],[3,8,3,9],[3,10,3,11],[3,12,3,13],[3,14,3,15]]}
[]
["4TTR60_36",18.2]
["Evaporator Air \n",null,"Condenser  Entering Air Temperature ˚F"]
[80,"°F DB",85,null,90,null,95,null,100,null,105,null,110,null,115]
["CFM","EWB†\n˚F","Capacity Mbtuh",null,"Capacity Mbtuh",null,"Capacity Mbtuh",null,"Capacity Mbtuh",null,"Capacity Mbtuh",null,"Capacity Mbtuh",null,"Capacity Mbtuh"]
[null,null,"Total","Sens.","Total","Sens.","Total","Sens.","Total","Sens.","Total","Sens.","Total","Sens.","Total","Sens."]
[null,null,null,null,null,null,null,null,null,null,null,null,null,null,null,null,null,"Total Factors",null,null,null,null,null,null,"Sens. %",null,null,null,null,null,null,"IDB Adj",null,null,null,null,null,null,"Sens Calc"]
[1050,71,{"$f":"R8*$B$2","v":20.194479338842978},{"$f":"IF(AM8>C8,C8,AM8)","v":4.8152286501377422},{"$f":"S8*$B$2","v":19.776831955922862},{"$f":"IF(AN8>E8,E8,AN8)","v":4.666792043052876},{"$f":"T8*$B$2","v":19.359184573002754},{"$f":"IF(AO8>G8,G8,AO8)","v":4.5204187327823684},{"$f":"U8*$B$2","v":18.941537190082641},{"$f":"IF(AP8>I8,I8,AP8)","v":4.3970104878969654},{"$f":"V8*$B$2","v":18.52388980716254},{"$f":"IF(AQ8>K8,K8,AQ8)","v":4.2747438016528934},{"$f":"W8*$B$2","v":18.130809917355375},{"$f":"IF(AR8>M8,M8,AR8)","v":4.1260824614821088},{"$f":"X8*$B$2","v":17.73773002754821},{"$f":"IF(AS8>O8,O8,AS8)","v":3.9799338842975205},null,1.1095867768595042,1.0866391184573001,1.0636914600550964,1.0407438016528925,1.017796143250689,0.99619834710743826,0.97460055096418741,0.23844282238442824,0.23597268022774709,0.23350253807106597,0.23213588442014835,0.23076923076923073,0.22757298103558488,0.22437673130193905,-0.18749999999999989,-0.1875,-0.18750000000000008,-0.18229166666666677,-0.17708333333333345,-0.18229166666666677,-0.18750000000000008,{"$f":"Y8*C8+($A$4-80)*AF8*$A$8/1000","v":4.8152286501377422},{"$f":"Z8*E8+($A$4-80)*AG8*$A$8/1000","v":4.666792043052876},{"$f":"AA8*G8+($A$4-80)*AH8*$A$8/1000","v":4.5204187327823684},{"$f":"AB8*I8+($A$4-80)*AI8*$A$8/1000","v":4.3970104878969654},{"$f":"AC8*K8+($A$4-80)*AJ8*$A$8/1000","v":4.2747438016528934},{"$f":"AD8*M8+($A$4-80)*AK8*$A$8/1000","v":4.1260824614821088},{"$f":"AE8*O8+($A$4-80)*AL8*$A$8/1000","v":3.9799338842975205}]
[null,67,{"$f":"R9*$B$2","v":18.573024793388431},4.4712837465564741,18.204512396694216,{"$f":"IF(AN9>E9,E9,AN9)","v":4.3226662050001643},17.835999999999999,{"$f":"IF(AO9>G9,G9,AO9)","v":4.1764738292011021},17.467487603305784,{"$f":"IF(AP9>I9,I9,AP9)","v":4.0277517546380146},17.09897520661157,{"$f":"IF(AQ9>K9,K9,AQ9)","v":3.8816639118457306},16.705895316804408,{"$f":"IF(AR9>M9,M9,AR9)","v":3.7328572349624585},16.312815426997247,{"$f":"IF(AS9>O9,O9,AS9)","v":3.5868539944903581},null,1.0204958677685951,1.0002479338842976,0.98,0.95975206611570252,0.93950413223140505,0.91790633608815431,0.89630853994490367,0.24074074074074076,0.2374502601775329,0.23415977961432508,0.23058563693359935,0.22701149425287359,0.22344550616258135,0.21987951807228914,-0.17708333333333345,-0.18229166666666677,-0.18750000000000008,-0.1875,-0.18749999999999989,-0.18749999999999994,-0.18749999999999997,{"$f":"Y9*C9+($A$4-80)*AF9*$A$8/1000","v":4.4712837465564741},{"$f":"Z9*E9+($A$4-80)*AG9*$A$8/1000","v":4.3226662050001643},{"$f":"AA9*G9+($A$4-80)*AH9*$A$8/1000","v":4.1764738292011021},{"$f":"AB9*I9+($A$4-80)*AI9*$A$8/1000","v":4.0277517546380146},{"$f":"AC9*K9+($A$4-80)*AJ9*$A$8/1000","v":3.8816639118457306},{"$f":"AD9*M9+($A$4-80)*AK9*$A$8/1000","v":3.7328572349624585},{"$f":"AE9*O9+($A$4-80)*AL9*$A$8/1000","v":3.5868539944903581}]
[null,63,17.393785123966943,4.1764738292011021,17.049840220385676,4.0277343551530898,16.705895316804408,3.8816639118457301,16.337382920110194,3.7328332604116028,15.968870523415978,3.5868539944903581,15.624925619834713,3.4378701049666502,15.280980716253445,3.2920440771349866,null,0.955702479338843,0.93680440771349871,0.91790633608815431,0.89765840220385684,0.87741046831955927,0.85851239669421497,0.83961432506887068,0.24011299435028249,0.23623296776337654,0.2323529411764706,0.2284841628959276,0.22461538461538461,0.2200247341083354,0.21543408360128616,-0.18750000000000008,-0.1875,-0.18749999999999989,-0.18749999999999994,-0.18749999999999997,-0.18749999999999997,-0.18749999999999997,4.1764738292011021,{"$f":"Z10*E10+($A$4-80)*AG10*$A$8/1000","v":4.0277343551530898},{"$f":"AA10*G10+($A$4-80)*AH10*$A$8/1000","v":3.8816639118457301},3.7328332604116028,3.5868539944903581,3.4378701049666502,3.2920440771349866]
[null,59,16.607625344352616,3.2920440771349861,16.263680440771349,3.293517067855452,15.919735537190082,3.2920440771349861,15.575790633608817,3.2936501121785904,15.231845730027548,3.2920440771349861,14.912468319559228,3.1931341010747296,14.593090909090909,3.095504132231405,null,0.91250688705234151,0.89360881542699722,0.87471074380165292,0.85581267217630863,0.83691460055096423,0.819366391184573,0.80181818181818187,0.19822485207100593,0.20250748776389804,0.20679012345679013,0.21145957785742731,0.21612903225806451,0.21412512218963831,0.21212121212121213,-0.34375,-0.30729166666666669,-0.27083333333333337,-0.23958333333333331,-0.20833333333333323,-0.1979166666666666,-0.18749999999999997,3.2920440771349861,{"$f":"Z11*E11+($A$4-80)*AG11*$A$8/1000","v":3.293517067855452},{"$f":"AA11*G11+($A$4-80)*AH11*$A$8/1000","v":3.2920440771349861},{"$f":"AB11*I11+($A$4-80)*AI11*$A$8/1000","v":3.2936501121785904},3.2920440771349861,3.1931341010747296,3.095504132231405]
[1200,71,20.606611570247939,4.9134986225895334,20.180440771349861,4.7620326969927307,19.754269972451791,4.6126721763085392,19.328099173553717,4.4867453958132302,18.90192837465565,4.3619834710743799,18.500826446280993,4.2102882260021515,18.099724517906338,4.0611570247933892,null,1.1322314049586779,1.1088154269972452,1.0853994490358128,1.0619834710743801,1.0385674931129478,1.0165289256198349,0.99449035812672193,0.23844282238442824,0.23597268022774709,0.23350253807106597,0.23213588442014835,0.23076923076923073,0.22757298103558488,0.22437673130193905,-0.18749999999999989,-0.1875,-0.18750000000000008,-0.18229166666666677,-0.17708333333333345,-0.18229166666666677,-0.18750000000000008,{"$f":"Y12*C12+($A$4-80)*AF12*$A$12/1000","v":4.9134986225895334},{"$f":"Z12*E12+($A$4-80)*AG12*$A$12/1000","v":4.7620326969927307},{"$f":"AA12*G12+($A$4-80)*AH12*$A$12/1000","v":4.6126721763085392},{"$f":"AB12*I12+($A$4-80)*AI12*$A$12/1000","v":4.4867453958132302},{"$f":"AC12*K12+($A$4-80)*AJ12*$A$12/1000","v":4.3619834710743799},{"$f":"AD12*M12+($A$4-80)*AK12*$A$12/1000","v":4.2102882260021515},{"$f":"AE12*O12+($A$4-80)*AL12*$A$12/1000","v":4.0611570247933892}]
[null,67,18.952066115702479,4.5625344352617079,18.576033057851241,4.4108838826532288,18.2,4.2617079889807163,17.823966942148758,4.1099507700387905,17.44793388429752,3.9608815426997248,17.046831955922865,3.8090379948596516,16.645730027548211,3.6600550964187328,null,1.0413223140495869,1.0206611570247934,1,0.97933884297520657,0.95867768595041325,0.9366391184573003,0.91460055096418746,0.24074074074074076,0.2374502601775329,0.23415977961432508,0.23058563693359935,0.22701149425287359,0.22344550616258135,0.21987951807228914,-0.17708333333333345,-0.18229166666666677,-0.18750000000000008,-0.1875,-0.18749999999999989,-0.18749999999999994,-0.18749999999999997,{"$f":"Y13*C13+($A$4-80)*AF13*$A$12/1000","v":4.5625344352617079},{"$f":"Z13*E13+($A$4-80)*AG13*$A$12/1000","v":4.4108838826532288},{"$f":"AA13*G13+($A$4-80)*AH13*$A$12/1000","v":4.2617079889807163},{"$f":"AB13*I13+($A$4-80)*AI13*$A$12/1000","v":4.1099507700387905},{"$f":"AC13*K13+($A$4-80)*AJ13*$A$12/1000","v":3.9608815426997248},{"$f":"AD13*M13+($A$4-80)*AK13*$A$12/1000","v":3.8090379948596516},{"$f":"AE13*O13+($A$4-80)*AL13*$A$12/1000","v":3.6600550964187328}]
[null,63,17.748760330578513,4.2617079889807163,17.397796143250691,4.109933015462337,17.046831955922865,3.9608815426997248,16.670798898071627,3.8090135310322482,16.294765840220386,3.6600550964187328,15.943801652892564,3.5080307193537248,15.59283746556474,3.3592286501377413,null,0.97520661157024802,0.95592286501377421,0.9366391184573003,0.91597796143250698,0.89531680440771355,0.87603305785123975,0.85674931129476595,0.24011299435028249,0.23623296776337654,0.2323529411764706,0.2284841628959276,0.22461538461538461,0.2200247341083354,0.21543408360128616,-0.18750000000000008,-0.1875,-0.18749999999999989,-0.18749999999999994,-0.18749999999999997,-0.18749999999999997,-0.18749999999999997,4.2617079889807163,{"$f":"Z14*E14+($A$4-80)*AG14*$A$12/1000","v":4.109933015462337},{"$f":"AA14*G14+($A$4-80)*AH14*$A$12/1000","v":3.9608815426997248},3.8090135310322482,3.6600550964187328,3.5080307193537248,3.3592286501377413]
[null,59,16.946556473829201,3.3592286501377413,16.595592286501375,3.360731701893318,16.244628099173553,3.3592286501377409,15.89366391184573,3.3608674614067247,15.542699724517908,3.3592286501377413,15.2168044077135,3.2583001031374801,14.890909090909091,3.1586776859504133,null,0.93112947658402201,0.9118457300275481,0.8925619834710744,0.8732782369146006,0.8539944903581268,0.83608815426997252,0.81818181818181823,0.19822485207100593,0.20250748776389804,0.20679012345679013,0.21145957785742731,0.21612903225806451,0.21412512218963831,0.21212121212121213,-0.34375,-0.30729166666666669,-0.27083333333333337,-0.23958333333333331,-0.20833333333333323,-0.1979166666666666,-0.18749999999999997,3.3592286501377413,{"$f":"Z15*E15+($A$4-80)*AG15*$A$12/1000","v":3.360731701893318},{"$f":"AA15*G15+($A$4-80)*AH15*$A$12/1000","v":3.3592286501377409},3.3608674614067247,3.3592286501377413,3.2583001031374801,3.1586776859504133]
[1350,71,21.018743801652892,5.0117685950413229,20.584049586776864,4.8572733509325863,20.149355371900828,4.7049256198347109,19.714661157024796,4.5764803037294959,19.279966942148761,4.4492231404958673,18.870842975206617,4.2944939905221959,18.461719008264463,4.1423801652892562,null,1.1548760330578514,1.1309917355371903,1.1071074380165291,1.0832231404958679,1.0593388429752066,1.0368595041322317,1.0143801652892563,0.23844282238442824,0.23597268022774709,0.23350253807106597,0.23213588442014835,0.23076923076923073,0.22757298103558488,0.22437673130193905,-0.18749999999999989,-0.1875,-0.18750000000000008,-0.18229166666666677,-0.17708333333333345,-0.18229166666666677,-0.18750000000000008,{"$f":"Y16*C16+($A$4-80)*AF16*$A$16/1000","v":5.0117685950413229},{"$f":"Z16*E16+($A$4-80)*AG16*$A$16/1000","v":4.8572733509325863},{"$f":"AA16*G16+($A$4-80)*AH16*$A$16/1000","v":4.7049256198347109},{"$f":"AB16*I16+($A$4-80)*AI16*$A$16/1000","v":4.5764803037294959},{"$f":"AC16*K16+($A$4-80)*AJ16*$A$16/1000","v":4.4492231404958673},{"$f":"AD16*M16+($A$4-80)*AK16*$A$16/1000","v":4.2944939905221959},{"$f":"AE16*O16+($A$4-80)*AL16*$A$16/1000","v":4.1423801652892562}]
[null,67,19.331107438016531,4.6537851239669425,18.947553719008265,4.4991015603062934,18.564,4.3469421487603306,18.180446280991735,4.1921497854395664,17.796892561983469,4.0400991735537195,17.387768595041322,3.8852187547568442,16.978644628099175,3.7332561983471075,null,1.0621487603305786,1.0410743801652893,1.02,0.99892561983471073,0.97785123966942145,0.9553719008264463,0.93289256198347126,0.24074074074074076,0.2374502601775329,0.23415977961432508,0.23058563693359935,0.22701149425287359,0.22344550616258135,0.21987951807228914,-0.17708333333333345,-0.18229166666666677,-0.18750000000000008,-0.1875,-0.18749999999999989,-0.18749999999999994,-0.18749999999999997,{"$f":"Y17*C17+($A$4-80)*AF17*$A$16/1000","v":4.6537851239669425},{"$f":"Z17*E17+($A$4-80)*AG17*$A$16/1000","v":4.4991015603062934},{"$f":"AA17*G17+($A$4-80)*AH17*$A$16/1000","v":4.3469421487603306},{"$f":"AB17*I17+($A$4-80)*AI17*$A$16/1000","v":4.1921497854395664},{"$f":"AC17*K17+($A$4-80)*AJ17*$A$16/1000","v":4.0400991735537195},{"$f":"AD17*M17+($A$4-80)*AK17*$A$16/1000","v":3.8852187547568442},{"$f":"AE17*O17+($A$4-80)*AL17*$A$16/1000","v":3.7332561983471075}]
[null,63,18.103735537190083,4.3469421487603306,17.745752066115703,4.1921316757715834,17.387768595041322,4.0400991735537195,17.00421487603306,3.8851938016528931,16.620661157024795,3.7332561983471075,16.262677685950415,3.5781913337407993,15.904694214876033,3.4264132231404956,null,0.99471074380165292,0.97504132231404961,0.9553719008264463,0.93429752066115712,0.91322314049586784,0.89355371900826452,0.87388429752066121,0.24011299435028249,0.23623296776337654,0.2323529411764706,0.2284841628959276,0.22461538461538461,0.2200247341083354,0.21543408360128616,-0.18750000000000008,-0.1875,-0.18749999999999989,-0.18749999999999994,-0.18749999999999997,-0.18749999999999997,-0.18749999999999997,4.3469421487603306,{"$f":"Z18*E18+($A$4-80)*AG18*$A$16/1000","v":4.1921316757715834},{"$f":"AA18*G18+($A$4-80)*AH18*$A$16/1000","v":4.0400991735537195},3.8851938016528931,3.7332561983471075,3.5781913337407993,3.4264132231404956]
[null,59,17.285487603305786,3.426413223140496,16.927504132231405,3.427946335931185,16.569520661157025,3.426413223140496,16.211537190082645,3.4280848106348594,15.853553719008266,3.426413223140496,15.521140495867771,3.3234661052002297,15.188727272727274,3.2218512396694217,null,0.94975206611570251,0.93008264462809931,0.910413223140496,0.89074380165289269,0.87107438016528937,0.85280991735537204,0.83454545454545459,0.19822485207100593,0.20250748776389804,0.20679012345679013,0.21145957785742731,0.21612903225806451,0.21412512218963831,0.21212121212121213,-0.34375,-0.30729166666666669,-0.27083333333333337,-0.23958333333333331,-0.20833333333333323,-0.1979166666666666,-0.18749999999999997,3.426413223140496,{"$f":"Z19*E19+($A$4-80)*AG19*$A$16/1000","v":3.427946335931185},{"$f":"AA19*G19+($A$4-80)*AH19*$A$16/1000","v":3.426413223140496},3.4280848106348594,3.426413223140496,3.3234661052002297,3.2218512396694217]

{"sheet":"4TTR60_42","index":32,"n_rows":19,"n_cols":45,"rows_kept":19,"cut":false,"hidden":true,"merged":[[130,0,133,0],[120,12,121,12],[120,13,121,13],[120,14,121,14],[120,15,121,15],[122,0,125,0],[126,0,129,0],[119,12,119,13],[119,14,119,15],[120,4,121,4],[120,5,121,5],[120,6,121,6],[120,7,121,7],[120,8,121,8],[120,9,121,9],[120,10,121,10],[120,11,121,11],[119,0,121,0],[119,1,121,1],[119,4,119,5],[119,6,119,7],[119,8,119,9],[119,10,119,11],[111,0,114,0],[117,0,118,1],[117,4,117,15],[118,4,118,5],[118,6,118,7],[118,8,118,9],[118,10,118,11],[118,12,118,13],[118,14,118,15],[101,12,102,12],[101,13,102,13],[101,14,102,14],[101,15,102,15],[103,0,106,0],[107,0,110,0],[100,12,100,13],[100,14,100,15],[101,4,102,4],[101,5,102,5],[101,6,102,6],[101,7,102,7],[101,8,102,8],[101,9,102,9],[101,10,102,10],[101,11,102,11],[100,0,102,0],[100,1,102,1],[100,4,100,5],[100,6,100,7],[100,8,100,9],[100,10,100,11],[92,0,95,0],[98,0,99,1],[98,4,98,15],[99,4,99,5],[99,6,99,7],[99,8,99,9],[99,10,99,11],[99,12,99,13],[99,14,99,15],[82,12,83,12],[82,13,83,13],[82,14,83,14],[82,15,83,15],[84,0,87,0],[88,0,91,0],[81,12,81,13],[81,14,81,15],[82,4,83,4],[82,5,83,5],[82,6,83,6],[82,7,83,7],[82,8,83,8],[82,9,83,9],[82,10,83,10],[82,11,83,11],[81,0,83,0],[81,1,83,1],[81,4,81,5],[81,6,81,7],[81,8,81,9],[81,10,81,11],[73,0,76,0],[79,0,80,1],[79,4,79,15],[80,4,80,5],[80,6,80,7],[80,8,80,9],[80,10,80,11],[80,12,80,13],[80,14,80,15],[63,12,64,12],[63,13,64,13],[63,14,64,14],[63,15,64,15],[65,0,68,0],[69,0,72,0],[62,12,62,13],[62,14,62,15],[63,4,64,4],[63,5,64,5],[63,6,64,6],[63,7,64,7],[63,8,64,8],[63,9,64,9],[63,10,64,10],[63,11,64,11],[62,0,64,0],[62,1,64,1],[62,4,62,5],[62,6,62,7],[62,8,62,9],[62,10,62,11],[54,0,57,0],[60,0,61,1],[60,4,60,15],[61,4,61,5],[61,6,61,7],[61,8,61,9],[61,10,61,11],[61,12,61,13],[61,14,61,15],[44,12,45,12],[44,13,45,13],[44,14,45,14],[44,15,45,15],[46,0,49,0],[50,0,53,0],[43,12,43,13],[43,14,43,15],[44,4,45,4],[44,5,45,5],[44,6,45,6],[44,7,45,7],[44,8,45,8],[44,9,45,9],[44,10,45,10],[44,11,45,11],[43,0,45,0],[43,1,45,1],[43,4,43,5],[43,6,43,7],[43,8,43,9],[43,10,43,11],[35,0,38,0],[41,0,42,1],[41,4,41,15],[42,4,42,5],[42,6,42,7],[42,8,42,9],[42,10,42,11],[42,12,42,13],[42,14,42,15],[25,12,26,12],[25,13,26,13],[25,14,26,14],[25,15,26,15],[27,0,30,0],[31,0,34,0],[24,12,24,13],[24,14,24,15],[25,4,26,4],[25,5,26,5],[25,6,26,6],[25,7,26,7],[25,8,26,8],[25,9,26,9],[25,10,26,10],[25,11,26,11],[24,0,26,0],[24,1,26,1],[24,4,24,5],[24,6,24,7],[24,8,24,9],[24,10,24,11],[7,0,10,0],[11,0,14,0],[15,0,18,0],[22,4,22,15],[23,4,23,5],[23,6,23,7],[23,8,23,9],[23,10,23,11],[23,12,23,13],[23,14,23,15],[5,10,6,10],[5,11,6,11],[5,12,6,12],[5,13,6,13],[5,14,6,14],[5,15,6,15],[4,10,4,11],[4,12,4,13],[4,14,4,15],[5,2,6,2],[5,3,6,3],[5,4,6,4],[5,5,6,5],[5,6,6,6],[5,7,6,7],[5,8,6,8],[4,0,6,0],[4,1,6,1],[4,2,4,3],[4,4,4,5],[4,6,4,7],[4,8,4,9],[5,9,6,9],[2,0,2,1],[2,2,2,15],[3,2,3,3],[3,4,3,5],[3,6,3,7],[3,8,3,9],[3,10,3,11],[3,12,3,13],[3,14,3,15]]}
[]
["4TTR60_42",18.2]
["Evaporator Air \n",null,"Condenser  Entering Air Temperature ˚F"]
[80,"°F DB",85,null,90,null,95,null,100,null,105,null,110,null,115]
["CFM","EWB†\n˚F","Capacity Mbtuh",null,"Capacity Mbtuh",null,"Capacity Mbtuh",null,"Capacity Mbtuh",null,"Capacity Mbtuh",null,"Capacity Mbtuh",null,"Capacity Mbtuh"]
[null,null,"Total","Sens.","Total","Sens.","Total","Sens.","Total","Sens.","Total","Sens.","Total","Sens.","Total","Sens."]
[null,null,null,null,null,null,null,null,null,null,null,null,null,null,null,null,null,"Total Factors",null,null,null,null,null,null,"Sens. %",null,null,null,null,null,null,"IDB Adj",null,null,null,null,null,null,"Sens Calc"]
[1225,71,{"$f":"R8*$B$2","v":20.049536992840096},{"$f":"IF(AM8>C8,C8,AM8)","v":4.5973460620525062},{"$f":"S8*$B$2","v":19.687708830548928},{"$f":"IF(AN8>E8,E8,AN8)","v":4.4688044160814151},{"$f":"T8*$B$2","v":19.325880668257753},{"$f":"IF(AO8>G8,G8,AO8)","v":4.3419379474940323},{"$f":"U8*$B$2","v":18.985336515513126},{"$f":"IF(AP8>I8,I8,AP8)","v":4.2349715960544305},{"$f":"V8*$B$2","v":18.644792362768499},{"$f":"IF(AQ8>K8,K8,AQ8)","v":4.1290978520286394},{"$f":"W8*$B$2","v":18.282964200477327},{"$f":"IF(AR8>M8,M8,AR8)","v":4.0004332914606389},{"$f":"X8*$B$2","v":17.921136038186159},{"$f":"IF(AS8>O8,O8,AS8)","v":3.8736897374701669},null,1.1016229116945109,1.0817422434367543,1.0618615751789975,1.0431503579952268,1.0244391408114559,1.0045584725536993,0.98467780429594287,0.22929936305732485,0.22698448329077697,0.22466960352422907,0.22306539536942047,0.22146118721461186,0.21880660310849356,0.21615201900237527,-0.21428571428571416,-0.21428571428571425,-0.21428571428571433,-0.21428571428571433,-0.21428571428571433,-0.21428571428571433,-0.21428571428571433,{"$f":"Y8*C8+($A$4-80)*AF8*$A$8/1000","v":4.5973460620525062},{"$f":"Z8*E8+($A$4-80)*AG8*$A$8/1000","v":4.4688044160814151},{"$f":"AA8*G8+($A$4-80)*AH8*$A$8/1000","v":4.3419379474940323},{"$f":"AB8*I8+($A$4-80)*AI8*$A$8/1000","v":4.2349715960544305},{"$f":"AC8*K8+($A$4-80)*AJ8*$A$8/1000","v":4.1290978520286394},{"$f":"AD8*M8+($A$4-80)*AK8*$A$8/1000","v":4.0004332914606389},{"$f":"AE8*O8+($A$4-80)*AL8*$A$8/1000","v":3.8736897374701669}]
[null,67,{"$f":"R9*$B$2","v":18.474520286396181},4.1716658711217187,18.155260143198088,{"$f":"IF(AN9>E9,E9,AN9)","v":4.0429663533913676},17.835999999999999,{"$f":"IF(AO9>G9,G9,AO9)","v":3.9162577565632453},17.495455847255368,{"$f":"IF(AP9>I9,I9,AP9)","v":3.7875029669863851},17.154911694510741,{"$f":"IF(AQ9>K9,K9,AQ9)","v":3.6608496420047736},16.835651551312651,{"$f":"IF(AR9>M9,M9,AR9)","v":3.5536894507485726},16.516391408114554,{"$f":"IF(AS9>O9,O9,AS9)","v":3.4480095465393785},null,1.0150835322195704,0.99754176610978518,0.98,0.96128878281622909,0.94257756563245831,0.92503579952267312,0.9074940334128877,0.22580645161290325,0.22268842867041344,0.21957040572792361,0.21648495472500401,0.21339950372208438,0.21108119516001128,0.20876288659793815,-0.21428571428571416,-0.21428571428571425,-0.21428571428571433,-0.21428571428571433,-0.21428571428571433,-0.20982142857142863,-0.20535714285714293,{"$f":"Y9*C9+($A$4-80)*AF9*$A$8/1000","v":4.1716658711217187},{"$f":"Z9*E9+($A$4-80)*AG9*$A$8/1000","v":4.0429663533913676},{"$f":"AA9*G9+($A$4-80)*AH9*$A$8/1000","v":3.9162577565632453},{"$f":"AB9*I9+($A$4-80)*AI9*$A$8/1000","v":3.7875029669863851},{"$f":"AC9*K9+($A$4-80)*AJ9*$A$8/1000","v":3.6608496420047736},{"$f":"AD9*M9+($A$4-80)*AK9*$A$8/1000","v":3.5536894507485726},{"$f":"AE9*O9+($A$4-80)*AL9*$A$8/1000","v":3.4480095465393785}]
[null,63,17.282615751789979,3.7885536992840105,16.984639618138427,3.6813997201876396,16.686663484486875,3.5757136038186159,16.388687350835323,3.4468271015645717,16.09071121718377,3.3203054892601434,15.771451073985679,3.1913240563587713,15.452190930787587,3.0648973747016708,null,0.94959427207637248,0.93322195704057287,0.91684964200477337,0.90047732696897387,0.88410501193317415,0.86656324582338895,0.84902147971360376,0.21921182266009853,0.21674876847290642,0.21428571428571427,0.21031746031746032,0.20634920634920637,0.20234815689361146,0.19834710743801656,-0.21428571428571433,-0.21428571428571433,-0.21428571428571433,-0.2142857142857143,-0.21428571428571425,-0.21428571428571425,-0.21428571428571425,3.7885536992840105,{"$f":"Z10*E10+($A$4-80)*AG10*$A$8/1000","v":3.6813997201876396},{"$f":"AA10*G10+($A$4-80)*AH10*$A$8/1000","v":3.5757136038186159},3.4468271015645717,3.3203054892601434,3.1913240563587713,3.0648973747016708]
[null,59,16.516391408114554,2.9797613365155127,16.218415274463005,2.9807675131617533,15.920439140811455,2.9797613365155131,15.622463007159904,2.9808457713453502,15.324486873508354,2.9797613365155131,15.026510739856803,2.8940750854942574,14.728534606205249,2.8094892601431978,null,0.9074940334128877,0.8911217183770882,0.87474940334128881,0.85837708830548931,0.84200477326968981,0.82563245823389031,0.8092601431980907,0.18041237113402064,0.18378907326754507,0.18716577540106952,0.19080510992275698,0.19444444444444445,0.19259794476557482,0.19075144508670519,-0.33928571428571436,-0.3125,-0.28571428571428564,-0.2589285714285714,-0.23214285714285712,-0.21875000000000003,-0.20535714285714293,2.9797613365155127,{"$f":"Z11*E11+($A$4-80)*AG11*$A$8/1000","v":2.9807675131617533},{"$f":"AA11*G11+($A$4-80)*AH11*$A$8/1000","v":2.9797613365155131},{"$f":"AB11*I11+($A$4-80)*AI11*$A$8/1000","v":2.9808457713453502},2.9797613365155131,2.8940750854942574,2.8094892601431978]
[1400,71,20.458711217183772,4.6911694510739865,20.089498806682577,4.5600045062055257,19.720286396181386,4.4305489260143203,19.372792362768493,4.3213995878106433,19.025298329355607,4.2133651551312647,18.656085918854416,4.0820747872047338,18.286873508353224,3.9527446300715989,null,1.1241050119331744,1.10381861575179,1.0835322195704058,1.0644391408114557,1.0453460620525059,1.0250596658711217,1.0047732696897376,0.22929936305732485,0.22698448329077697,0.22466960352422907,0.22306539536942047,0.22146118721461186,0.21880660310849356,0.21615201900237527,-0.21428571428571416,-0.21428571428571425,-0.21428571428571433,-0.21428571428571433,-0.21428571428571433,-0.21428571428571433,-0.21428571428571433,{"$f":"Y12*C12+($A$4-80)*AF12*$A$12/1000","v":4.6911694510739865},{"$f":"Z12*E12+($A$4-80)*AG12*$A$12/1000","v":4.5600045062055257},{"$f":"AA12*G12+($A$4-80)*AH12*$A$12/1000","v":4.4305489260143203},{"$f":"AB12*I12+($A$4-80)*AI12*$A$12/1000","v":4.3213995878106433},{"$f":"AC12*K12+($A$4-80)*AJ12*$A$12/1000","v":4.2133651551312647},{"$f":"AD12*M12+($A$4-80)*AK12*$A$12/1000","v":4.0820747872047338},{"$f":"AE12*O12+($A$4-80)*AL12*$A$12/1000","v":3.9527446300715989}]
[null,67,18.851551312649164,4.2568019093078764,18.52577565632458,4.1254758708075183,18.2,3.9961813842482097,17.85250596658711,3.8647989459044743,17.505011933174224,3.7355608591885443,17.17923627684964,3.6262137252536442,16.853460620525059,3.5183770883054892,null,1.035799522673031,1.0178997613365155,1,0.98090692124105006,0.96181384248210022,0.94391408114558473,0.92601431980906923,0.22580645161290325,0.22268842867041344,0.21957040572792361,0.21648495472500401,0.21339950372208438,0.21108119516001128,0.20876288659793815,-0.21428571428571416,-0.21428571428571425,-0.21428571428571433,-0.21428571428571433,-0.21428571428571433,-0.20982142857142863,-0.20535714285714293,{"$f":"Y13*C13+($A$4-80)*AF13*$A$12/1000","v":4.2568019093078764},{"$f":"Z13*E13+($A$4-80)*AG13*$A$12/1000","v":4.1254758708075183},{"$f":"AA13*G13+($A$4-80)*AH13*$A$12/1000","v":3.9961813842482097},{"$f":"AB13*I13+($A$4-80)*AI13*$A$12/1000","v":3.8647989459044743},{"$f":"AC13*K13+($A$4-80)*AJ13*$A$12/1000","v":3.7355608591885443},{"$f":"AD13*M13+($A$4-80)*AK13*$A$12/1000","v":3.6262137252536442},{"$f":"AE13*O13+($A$4-80)*AL13*$A$12/1000","v":3.5183770883054892}]
[null,63,17.635322195704056,3.865871121718377,17.331264916467781,3.7565303267220806,17.027207637231506,3.6486873508353224,16.723150357995227,3.5171705118005834,16.419093078758948,3.3880668257756561,16.093317422434367,3.25645311873344,15.767541766109785,3.1274463007159907,null,0.96897374701670647,0.95226730310262542,0.93556085918854426,0.91885441527446299,0.90214797136038183,0.88424821002386633,0.86634844868735084,0.21921182266009853,0.21674876847290642,0.21428571428571427,0.21031746031746032,0.20634920634920637,0.20234815689361146,0.19834710743801656,-0.21428571428571433,-0.21428571428571433,-0.21428571428571433,-0.2142857142857143,-0.21428571428571425,-0.21428571428571425,-0.21428571428571425,3.865871121718377,{"$f":"Z14*E14+($A$4-80)*AG14*$A$12/1000","v":3.7565303267220806},{"$f":"AA14*G14+($A$4-80)*AH14*$A$12/1000","v":3.6486873508353224},3.5171705118005834,3.3880668257756561,3.25645311873344,3.1274463007159907]
[null,59,16.853460620525059,3.0405727923627688,16.54940334128878,3.0415995032262786,16.245346062052505,3.0405727923627683,15.94128878281623,3.0416793585156636,15.637231503579953,3.0405727923627688,15.333174224343674,2.9531378423410786,15.029116945107399,2.8668257756563245,null,0.92601431980906923,0.90930787589498796,0.89260143198090691,0.87589498806682586,0.8591885441527447,0.84248210023866343,0.82577565632458239,0.18041237113402064,0.18378907326754507,0.18716577540106952,0.19080510992275698,0.19444444444444445,0.19259794476557482,0.19075144508670519,-0.33928571428571436,-0.3125,-0.28571428571428564,-0.2589285714285714,-0.23214285714285712,-0.21875000000000003,-0.20535714285714293,3.0405727923627688,{"$f":"Z15*E15+($A$4-80)*AG15*$A$12/1000","v":3.0415995032262786},{"$f":"AA15*G15+($A$4-80)*AH15*$A$12/1000","v":3.0405727923627683},3.0416793585156636,3.0405727923627688,2.9531378423410786,2.8668257756563245]
[1575,71,20.867885441527449,4.784992840095466,20.491288782816227,4.6512045963296353,20.114692124105012,4.5191599045346065,19.760248210023864,4.407827579566856,19.405804295942715,4.2976324582338892,19.029207637231501,4.1637162829488279,18.652610978520286,4.0317995226730305,null,1.1465871121718378,1.1258949880668256,1.1052028639618139,1.0857279236276849,1.0662529832935559,1.0455608591885441,1.0248687350835322,0.22929936305732485,0.22698448329077697,0.22466960352422907,0.22306539536942047,0.22146118721461186,0.21880660310849356,0.21615201900237527,-0.21428571428571416,-0.21428571428571425,-0.21428571428571433,-0.21428571428571433,-0.21428571428571433,-0.21428571428571433,-0.21428571428571433,{"$f":"Y16*C16+($A$4-80)*AF16*$A$16/1000","v":4.784992840095466},{"$f":"Z16*E16+($A$4-80)*AG16*$A$16/1000","v":4.6512045963296353},{"$f":"AA16*G16+($A$4-80)*AH16*$A$16/1000","v":4.5191599045346065},{"$f":"AB16*I16+($A$4-80)*AI16*$A$16/1000","v":4.407827579566856},{"$f":"AC16*K16+($A$4-80)*AJ16*$A$16/1000","v":4.2976324582338892},{"$f":"AD16*M16+($A$4-80)*AK16*$A$16/1000","v":4.1637162829488279},{"$f":"AE16*O16+($A$4-80)*AL16*$A$16/1000","v":4.0317995226730305}]
[null,67,19.228582338902147,4.3419379474940332,18.896291169451072,4.2079853882236682,18.564,4.0761050119331736,18.209556085918852,3.9420949248225639,17.855112171837707,3.810272076372315,17.522821002386632,3.6987379997587171,17.19052983293556,3.5887446300715991,null,1.0565155131264916,1.0382577565632458,1.02,1.000525059665871,0.98105011933174213,0.96279236276849633,0.94453460620525065,0.22580645161290325,0.22268842867041344,0.21957040572792361,0.21648495472500401,0.21339950372208438,0.21108119516001128,0.20876288659793815,-0.21428571428571416,-0.21428571428571425,-0.21428571428571433,-0.21428571428571433,-0.21428571428571433,-0.20982142857142863,-0.20535714285714293,{"$f":"Y17*C17+($A$4-80)*AF17*$A$16/1000","v":4.3419379474940332},{"$f":"Z17*E17+($A$4-80)*AG17*$A$16/1000","v":4.2079853882236682},{"$f":"AA17*G17+($A$4-80)*AH17*$A$16/1000","v":4.0761050119331736},{"$f":"AB17*I17+($A$4-80)*AI17*$A$16/1000","v":3.9420949248225639},{"$f":"AC17*K17+($A$4-80)*AJ17*$A$16/1000","v":3.810272076372315},{"$f":"AD17*M17+($A$4-80)*AK17*$A$16/1000","v":3.6987379997587171},{"$f":"AE17*O17+($A$4-80)*AL17*$A$16/1000","v":3.5887446300715991}]
[null,63,17.988028639618136,3.9431885441527443,17.677890214797138,3.8316609332565226,17.367751789976136,3.7216610978520288,17.057613365155131,3.587513922036595,16.747474940334129,3.4558281622911697,16.415183770883054,3.3215821811081088,16.082892601431979,3.1899952267303102,null,0.98835322195704056,0.97131264916467785,0.95427207637231515,0.93723150357995222,0.92019093078758951,0.9019331742243436,0.88367541766109781,0.21921182266009853,0.21674876847290642,0.21428571428571427,0.21031746031746032,0.20634920634920637,0.20234815689361146,0.19834710743801656,-0.21428571428571433,-0.21428571428571433,-0.21428571428571433,-0.2142857142857143,-0.21428571428571425,-0.21428571428571425,-0.21428571428571425,3.9431885441527443,{"$f":"Z18*E18+($A$4-80)*AG18*$A$16/1000","v":3.8316609332565226},{"$f":"AA18*G18+($A$4-80)*AH18*$A$16/1000","v":3.7216610978520288},3.587513922036595,3.4558281622911697,3.3215821811081088,3.1899952267303102]
[null,59,17.19052983293556,3.101384248210024,16.880391408114555,3.1024314932908044,16.570252983293553,3.1013842482100231,16.260114558472555,3.102512945685977,15.94997613365155,3.1013842482100236,15.639837708830548,3.0122005991879002,15.329699284009548,2.9241622911694511,null,0.94453460620525065,0.92749403341288772,0.91045346062052501,0.89341288782816231,0.87637231503579949,0.85933174224343678,0.84229116945107407,0.18041237113402064,0.18378907326754507,0.18716577540106952,0.19080510992275698,0.19444444444444445,0.19259794476557482,0.19075144508670519,-0.33928571428571436,-0.3125,-0.28571428571428564,-0.2589285714285714,-0.23214285714285712,-0.21875000000000003,-0.20535714285714293,3.101384248210024,{"$f":"Z19*E19+($A$4-80)*AG19*$A$16/1000","v":3.1024314932908044},{"$f":"AA19*G19+($A$4-80)*AH19*$A$16/1000","v":3.1013842482100231},3.102512945685977,3.1013842482100236,3.0122005991879002,2.9241622911694511]

{"sheet":"4TTR60_48","index":33,"n_rows":19,"n_cols":45,"rows_kept":19,"cut":false,"hidden":true,"merged":[[130,0,133,0],[120,12,121,12],[120,13,121,13],[120,14,121,14],[120,15,121,15],[122,0,125,0],[126,0,129,0],[119,12,119,13],[119,14,119,15],[120,4,121,4],[120,5,121,5],[120,6,121,6],[120,7,121,7],[120,8,121,8],[120,9,121,9],[120,10,121,10],[120,11,121,11],[119,0,121,0],[119,1,121,1],[119,4,119,5],[119,6,119,7],[119,8,119,9],[119,10,119,11],[111,0,114,0],[117,0,118,1],[117,4,117,15],[118,4,118,5],[118,6,118,7],[118,8,118,9],[118,10,118,11],[118,12,118,13],[118,14,118,15],[101,12,102,12],[101,13,102,13],[101,14,102,14],[101,15,102,15],[103,0,106,0],[107,0,110,0],[100,12,100,13],[100,14,100,15],[101,4,102,4],[101,5,102,5],[101,6,102,6],[101,7,102,7],[101,8,102,8],[101,9,102,9],[101,10,102,10],[101,11,102,11],[100,0,102,0],[100,1,102,1],[100,4,100,5],[100,6,100,7],[100,8,100,9],[100,10,100,11],[92,0,95,0],[98,0,99,1],[98,4,98,15],[99,4,99,5],[99,6,99,7],[99,8,99,9],[99,10,99,11],[99,12,99,13],[99,14,99,15],[82,12,83,12],[82,13,83,13],[82,14,83,14],[82,15,83,15],[84,0,87,0],[88,0,91,0],[81,12,81,13],[81,14,81,15],[82,4,83,4],[82,5,83,5],[82,6,83,6],[82,7,83,7],[82,8,83,8],[82,9,83,9],[82,10,83,10],[82,11,83,11],[81,0,83,0],[81,1,83,1],[81,4,81,5],[81,6,81,7],[81,8,81,9],[81,10,81,11],[73,0,76,0],[79,0,80,1],[79,4,79,15],[80,4,80,5],[80,6,80,7],[80,8,80,9],[80,10,80,11],[80,12,80,13],[80,14,80,15],[63,12,64,12],[63,13,64,13],[63,14,64,14],[63,15,64,15],[65,0,68,0],[69,0,72,0],[62,12,62,13],[62,14,62,15],[63,4,64,4],[63,5,64,5],[63,6,64,6],[63,7,64,7],[63,8,64,8],[63,9,64,9],[63,10,64,10],[63,11,64,11],[62,0,64,0],[62,1,64,1],[62,4,62,5],[62,6,62,7],[62,8,62,9],[62,10,62,11],[54,0,57,0],[60,0,61,1],[60,4,60,15],[61,4,61,5],[61,6,61,7],[61,8,61,9],[61,10,61,11],[61,12,61,13],[61,14,61,15],[44,12,45,12],[44,13,45,13],[44,14,45,14],[44,15,45,15],[46,0,49,0],[50,0,53,0],[43,12,43,13],[43,14,43,15],[44,4,45,4],[44,5,45,5],[44,6,45,6],[44,7,45,7],[44,8,45,8],[44,9,45,9],[44,10,45,10],[44,11,45,11],[43,0,45,0],[43,1,45,1],[43,4,43,5],[43,6,43,7],[43,8,43,9],[43,10,43,11],[35,0,38,0],[41,0,42,1],[41,4,41,15],[42,4,42,5],[42,6,42,7],[42,8,42,9],[42,10,42,11],[42,12,42,13],[42,14,42,15],[25,12,26,12],[25,13,26,13],[25,14,26,14],[25,15,26,15],[27,0,30,0],[31,0,34,0],[24,12,24,13],[24,14,24,15],[25,4,26,4],[25,5,26,5],[25,6,26,6],[25,7,26,7],[25,8,26,8],[25,9,26,9],[25,10,26,10],[25,11,26,11],[24,0,26,0],[24,1,26,1],[24,4,24,5],[24,6,24,7],[24,8,24,9],[24,10,24,11],[7,0,10,0],[11,0,14,0],[15,0,18,0],[22,4,22,15],[23,4,23,5],[23,6,23,7],[23,8,23,9],[23,10,23,11],[23,12,23,13],[23,14,23,15],[5,10,6,10],[5,11,6,11],[5,12,6,12],[5,13,6,13],[5,14,6,14],[5,15,6,15],[4,10,4,11],[4,12,4,13],[4,14,4,15],[5,2,6,2],[5,3,6,3],[5,4,6,4],[5,5,6,5],[5,6,6,6],[5,7,6,7],[5,8,6,8],[4,0,6,0],[4,1,6,1],[4,2,4,3],[4,4,4,5],[4,6,4,7],[4,8,4,9],[5,9,6,9],[2,0,2,1],[2,2,2,15],[3,2,3,3],[3,4,3,5],[3,6,3,7],[3,8,3,9],[3,10,3,11],[3,12,3,13],[3,14,3,15]]}
[]
["4TTR60_48",18.2]
["Evaporator Air \n",null,"Condenser  Entering Air Temperature ˚F"]
[80,"°F DB",85,null,90,null,95,null,100,null,105,null,110,null,115]
["CFM","EWB†\n˚F","Capacity Mbtuh",null,"Capacity Mbtuh",null,"Capacity Mbtuh",null,"Capacity Mbtuh",null,"Capacity Mbtuh",null,"Capacity Mbtuh",null,"Capacity Mbtuh"]
[null,null,"Total","Sens.","Total","Sens.","Total","Sens.","Total","Sens.","Total","Sens.","Total","Sens.","Total","Sens."]
[null,null,null,null,null,null,null,null,null,null,null,null,null,null,null,null,null,"Total Factors",null,null,null,null,null,null,"Sens. %",null,null,null,null,null,null,"IDB Adj",null,null,null,null,null,null,"Sens Calc"]
[1375,71,{"$f":"R8*$B$2","v":20.302680851063826},{"$f":"IF(AM8>C8,C8,AM8)","v":4.7436170212765951},{"$f":"S8*$B$2","v":19.828319148936167},{"$f":"IF(AN8>E8,E8,AN8)","v":4.5908172674955834},{"$f":"T8*$B$2","v":19.353957446808511},{"$f":"IF(AO8>G8,G8,AO8)","v":4.4400255319148938},{"$f":"U8*$B$2","v":18.879595744680849},{"$f":"IF(AP8>I8,I8,AP8)","v":4.2676587712733696},{"$f":"V8*$B$2","v":18.405234042553193},{"$f":"IF(AQ8>K8,K8,AQ8)","v":4.098485106382979},{"$f":"W8*$B$2","v":17.93087234042553},{"$f":"IF(AR8>M8,M8,AR8)","v":3.9454348865597906},{"$f":"X8*$B$2","v":17.456510638297871},{"$f":"IF(AS8>O8,O8,AS8)","v":3.7948936170212764},null,1.1155319148936169,1.0894680851063829,1.0634042553191489,1.0373404255319147,1.011276595744681,0.98521276595744678,0.95914893617021268,0.23364485981308411,0.23152831225948323,0.22941176470588234,0.22604608853850819,0.22268041237113403,0.22003585835948006,0.21739130434782608,-0.20833333333333329,-0.20432692307692304,-0.2003205128205128,-0.20432692307692304,-0.20833333333333329,-0.20432692307692304,-0.2003205128205128,{"$f":"Y8*C8+($A$4-80)*AF8*$A$8/1000","v":4.7436170212765951},{"$f":"Z8*E8+($A$4-80)*AG8*$A$8/1000","v":4.5908172674955834},{"$f":"AA8*G8+($A$4-80)*AH8*$A$8/1000","v":4.4400255319148938},{"$f":"AB8*I8+($A$4-80)*AI8*$A$8/1000","v":4.2676587712733696},{"$f":"AC8*K8+($A$4-80)*AJ8*$A$8/1000","v":4.098485106382979},{"$f":"AD8*M8+($A$4-80)*AK8*$A$8/1000","v":3.9454348865597906},{"$f":"AE8*O8+($A$4-80)*AL8*$A$8/1000","v":3.7948936170212764}]
[null,67,{"$f":"R9*$B$2","v":18.746774468085107},4.3641276595744687,18.291387234042553,{"$f":"IF(AN9>E9,E9,AN9)","v":4.19170402516023},17.836000000000002,{"$f":"IF(AO9>G9,G9,AO9)","v":4.0225872340425539},17.399587234042556,{"$f":"IF(AP9>I9,I9,AP9)","v":3.8499557911452338},16.963174468085107,{"$f":"IF(AQ9>K9,K9,AQ9)","v":3.6810468085106378},16.526761702127661,{"$f":"IF(AR9>M9,M9,AR9)","v":3.5082134397028413},16.090348936170212,{"$f":"IF(AS9>O9,O9,AS9)","v":3.3395063829787239},null,1.0300425531914894,1.0050212765957447,0.98000000000000009,0.95602127659574487,0.93204255319148943,0.9080638297872341,0.88408510638297877,0.23279352226720648,0.22916271858041176,0.22553191489361701,0.22126707601504114,0.2170022371364653,0.21227470347389304,0.20754716981132079,-0.2003205128205128,-0.2003205128205128,-0.2003205128205128,-0.2003205128205128,-0.2003205128205128,-0.20432692307692304,-0.20833333333333329,{"$f":"Y9*C9+($A$4-80)*AF9*$A$8/1000","v":4.3641276595744687},{"$f":"Z9*E9+($A$4-80)*AG9*$A$8/1000","v":4.19170402516023},{"$f":"AA9*G9+($A$4-80)*AH9*$A$8/1000","v":4.0225872340425539},{"$f":"AB9*I9+($A$4-80)*AI9*$A$8/1000","v":3.8499557911452338},{"$f":"AC9*K9+($A$4-80)*AJ9*$A$8/1000","v":3.6810468085106378},{"$f":"AD9*M9+($A$4-80)*AK9*$A$8/1000","v":3.5082134397028413},{"$f":"AE9*O9+($A$4-80)*AL9*$A$8/1000","v":3.3395063829787239}]
[null,63,17.532408510638298,4.022587234042553,17.114970212765957,3.8499421631205668,16.697531914893613,3.6810468085106369,16.299068085106381,3.5081984715727321,15.900604255319148,3.3395063829787239,15.483165957446806,3.1664337009877435,15.065727659574467,2.9979659574468083,null,0.96331914893617032,0.94038297872340426,0.9174468085106382,0.89555319148936152,0.87365957446808507,0.850723404255319,0.82778723404255317,0.22943722943722941,0.22494588744588742,0.22045454545454543,0.21523920590149709,0.21002386634844872,0.20450815483669288,0.19899244332493701,-0.2003205128205128,-0.2003205128205128,-0.2003205128205128,-0.20432692307692304,-0.20833333333333329,-0.20833333333333329,-0.20833333333333329,4.022587234042553,{"$f":"Z10*E10+($A$4-80)*AG10*$A$8/1000","v":3.8499421631205668},{"$f":"AA10*G10+($A$4-80)*AH10*$A$8/1000","v":3.6810468085106369},3.5081984715727321,3.3395063829787239,3.1664337009877435,2.9979659574468083]
[null,59,16.73548085106383,3.0359148936170213,16.337017021276594,3.0377219858156024,15.938553191489358,3.0359148936170204,15.540089361702128,3.0379122060470323,15.141625531914892,3.0359148936170213,14.762136170212765,2.9015966992370053,14.382646808510636,2.7702723404255312,null,0.91953191489361708,0.8976382978723404,0.87574468085106372,0.85385106382978726,0.83195744680851058,0.81110638297872339,0.7902553191489361,0.18140589569160998,0.18594104308390022,0.19047619047619047,0.19548872180451127,0.2005012531328321,0.19655669516799917,0.19261213720316622,-0.36858974358974356,-0.33253205128205121,-0.29647435897435892,-0.25641025641025639,-0.2163461538461538,-0.20833333333333334,-0.20032051282051289,3.0359148936170213,{"$f":"Z11*E11+($A$4-80)*AG11*$A$8/1000","v":3.0377219858156024},{"$f":"AA11*G11+($A$4-80)*AH11*$A$8/1000","v":3.0359148936170204},{"$f":"AB11*I11+($A$4-80)*AI11*$A$8/1000","v":3.0379122060470323},3.0359148936170213,2.9015966992370053,2.7702723404255312]
[1560,71,20.717021276595744,4.8404255319148932,20.232978723404255,4.6845074158118205,19.748936170212762,4.530638297872339,19.264893617021276,4.3547538482381327,18.780851063829786,4.1821276595744683,18.296808510638296,4.0259539658773376,17.812765957446807,3.8723404255319145,null,1.1382978723404256,1.1117021276595744,1.0851063829787233,1.0585106382978724,1.0319148936170213,1.0053191489361701,0.97872340425531912,0.23364485981308411,0.23152831225948323,0.22941176470588234,0.22604608853850819,0.22268041237113403,0.22003585835948006,0.21739130434782608,-0.20833333333333329,-0.20432692307692304,-0.2003205128205128,-0.20432692307692304,-0.20833333333333329,-0.20432692307692304,-0.2003205128205128,{"$f":"Y12*C12+($A$4-80)*AF12*$A$12/1000","v":4.8404255319148932},{"$f":"Z12*E12+($A$4-80)*AG12*$A$12/1000","v":4.6845074158118205},{"$f":"AA12*G12+($A$4-80)*AH12*$A$12/1000","v":4.530638297872339},{"$f":"AB12*I12+($A$4-80)*AI12*$A$12/1000","v":4.3547538482381327},{"$f":"AC12*K12+($A$4-80)*AJ12*$A$12/1000","v":4.1821276595744683},{"$f":"AD12*M12+($A$4-80)*AK12*$A$12/1000","v":4.0259539658773376},{"$f":"AE12*O12+($A$4-80)*AL12*$A$12/1000","v":3.8723404255319145}]
[null,67,19.12936170212766,4.4531914893617026,18.664680851063828,4.2772490052655403,18.2,4.1046808510638293,17.754680851063828,3.9285263174951353,17.30936170212766,3.7561702127659573,16.864042553191489,3.5798096323498374,16.418723404255317,3.4076595744680853,null,1.0510638297872341,1.0255319148936171,1,0.97553191489361701,0.95106382978723414,0.92659574468085104,0.90212765957446805,0.23279352226720648,0.22916271858041176,0.22553191489361701,0.22126707601504114,0.2170022371364653,0.21227470347389304,0.20754716981132079,-0.2003205128205128,-0.2003205128205128,-0.2003205128205128,-0.2003205128205128,-0.2003205128205128,-0.20432692307692304,-0.20833333333333329,{"$f":"Y13*C13+($A$4-80)*AF13*$A$12/1000","v":4.4531914893617026},{"$f":"Z13*E13+($A$4-80)*AG13*$A$12/1000","v":4.2772490052655403},{"$f":"AA13*G13+($A$4-80)*AH13*$A$12/1000","v":4.1046808510638293},{"$f":"AB13*I13+($A$4-80)*AI13*$A$12/1000","v":3.9285263174951353},{"$f":"AC13*K13+($A$4-80)*AJ13*$A$12/1000","v":3.7561702127659573},{"$f":"AD13*M13+($A$4-80)*AK13*$A$12/1000","v":3.5798096323498374},{"$f":"AE13*O13+($A$4-80)*AL13*$A$12/1000","v":3.4076595744680853}]
[null,63,17.890212765957447,4.1046808510638293,17.464255319148936,3.9285124113475174,17.038297872340426,3.7561702127659569,16.631702127659576,3.5797943587476868,16.225106382978723,3.4076595744680853,15.79914893617021,3.2310547969262688,15.373191489361702,3.0591489361702124,null,0.98297872340425541,0.95957446808510638,0.93617021276595747,0.91382978723404262,0.89148936170212767,0.86808510638297864,0.84468085106382984,0.22943722943722941,0.22494588744588742,0.22045454545454543,0.21523920590149709,0.21002386634844872,0.20450815483669288,0.19899244332493701,-0.2003205128205128,-0.2003205128205128,-0.2003205128205128,-0.20432692307692304,-0.20833333333333329,-0.20833333333333329,-0.20833333333333329,4.1046808510638293,{"$f":"Z14*E14+($A$4-80)*AG14*$A$12/1000","v":3.9285124113475174},{"$f":"AA14*G14+($A$4-80)*AH14*$A$12/1000","v":3.7561702127659569},3.5797943587476868,3.4076595744680853,3.2310547969262688,3.0591489361702124]
[null,59,17.077021276595744,3.0978723404255319,16.670425531914891,3.0997163120567368,16.263829787234041,3.0978723404255315,15.857234042553191,3.0999104143337064,15.450638297872338,3.0978723404255315,15.063404255319147,2.9608129584051071,14.676170212765957,2.8268085106382976,null,0.93829787234042561,0.91595744680851054,0.8936170212765957,0.87127659574468086,0.84893617021276591,0.82765957446808502,0.80638297872340425,0.18140589569160998,0.18594104308390022,0.19047619047619047,0.19548872180451127,0.2005012531328321,0.19655669516799917,0.19261213720316622,-0.36858974358974356,-0.33253205128205121,-0.29647435897435892,-0.25641025641025639,-0.2163461538461538,-0.20833333333333334,-0.20032051282051289,3.0978723404255319,{"$f":"Z15*E15+($A$4-80)*AG15*$A$12/1000","v":3.0997163120567368},{"$f":"AA15*G15+($A$4-80)*AH15*$A$12/1000","v":3.0978723404255315},3.0999104143337064,3.0978723404255315,2.9608129584051071,2.8268085106382976]
[1750,71,21.131361702127659,4.9372340425531913,20.637638297872339,4.7781975641280567,20.143914893617019,4.6212510638297868,19.650191489361703,4.4418489252028959,19.156468085106383,4.2657702127659576,18.662744680851066,4.1064730451948854,18.169021276595743,3.9497872340425526,null,1.161063829787234,1.1339361702127659,1.1068085106382979,1.0796808510638298,1.0525531914893618,1.0254255319148937,0.99829787234042555,0.23364485981308411,0.23152831225948323,0.22941176470588234,0.22604608853850819,0.22268041237113403,0.22003585835948006,0.21739130434782608,-0.20833333333333329,-0.20432692307692304,-0.2003205128205128,-0.20432692307692304,-0.20833333333333329,-0.20432692307692304,-0.2003205128205128,{"$f":"Y16*C16+($A$4-80)*AF16*$A$16/1000","v":4.9372340425531913},{"$f":"Z16*E16+($A$4-80)*AG16*$A$16/1000","v":4.7781975641280567},{"$f":"AA16*G16+($A$4-80)*AH16*$A$16/1000","v":4.6212510638297868},{"$f":"AB16*I16+($A$4-80)*AI16*$A$16/1000","v":4.4418489252028959},{"$f":"AC16*K16+($A$4-80)*AJ16*$A$16/1000","v":4.2657702127659576},{"$f":"AD16*M16+($A$4-80)*AK16*$A$16/1000","v":4.1064730451948854},{"$f":"AE16*O16+($A$4-80)*AL16*$A$16/1000","v":3.9497872340425526}]
[null,67,19.51194893617021,4.5422553191489357,19.037974468085107,4.3627939853708515,18.564,4.1867744680851064,18.109774468085103,4.0070968438450381,17.655548936170213,3.8312936170212764,17.201323404255319,3.6514058249968344,16.747097872340422,3.4758127659574467,null,1.0720851063829786,1.0460425531914894,1.02,0.99504255319148927,0.97008510638297873,0.94512765957446809,0.92017021276595734,0.23279352226720648,0.22916271858041176,0.22553191489361701,0.22126707601504114,0.2170022371364653,0.21227470347389304,0.20754716981132079,-0.2003205128205128,-0.2003205128205128,-0.2003205128205128,-0.2003205128205128,-0.2003205128205128,-0.20432692307692304,-0.20833333333333329,{"$f":"Y17*C17+($A$4-80)*AF17*$A$16/1000","v":4.5422553191489357},{"$f":"Z17*E17+($A$4-80)*AG17*$A$16/1000","v":4.3627939853708515},{"$f":"AA17*G17+($A$4-80)*AH17*$A$16/1000","v":4.1867744680851064},{"$f":"AB17*I17+($A$4-80)*AI17*$A$16/1000","v":4.0070968438450381},{"$f":"AC17*K17+($A$4-80)*AJ17*$A$16/1000","v":3.8312936170212764},{"$f":"AD17*M17+($A$4-80)*AK17*$A$16/1000","v":3.6514058249968344},{"$f":"AE17*O17+($A$4-80)*AL17*$A$16/1000","v":3.4758127659574467}]
[null,63,18.248017021276596,4.1867744680851056,17.813540425531915,4.0070826595744675,17.379063829787235,3.8312936170212764,16.964336170212764,3.6513902459226397,16.549608510638297,3.4758127659574471,16.115131914893617,3.2956758928647947,15.680655319148938,3.1203319148936171,null,1.0026382978723405,0.97876595744680861,0.95489361702127662,0.93210638297872339,0.90931914893617016,0.88544680851063828,0.86157446808510652,0.22943722943722941,0.22494588744588742,0.22045454545454543,0.21523920590149709,0.21002386634844872,0.20450815483669288,0.19899244332493701,-0.2003205128205128,-0.2003205128205128,-0.2003205128205128,-0.20432692307692304,-0.20833333333333329,-0.20833333333333329,-0.20833333333333329,4.1867744680851056,{"$f":"Z18*E18+($A$4-80)*AG18*$A$16/1000","v":4.0070826595744675},{"$f":"AA18*G18+($A$4-80)*AH18*$A$16/1000","v":3.8312936170212764},3.6513902459226397,3.4758127659574471,3.2956758928647947,3.1203319148936171]
[null,59,17.418561702127658,3.1598297872340422,17.003834042553191,3.1617106382978721,16.589106382978724,3.1598297872340426,16.174378723404256,3.161908622620381,15.759651063829786,3.1598297872340426,15.36467234042553,3.0200292175732093,14.969693617021278,2.8833446808510641,null,0.95706382978723403,0.93427659574468092,0.91148936170212769,0.88870212765957457,0.86591489361702123,0.84421276595744676,0.82251063829787241,0.18140589569160998,0.18594104308390022,0.19047619047619047,0.19548872180451127,0.2005012531328321,0.19655669516799917,0.19261213720316622,-0.36858974358974356,-0.33253205128205121,-0.29647435897435892,-0.25641025641025639,-0.2163461538461538,-0.20833333333333334,-0.20032051282051289,3.1598297872340422,{"$f":"Z19*E19+($A$4-80)*AG19*$A$16/1000","v":3.1617106382978721},{"$f":"AA19*G19+($A$4-80)*AH19*$A$16/1000","v":3.1598297872340426},3.161908622620381,3.1598297872340426,3.0200292175732093,2.8833446808510641]

{"sheet":"4TTR60_49","index":34,"n_rows":19,"n_cols":45,"rows_kept":19,"cut":false,"hidden":true,"merged":[[130,0,133,0],[120,12,121,12],[120,13,121,13],[120,14,121,14],[120,15,121,15],[122,0,125,0],[126,0,129,0],[119,12,119,13],[119,14,119,15],[120,4,121,4],[120,5,121,5],[120,6,121,6],[120,7,121,7],[120,8,121,8],[120,9,121,9],[120,10,121,10],[120,11,121,11],[119,0,121,0],[119,1,121,1],[119,4,119,5],[119,6,119,7],[119,8,119,9],[119,10,119,11],[111,0,114,0],[117,0,118,1],[117,4,117,15],[118,4,118,5],[118,6,118,7],[118,8,118,9],[118,10,118,11],[118,12,118,13],[118,14,118,15],[101,12,102,12],[101,13,102,13],[101,14,102,14],[101,15,102,15],[103,0,106,0],[107,0,110,0],[100,12,100,13],[100,14,100,15],[101,4,102,4],[101,5,102,5],[101,6,102,6],[101,7,102,7],[101,8,102,8],[101,9,102,9],[101,10,102,10],[101,11,102,11],[100,0,102,0],[100,1,102,1],[100,4,100,5],[100,6,100,7],[100,8,100,9],[100,10,100,11],[92,0,95,0],[98,0,99,1],[98,4,98,15],[99,4,99,5],[99,6,99,7],[99,8,99,9],[99,10,99,11],[99,12,99,13],[99,14,99,15],[82,12,83,12],[82,13,83,13],[82,14,83,14],[82,15,83,15],[84,0,87,0],[88,0,91,0],[81,12,81,13],[81,14,81,15],[82,4,83,4],[82,5,83,5],[82,6,83,6],[82,7,83,7],[82,8,83,8],[82,9,83,9],[82,10,83,10],[82,11,83,11],[81,0,83,0],[81,1,83,1],[81,4,81,5],[81,6,81,7],[81,8,81,9],[81,10,81,11],[73,0,76,0],[79,0,80,1],[79,4,79,15],[80,4,80,5],[80,6,80,7],[80,8,80,9],[80,10,80,11],[80,12,80,13],[80,14,80,15],[63,12,64,12],[63,13,64,13],[63,14,64,14],[63,15,64,15],[65,0,68,0],[69,0,72,0],[62,12,62,13],[62,14,62,15],[63,4,64,4],[63,5,64,5],[63,6,64,6],[63,7,64,7],[63,8,64,8],[63,9,64,9],[63,10,64,10],[63,11,64,11],[62,0,64,0],[62,1,64,1],[62,4,62,5],[62,6,62,7],[62,8,62,9],[62,10,62,11],[54,0,57,0],[60,0,61,1],[60,4,60,15],[61,4,61,5],[61,6,61,7],[61,8,61,9],[61,10,61,11],[61,12,61,13],[61,14,61,15],[44,12,45,12],[44,13,45,13],[44,14,45,14],[44,15,45,15],[46,0,49,0],[50,0,53,0],[43,12,43,13],[43,14,43,15],[44,4,45,4],[44,5,45,5],[44,6,45,6],[44,7,45,7],[44,8,45,8],[44,9,45,9],[44,10,45,10],[44,11,45,11],[43,0,45,0],[43,1,45,1],[43,4,43,5],[43,6,43,7],[43,8,43,9],[43,10,43,11],[35,0,38,0],[41,0,42,1],[41,4,41,15],[42,4,42,5],[42,6,42,7],[42,8,42,9],[42,10,42,11],[42,12,42,13],[42,14,42,15],[25,12,26,12],[25,13,26,13],[25,14,26,14],[25,15,26,15],[27,0,30,0],[31,0,34,0],[24,12,24,13],[24,14,24,15],[25,4,26,4],[25,5,26,5],[25,6,26,6],[25,7,26,7],[25,8,26,8],[25,9,26,9],[25,10,26,10],[25,11,26,11],[24,0,26,0],[24,1,26,1],[24,4,24,5],[24,6,24,7],[24,8,24,9],[24,10,24,11],[7,0,10,0],[11,0,14,0],[15,0,18,0],[22,4,22,15],[23,4,23,5],[23,6,23,7],[23,8,23,9],[23,10,23,11],[23,12,23,13],[23,14,23,15],[5,10,6,10],[5,11,6,11],[5,12,6,12],[5,13,6,13],[5,14,6,14],[5,15,6,15],[4,10,4,11],[4,12,4,13],[4,14,4,15],[5,2,6,2],[5,3,6,3],[5,4,6,4],[5,5,6,5],[5,6,6,6],[5,7,6,7],[5,8,6,8],[4,0,6,0],[4,1,6,1],[4,2,4,3],[4,4,4,5],[4,6,4,7],[4,8,4,9],[5,9,6,9],[2,0,2,1],[2,2,2,15],[3,2,3,3],[3,4,3,5],[3,6,3,7],[3,8,3,9],[3,10,3,11],[3,12,3,13],[3,14,3,15]]}
[]
["4TTR60_49",18.2]
["Evaporator Air \n",null,"Condenser  Entering Air Temperature ˚F"]
[80,"°F DB",85,null,90,null,95,null,100,null,105,null,110,null,115]
["CFM","EWB†\n˚F","Capacity Mbtuh",null,"Capacity Mbtuh",null,"Capacity Mbtuh",null,"Capacity Mbtuh",null,"Capacity Mbtuh",null,"Capacity Mbtuh",null,"Capacity Mbtuh"]
[null,null,"Total","Sens.","Total","Sens.","Total","Sens.","Total","Sens.","Total","Sens.","Total","Sens.","Total","Sens."]
[null,null,null,null,null,null,null,null,null,null,null,null,null,null,null,null,null,"Total Factors",null,null,null,null,null,null,"Sens. %",null,null,null,null,null,null,"IDB Adj",null,null,null,null,null,null,"Sens Calc"]
[1400,71,{"$f":"R8*$B$2","v":20.289823408624226},{"$f":"IF(AM8>C8,C8,AM8)","v":4.8710225872689934},{"$f":"S8*$B$2","v":19.8320205338809},{"$f":"IF(AN8>E8,E8,AN8)","v":4.7236610365472469},{"$f":"T8*$B$2","v":19.374217659137575},{"$f":"IF(AO8>G8,G8,AO8)","v":4.5780287474332644},{"$f":"U8*$B$2","v":18.916414784394249},{"$f":"IF(AP8>I8,I8,AP8)","v":4.4118151353377257},{"$f":"V8*$B$2","v":18.458611909650923},{"$f":"IF(AQ8>K8,K8,AQ8)","v":4.248410677618069},{"$f":"W8*$B$2","v":18.000809034907597},{"$f":"IF(AR8>M8,M8,AR8)","v":4.0820504499496773},{"$f":"X8*$B$2","v":17.543006160164271},{"$f":"IF(AS8>O8,O8,AS8)","v":3.9187926078028745},null,1.1148254620123201,1.089671457905544,1.0645174537987678,1.0393634496919917,1.0142094455852155,0.98905544147843938,0.96390143737166323,0.24007220216606501,0.23818354909815537,0.23629489603024575,0.23322681309448795,0.23015873015873015,0.22677038804387445,0.22338204592901878,-0.18749999999999989,-0.18359374999999997,-0.17968750000000006,-0.18359375000000006,-0.18750000000000003,-0.18750000000000003,-0.18750000000000003,{"$f":"Y8*C8+($A$4-80)*AF8*$A$8/1000","v":4.8710225872689934},{"$f":"Z8*E8+($A$4-80)*AG8*$A$8/1000","v":4.7236610365472469},{"$f":"AA8*G8+($A$4-80)*AH8*$A$8/1000","v":4.5780287474332644},{"$f":"AB8*I8+($A$4-80)*AI8*$A$8/1000","v":4.4118151353377257},{"$f":"AC8*K8+($A$4-80)*AJ8*$A$8/1000","v":4.248410677618069},{"$f":"AD8*M8+($A$4-80)*AK8*$A$8/1000","v":4.0820504499496773},{"$f":"AE8*O8+($A$4-80)*AL8*$A$8/1000","v":3.9187926078028745}]
[null,67,{"$f":"R9*$B$2","v":18.678357289527717},4.5047802874743317,18.257178644763854,{"$f":"IF(AN9>E9,E9,AN9)","v":4.3384781261959375},17.835999999999999,{"$f":"IF(AO9>G9,G9,AO9)","v":4.1751622176591372},17.414821355236139,{"$f":"IF(AP9>I9,I9,AP9)","v":4.0274780022095404},16.993642710472276,{"$f":"IF(AQ9>K9,K9,AQ9)","v":3.8821683778234082},16.572464065708417,{"$f":"IF(AR9>M9,M9,AR9)","v":3.7155706756905591},16.151285420944557,{"$f":"IF(AS9>O9,O9,AS9)","v":3.5525503080082128},null,1.026283367556468,1.0031416837782339,0.97999999999999987,0.95685831622176598,0.93371663244353176,0.91057494866529765,0.88743326488706364,0.2411764705882353,0.23763135644401498,0.23408624229979466,0.23126725908093182,0.22844827586206898,0.22420146219407303,0.21995464852607707,-0.18749999999999989,-0.18749999999999994,-0.18750000000000003,-0.18359375000000006,-0.17968750000000006,-0.18359375000000006,-0.18750000000000003,{"$f":"Y9*C9+($A$4-80)*AF9*$A$8/1000","v":4.5047802874743317},{"$f":"Z9*E9+($A$4-80)*AG9*$A$8/1000","v":4.3384781261959375},{"$f":"AA9*G9+($A$4-80)*AH9*$A$8/1000","v":4.1751622176591372},{"$f":"AB9*I9+($A$4-80)*AI9*$A$8/1000","v":4.0274780022095404},{"$f":"AC9*K9+($A$4-80)*AJ9*$A$8/1000","v":3.8821683778234082},{"$f":"AD9*M9+($A$4-80)*AK9*$A$8/1000","v":3.7155706756905591},{"$f":"AE9*O9+($A$4-80)*AL9*$A$8/1000","v":3.5525503080082128}]
[null,63,17.506381930184801,4.248410677618069,17.103515400410675,4.0819843951624257,16.700648870636549,3.9187926078028741,16.297782340862423,3.7522023647663243,15.894915811088293,3.5891745379876792,15.5103613963039,3.4223831090024621,15.125806981519505,3.2595564681724847,null,0.96188911704312097,0.93975359342915799,0.91761806981519511,0.89548254620123202,0.87334702258726882,0.85221765913757697,0.83108829568788489,0.24267782426778242,0.23866347353739997,0.23464912280701752,0.2302277872099604,0.22580645161290325,0.2206514098258221,0.21549636803874095,-0.17968750000000006,-0.17968750000000006,-0.17968750000000006,-0.1796875,-0.17968749999999992,-0.18359374999999997,-0.18750000000000003,4.248410677618069,{"$f":"Z10*E10+($A$4-80)*AG10*$A$8/1000","v":4.0819843951624257},{"$f":"AA10*G10+($A$4-80)*AH10*$A$8/1000","v":3.9187926078028741},3.7522023647663243,3.5891745379876792,3.4223831090024621,3.2595564681724847]
[null,59,16.700648870636549,3.2595564681724842,16.316094455852156,3.2613681545034789,15.931540041067761,3.2595564681724847,15.546985626283366,3.2615519487689415,15.162431211498969,3.2595564681724838,14.796188911704311,3.1676703265505917,14.429946611909648,3.0764353182751538,null,0.91761806981519511,0.89648870636550315,0.87535934291581108,0.854229979466119,0.83310061601642693,0.8129774127310061,0.79285420944558505,0.19517543859649122,0.19988656987295828,0.2045977011494253,0.20978677328002665,0.21497584541062803,0.21408690747688763,0.21319796954314724,-0.359375,-0.32421875,-0.28906249999999994,-0.24999999999999994,-0.21093749999999994,-0.19531249999999994,-0.17968749999999992,3.2595564681724842,{"$f":"Z11*E11+($A$4-80)*AG11*$A$8/1000","v":3.2613681545034789},{"$f":"AA11*G11+($A$4-80)*AH11*$A$8/1000","v":3.2595564681724847},{"$f":"AB11*I11+($A$4-80)*AI11*$A$8/1000","v":3.2615519487689415},3.2595564681724838,3.1676703265505917,3.0764353182751538]
[1600,71,20.703901437371659,4.9704312114989726,20.236755646817244,4.8200622821910679,19.769609856262829,4.6714579055441465,19.302464065708413,4.5018521789160459,18.835318275154005,4.3351129363449692,18.36817248459959,4.1653576019894665,17.901026694045171,3.9987679671457896,null,1.137577002053388,1.1119096509240245,1.086242299794661,1.0605749486652976,1.0349075975359343,1.0092402464065708,0.98357289527720726,0.24007220216606501,0.23818354909815537,0.23629489603024575,0.23322681309448795,0.23015873015873015,0.22677038804387445,0.22338204592901878,-0.18749999999999989,-0.18359374999999997,-0.17968750000000006,-0.18359375000000006,-0.18750000000000003,-0.18750000000000003,-0.18750000000000003,{"$f":"Y12*C12+($A$4-80)*AF12*$A$12/1000","v":4.9704312114989726},{"$f":"Z12*E12+($A$4-80)*AG12*$A$12/1000","v":4.8200622821910679},{"$f":"AA12*G12+($A$4-80)*AH12*$A$12/1000","v":4.6714579055441465},{"$f":"AB12*I12+($A$4-80)*AI12*$A$12/1000","v":4.5018521789160459},{"$f":"AC12*K12+($A$4-80)*AJ12*$A$12/1000","v":4.3351129363449692},{"$f":"AD12*M12+($A$4-80)*AK12*$A$12/1000","v":4.1653576019894665},{"$f":"AE12*O12+($A$4-80)*AL12*$A$12/1000","v":3.9987679671457896}]
[null,67,19.059548254620122,4.5967145790554413,18.629774127310061,4.427018496118305,18.2,4.2603696098562622,17.770225872689934,4.1096714308260607,17.340451745379873,3.9613963039014366,16.910677618069816,3.7913986486638365,16.480903490759751,3.6250513347022575,null,1.0472279260780286,1.0236139630390144,1,0.97638603696098547,0.95277207392197116,0.92915811088295686,0.90554414784394244,0.2411764705882353,0.23763135644401498,0.23408624229979466,0.23126725908093182,0.22844827586206898,0.22420146219407303,0.21995464852607707,-0.18749999999999989,-0.18749999999999994,-0.18750000000000003,-0.18359375000000006,-0.17968750000000006,-0.18359375000000006,-0.18750000000000003,{"$f":"Y13*C13+($A$4-80)*AF13*$A$12/1000","v":4.5967145790554413},{"$f":"Z13*E13+($A$4-80)*AG13*$A$12/1000","v":4.427018496118305},{"$f":"AA13*G13+($A$4-80)*AH13*$A$12/1000","v":4.2603696098562622},{"$f":"AB13*I13+($A$4-80)*AI13*$A$12/1000","v":4.1096714308260607},{"$f":"AC13*K13+($A$4-80)*AJ13*$A$12/1000","v":3.9613963039014366},{"$f":"AD13*M13+($A$4-80)*AK13*$A$12/1000","v":3.7913986486638365},{"$f":"AE13*O13+($A$4-80)*AL13*$A$12/1000","v":3.6250513347022575}]
[null,63,17.863655030800818,4.3351129363449683,17.452566735112935,4.1652901991453328,17.041478439425049,3.9987679671457896,16.630390143737166,3.8287779232309429,16.21930184804928,3.6624229979466119,15.826899383983569,3.49222766224741,15.434496919917862,3.3260780287474332,null,0.98151950718685821,0.95893223819301854,0.93634496919917864,0.91375770020533875,0.89117043121149886,0.86960985626283349,0.84804928131416824,0.24267782426778242,0.23866347353739997,0.23464912280701752,0.2302277872099604,0.22580645161290325,0.2206514098258221,0.21549636803874095,-0.17968750000000006,-0.17968750000000006,-0.17968750000000006,-0.1796875,-0.17968749999999992,-0.18359374999999997,-0.18750000000000003,4.3351129363449683,{"$f":"Z14*E14+($A$4-80)*AG14*$A$12/1000","v":4.1652901991453328},{"$f":"AA14*G14+($A$4-80)*AH14*$A$12/1000","v":3.9987679671457896},3.8287779232309429,3.6624229979466119,3.49222766224741,3.3260780287474332]
[null,59,17.041478439425049,3.3260780287474327,16.649075975359342,3.3279266882688558,16.256673511293634,3.3260780287474332,15.864271047227925,3.3281142334376956,15.471868583162216,3.3260780287474332,15.098151950718684,3.2323166597455013,14.724435318275152,3.1392197125256671,null,0.93634496919917864,0.91478439425051328,0.89322381930184802,0.87166324435318276,0.8501026694045174,0.82956878850102667,0.80903490759753582,0.19517543859649122,0.19988656987295828,0.2045977011494253,0.20978677328002665,0.21497584541062803,0.21408690747688763,0.21319796954314724,-0.359375,-0.32421875,-0.28906249999999994,-0.24999999999999994,-0.21093749999999994,-0.19531249999999994,-0.17968749999999992,3.3260780287474327,{"$f":"Z15*E15+($A$4-80)*AG15*$A$12/1000","v":3.3279266882688558},{"$f":"AA15*G15+($A$4-80)*AH15*$A$12/1000","v":3.3260780287474332},3.3281142334376956,3.3260780287474332,3.2323166597455013,3.1392197125256671]
[1800,71,21.117979466119095,5.0698398357289527,20.641490759753594,4.9164635278348907,20.165002053388086,4.7648870636550296,19.688513347022585,4.5918892224943679,19.212024640657081,4.4218151950718676,18.735535934291576,4.2486647540292548,18.259047227926075,4.0787433264887056,null,1.1603285420944558,1.1341478439425052,1.1079671457905542,1.0817864476386037,1.0556057494866529,1.0294250513347021,1.0032443531827515,0.24007220216606501,0.23818354909815537,0.23629489603024575,0.23322681309448795,0.23015873015873015,0.22677038804387445,0.22338204592901878,-0.18749999999999989,-0.18359374999999997,-0.17968750000000006,-0.18359375000000006,-0.18750000000000003,-0.18750000000000003,-0.18750000000000003,{"$f":"Y16*C16+($A$4-80)*AF16*$A$16/1000","v":5.0698398357289527},{"$f":"Z16*E16+($A$4-80)*AG16*$A$16/1000","v":4.9164635278348907},{"$f":"AA16*G16+($A$4-80)*AH16*$A$16/1000","v":4.7648870636550296},{"$f":"AB16*I16+($A$4-80)*AI16*$A$16/1000","v":4.5918892224943679},{"$f":"AC16*K16+($A$4-80)*AJ16*$A$16/1000","v":4.4218151950718676},{"$f":"AD16*M16+($A$4-80)*AK16*$A$16/1000","v":4.2486647540292548},{"$f":"AE16*O16+($A$4-80)*AL16*$A$16/1000","v":4.0787433264887056}]
[null,67,19.440739219712523,4.6886488706365492,19.002369609856263,4.5155588660406716,18.564,4.3455770020533881,18.125630390143737,4.1918648594425827,17.68726078028747,4.040624229979465,17.248891170431211,3.8672266216371129,16.810521560574948,3.6975523613963035,null,1.0681724845995892,1.0440862422997947,1.02,0.9959137577002054,0.97182751540041057,0.94774127310061596,0.92365503080082134,0.2411764705882353,0.23763135644401498,0.23408624229979466,0.23126725908093182,0.22844827586206898,0.22420146219407303,0.21995464852607707,-0.18749999999999989,-0.18749999999999994,-0.18750000000000003,-0.18359375000000006,-0.17968750000000006,-0.18359375000000006,-0.18750000000000003,{"$f":"Y17*C17+($A$4-80)*AF17*$A$16/1000","v":4.6886488706365492},{"$f":"Z17*E17+($A$4-80)*AG17*$A$16/1000","v":4.5155588660406716},{"$f":"AA17*G17+($A$4-80)*AH17*$A$16/1000","v":4.3455770020533881},{"$f":"AB17*I17+($A$4-80)*AI17*$A$16/1000","v":4.1918648594425827},{"$f":"AC17*K17+($A$4-80)*AJ17*$A$16/1000","v":4.040624229979465},{"$f":"AD17*M17+($A$4-80)*AK17*$A$16/1000","v":3.8672266216371129},{"$f":"AE17*O17+($A$4-80)*AL17*$A$16/1000","v":3.6975523613963035}]
[null,63,18.220928131416837,4.4218151950718685,17.801618069815191,4.248596003128239,17.382308008213553,4.0787433264887056,16.96299794661191,3.905353481695562,16.543687885010264,3.7356714579055441,16.143437371663243,3.5620722154923588,15.74318685831622,3.3925995893223817,null,1.0011498973305955,0.97811088295687876,0.95507186858316218,0.93203285420944559,0.9089938398357289,0.88700205338809035,0.86501026694045169,0.24267782426778242,0.23866347353739997,0.23464912280701752,0.2302277872099604,0.22580645161290325,0.2206514098258221,0.21549636803874095,-0.17968750000000006,-0.17968750000000006,-0.17968750000000006,-0.1796875,-0.17968749999999992,-0.18359374999999997,-0.18750000000000003,4.4218151950718685,{"$f":"Z18*E18+($A$4-80)*AG18*$A$16/1000","v":4.248596003128239},{"$f":"AA18*G18+($A$4-80)*AH18*$A$16/1000","v":4.0787433264887056},3.905353481695562,3.7356714579055441,3.5620722154923588,3.3925995893223817]
[null,59,17.382308008213553,3.3925995893223817,16.982057494866531,3.3944852220342336,16.581806981519502,3.3925995893223813,16.181556468172481,3.3946765181064489,15.781305954825461,3.3925995893223817,15.400114989733057,3.2969629929404114,15.018924024640656,3.2020041067761809,null,0.95507186858316218,0.93308008213552363,0.91108829568788485,0.8890965092402463,0.86710472279260775,0.84616016427104712,0.8252156057494866,0.19517543859649122,0.19988656987295828,0.2045977011494253,0.20978677328002665,0.21497584541062803,0.21408690747688763,0.21319796954314724,-0.359375,-0.32421875,-0.28906249999999994,-0.24999999999999994,-0.21093749999999994,-0.19531249999999994,-0.17968749999999992,3.3925995893223817,{"$f":"Z19*E19+($A$4-80)*AG19*$A$16/1000","v":3.3944852220342336},{"$f":"AA19*G19+($A$4-80)*AH19*$A$16/1000","v":3.3925995893223813},3.3946765181064489,3.3925995893223817,3.2969629929404114,3.2020041067761809]

{"sheet":"4TTR60_60","index":35,"n_rows":19,"n_cols":45,"rows_kept":19,"cut":false,"hidden":true,"merged":[[130,0,133,0],[120,12,121,12],[120,13,121,13],[120,14,121,14],[120,15,121,15],[122,0,125,0],[126,0,129,0],[119,12,119,13],[119,14,119,15],[120,4,121,4],[120,5,121,5],[120,6,121,6],[120,7,121,7],[120,8,121,8],[120,9,121,9],[120,10,121,10],[120,11,121,11],[119,0,121,0],[119,1,121,1],[119,4,119,5],[119,6,119,7],[119,8,119,9],[119,10,119,11],[111,0,114,0],[117,0,118,1],[117,4,117,15],[118,4,118,5],[118,6,118,7],[118,8,118,9],[118,10,118,11],[118,12,118,13],[118,14,118,15],[101,12,102,12],[101,13,102,13],[101,14,102,14],[101,15,102,15],[103,0,106,0],[107,0,110,0],[100,12,100,13],[100,14,100,15],[101,4,102,4],[101,5,102,5],[101,6,102,6],[101,7,102,7],[101,8,102,8],[101,9,102,9],[101,10,102,10],[101,11,102,11],[100,0,102,0],[100,1,102,1],[100,4,100,5],[100,6,100,7],[100,8,100,9],[100,10,100,11],[92,0,95,0],[98,0,99,1],[98,4,98,15],[99,4,99,5],[99,6,99,7],[99,8,99,9],[99,10,99,11],[99,12,99,13],[99,14,99,15],[82,12,83,12],[82,13,83,13],[82,14,83,14],[82,15,83,15],[84,0,87,0],[88,0,91,0],[81,12,81,13],[81,14,81,15],[82,4,83,4],[82,5,83,5],[82,6,83,6],[82,7,83,7],[82,8,83,8],[82,9,83,9],[82,10,83,10],[82,11,83,11],[81,0,83,0],[81,1,83,1],[81,4,81,5],[81,6,81,7],[81,8,81,9],[81,10,81,11],[73,0,76,0],[79,0,80,1],[79,4,79,15],[80,4,80,5],[80,6,80,7],[80,8,80,9],[80,10,80,11],[80,12,80,13],[80,14,80,15],[63,12,64,12],[63,13,64,13],[63,14,64,14],[63,15,64,15],[65,0,68,0],[69,0,72,0],[62,12,62,13],[62,14,62,15],[63,4,64,4],[63,5,64,5],[63,6,64,6],[63,7,64,7],[63,8,64,8],[63,9,64,9],[63,10,64,10],[63,11,64,11],[62,0,64,0],[62,1,64,1],[62,4,62,5],[62,6,62,7],[62,8,62,9],[62,10,62,11],[54,0,57,0],[60,0,61,1],[60,4,60,15],[61,4,61,5],[61,6,61,7],[61,8,61,9],[61,10,61,11],[61,12,61,13],[61,14,61,15],[44,12,45,12],[44,13,45,13],[44,14,45,14],[44,15,45,15],[46,0,49,0],[50,0,53,0],[43,12,43,13],[43,14,43,15],[44,4,45,4],[44,5,45,5],[44,6,45,6],[44,7,45,7],[44,8,45,8],[44,9,45,9],[44,10,45,10],[44,11,45,11],[43,0,45,0],[43,1,45,1],[43,4,43,5],[43,6,43,7],[43,8,43,9],[43,10,43,11],[35,0,38,0],[41,0,42,1],[41,4,41,15],[42,4,42,5],[42,6,42,7],[42,8,42,9],[42,10,42,11],[42,12,42,13],[42,14,42,15],[25,12,26,12],[25,13,26,13],[25,14,26,14],[25,15,26,15],[27,0,30,0],[31,0,34,0],[24,12,24,13],[24,14,24,15],[25,4,26,4],[25,5,26,5],[25,6,26,6],[25,7,26,7],[25,8,26,8],[25,9,26,9],[25,10,26,10],[25,11,26,11],[24,0,26,0],[24,1,26,1],[24,4,24,5],[24,6,24,7],[24,8,24,9],[24,10,24,11],[7,0,10,0],[11,0,14,0],[15,0,18,0],[22,4,22,15],[23,4,23,5],[23,6,23,7],[23,8,23,9],[23,10,23,11],[23,12,23,13],[23,14,23,15],[5,10,6,10],[5,11,6,11],[5,12,6,12],[5,13,6,13],[5,14,6,14],[5,15,6,15],[4,10,4,11],[4,12,4,13],[4,14,4,15],[5,2,6,2],[5,3,6,3],[5,4,6,4],[5,5,6,5],[5,6,6,6],[5,7,6,7],[5,8,6,8],[4,0,6,0],[4,1,6,1],[4,2,4,3],[4,4,4,5],[4,6,4,7],[4,8,4,9],[5,9,6,9],[2,0,2,1],[2,2,2,15],[3,2,3,3],[3,4,3,5],[3,6,3,7],[3,8,3,9],[3,10,3,11],[3,12,3,13],[3,14,3,15]]}
[]
["4TTR60_60",18.2]
["Evaporator Air \n",null,"Condenser  Entering Air Temperature ˚F"]
[80,"°F DB",85,null,90,null,95,null,100,null,105,null,110,null,115]
["CFM","EWB†\n˚F","Capacity Mbtuh",null,"Capacity Mbtuh",null,"Capacity Mbtuh",null,"Capacity Mbtuh",null,"Capacity Mbtuh",null,"Capacity Mbtuh",null,"Capacity Mbtuh"]
[null,null,"Total","Sens.","Total","Sens.","Total","Sens.","Total","Sens.","Total","Sens.","Total","Sens.","Total","Sens."]
[null,null,null,null,null,null,null,null,null,null,null,null,null,null,null,null,null,"Total Factors",null,null,null,null,null,null,"Sens. %",null,null,null,null,null,null,"IDB Adj",null,null,null,null,null,null,"Sens Calc"]
[1575,71,{"$f":"R8*$B$2","v":20.252885077186964},{"$f":"IF(AM8>C8,C8,AM8)","v":4.8949571183533447},{"$f":"S8*$B$2","v":19.79398284734134},{"$f":"IF(AN8>E8,E8,AN8)","v":4.7253317832651485},{"$f":"T8*$B$2","v":19.335080617495713},{"$f":"IF(AO8>G8,G8,AO8)","v":4.5584288164665523},{"$f":"U8*$B$2","v":18.891475128644942},{"$f":"IF(AP8>I8,I8,AP8)","v":4.4042979629602028},{"$f":"V8*$B$2","v":18.447869639794167},{"$f":"IF(AQ8>K8,K8,AQ8)","v":4.2524939965694681},{"$f":"W8*$B$2","v":18.004264150943392},{"$f":"IF(AR8>M8,M8,AR8)","v":4.0982455825642452},{"$f":"X8*$B$2","v":17.560658662092624},{"$f":"IF(AS8>O8,O8,AS8)","v":3.9465591766723844},null,1.1127958833619211,1.087581475128645,1.0623670668953689,1.0379931389365353,1.0136192109777016,0.98924528301886783,0.9648713550600343,0.2416918429003021,0.23872566828559411,0.23575949367088608,0.23313679492831202,0.23051409618573798,0.22762638607196306,0.22473867595818817,-0.20833333333333334,-0.20833333333333326,-0.2083333333333332,-0.2083333333333332,-0.2083333333333332,-0.20833333333333326,-0.20833333333333334,{"$f":"Y8*C8+($A$4-80)*AF8*$A$8/1000","v":4.8949571183533447},{"$f":"Z8*E8+($A$4-80)*AG8*$A$8/1000","v":4.7253317832651485},{"$f":"AA8*G8+($A$4-80)*AH8*$A$8/1000","v":4.5584288164665523},{"$f":"AB8*I8+($A$4-80)*AI8*$A$8/1000","v":4.4042979629602028},{"$f":"AC8*K8+($A$4-80)*AJ8*$A$8/1000","v":4.2524939965694681},{"$f":"AD8*M8+($A$4-80)*AK8*$A$8/1000","v":4.0982455825642452},{"$f":"AE8*O8+($A$4-80)*AL8*$A$8/1000","v":3.9465591766723844}]
[null,67,{"$f":"R9*$B$2","v":18.662024013722128},4.4972418524871358,18.249012006861062,{"$f":"IF(AN9>E9,E9,AN9)","v":4.3430370207988336},17.835999999999999,{"$f":"IF(AO9>G9,G9,AO9)","v":4.1913070325900508},17.422987993138936,{"$f":"IF(AP9>I9,I9,AP9)","v":4.0369820196536441},17.009975986277873,{"$f":"IF(AQ9>K9,K9,AQ9)","v":3.8853722126929666},16.59696397941681,{"$f":"IF(AR9>M9,M9,AR9)","v":3.7152215049530573},16.183951972555747,{"$f":"IF(AS9>O9,O9,AS9)","v":3.5488439108061751},null,1.0253859348198973,1.0026929674099485,0.98,0.95730703259005134,0.93461406518010293,0.9119210977701544,0.88922813036020587,0.24098360655737705,0.237987515114023,0.23499142367066894,0.23170434492885963,0.22841726618705033,0.22384946485155921,0.21928166351606806,-0.20833333333333334,-0.20486111111111119,-0.20138888888888903,-0.20138888888888898,-0.20138888888888892,-0.20486111111111113,-0.20833333333333334,{"$f":"Y9*C9+($A$4-80)*AF9*$A$8/1000","v":4.4972418524871358},{"$f":"Z9*E9+($A$4-80)*AG9*$A$8/1000","v":4.3430370207988336},{"$f":"AA9*G9+($A$4-80)*AH9*$A$8/1000","v":4.1913070325900508},{"$f":"AB9*I9+($A$4-80)*AI9*$A$8/1000","v":4.0369820196536441},{"$f":"AC9*K9+($A$4-80)*AJ9*$A$8/1000","v":3.8853722126929666},{"$f":"AD9*M9+($A$4-80)*AK9*$A$8/1000","v":3.7152215049530573},{"$f":"AE9*O9+($A$4-80)*AL9*$A$8/1000","v":3.5488439108061751}]
[null,63,17.4688782161235,4.1913070325900517,17.071162950257289,4.0369670228390051,16.673447684391078,3.8853722126929666,16.291029159519727,3.7152054148897666,15.908610634648371,3.5488439108061747,15.526192109777014,3.3941679487845864,15.143773584905661,3.242909090909091,null,0.95982847341337907,0.93797598627787304,0.91612349914236701,0.89511149228130371,0.87409948542024019,0.85308747855917666,0.83207547169811324,0.23992994746059543,0.23647873519818763,0.2330275229357798,0.22805222300635142,0.22307692307692306,0.2186091686091686,0.21414141414141413,-0.20833333333333334,-0.20486111111111113,-0.20138888888888892,-0.20486111111111113,-0.20833333333333334,-0.20833333333333334,-0.20833333333333334,4.1913070325900517,{"$f":"Z10*E10+($A$4-80)*AG10*$A$8/1000","v":4.0369670228390051},{"$f":"AA10*G10+($A$4-80)*AH10*$A$8/1000","v":3.8853722126929666},3.7152054148897666,3.5488439108061747,3.3941679487845864,3.242909090909091]
[null,59,16.642854202401374,2.8146003430531734,16.275732418524868,2.8160331147210163,15.908610634648371,2.814600343053173,15.54148885077187,2.8161717700437117,15.174367066895368,2.8146003430531725,14.807245283018869,2.8163315761783427,14.440123499142366,2.814600343053173,null,0.91444253859348201,0.89427101200686099,0.87409948542024019,0.85392795883361927,0.83375643224699825,0.81358490566037744,0.79341337907375642,0.16911764705882351,0.17302036199095022,0.17692307692307691,0.18120347394540942,0.18548387096774191,0.19019956260251503,0.19491525423728812,-0.4791666666666668,-0.44097222222222232,-0.40277777777777785,-0.36458333333333337,-0.32638888888888895,-0.29166666666666674,-0.25694444444444453,2.8146003430531734,{"$f":"Z11*E11+($A$4-80)*AG11*$A$8/1000","v":2.8160331147210163},{"$f":"AA11*G11+($A$4-80)*AH11*$A$8/1000","v":2.814600343053173},{"$f":"AB11*I11+($A$4-80)*AI11*$A$8/1000","v":2.8161717700437117},2.8146003430531725,2.8163315761783427,2.814600343053173]
[1800,71,20.666209262435679,4.9948542024013722,20.19794168096055,4.8217671257807631,19.729674099485418,4.6514579759862773,19.277015437392794,4.4941815948573494,18.824356775300171,4.3392795883361917,18.371698113207543,4.1818832475145351,17.919039451114923,4.0271012006861069,null,1.1355060034305318,1.1097770154373929,1.0840480274442539,1.0591766723842195,1.0343053173241852,1.0094339622641508,0.9845626072041167,0.2416918429003021,0.23872566828559411,0.23575949367088608,0.23313679492831202,0.23051409618573798,0.22762638607196306,0.22473867595818817,-0.20833333333333334,-0.20833333333333326,-0.2083333333333332,-0.2083333333333332,-0.2083333333333332,-0.20833333333333326,-0.20833333333333334,{"$f":"Y12*C12+($A$4-80)*AF12*$A$12/1000","v":4.9948542024013722},{"$f":"Z12*E12+($A$4-80)*AG12*$A$12/1000","v":4.8217671257807631},{"$f":"AA12*G12+($A$4-80)*AH12*$A$12/1000","v":4.6514579759862773},{"$f":"AB12*I12+($A$4-80)*AI12*$A$12/1000","v":4.4941815948573494},{"$f":"AC12*K12+($A$4-80)*AJ12*$A$12/1000","v":4.3392795883361917},{"$f":"AD12*M12+($A$4-80)*AK12*$A$12/1000","v":4.1818832475145351},{"$f":"AE12*O12+($A$4-80)*AL12*$A$12/1000","v":4.0271012006861069}]
[null,67,19.042881646655232,4.5890222984562605,18.621440823327617,4.4316704293865659,18.2,4.2768439108061749,17.778559176672385,4.1193694078098408,17.35711835334477,3.9646655231560892,16.935677530017152,3.7910423519929157,16.514236706689537,3.6212692967409952,null,1.0463121783876501,1.0231560891938252,1,0.97684391080617505,0.95368782161235,0.93053173241852494,0.90737564322469988,0.24098360655737705,0.237987515114023,0.23499142367066894,0.23170434492885963,0.22841726618705033,0.22384946485155921,0.21928166351606806,-0.20833333333333334,-0.20486111111111119,-0.20138888888888903,-0.20138888888888898,-0.20138888888888892,-0.20486111111111113,-0.20833333333333334,{"$f":"Y13*C13+($A$4-80)*AF13*$A$12/1000","v":4.5890222984562605},{"$f":"Z13*E13+($A$4-80)*AG13*$A$12/1000","v":4.4316704293865659},{"$f":"AA13*G13+($A$4-80)*AH13*$A$12/1000","v":4.2768439108061749},{"$f":"AB13*I13+($A$4-80)*AI13*$A$12/1000","v":4.1193694078098408},{"$f":"AC13*K13+($A$4-80)*AJ13*$A$12/1000","v":3.9646655231560892},{"$f":"AD13*M13+($A$4-80)*AK13*$A$12/1000","v":3.7910423519929157},{"$f":"AE13*O13+($A$4-80)*AL13*$A$12/1000","v":3.6212692967409952}]
[null,63,17.825385934819899,4.2768439108061749,17.419554030874785,4.1193541049377602,17.013722126929675,3.9646655231560892,16.623499142367066,3.7910259335609857,16.233276157804458,3.6212692967409943,15.843053173241852,3.4634366824332519,15.452830188679245,3.3090909090909091,null,0.97941680960548894,0.95711835334476847,0.93481989708404811,0.91337907375643235,0.89193825042881647,0.8704974271012007,0.84905660377358494,0.23992994746059543,0.23647873519818763,0.2330275229357798,0.22805222300635142,0.22307692307692306,0.2186091686091686,0.21414141414141413,-0.20833333333333334,-0.20486111111111113,-0.20138888888888892,-0.20486111111111113,-0.20833333333333334,-0.20833333333333334,-0.20833333333333334,4.2768439108061749,{"$f":"Z14*E14+($A$4-80)*AG14*$A$12/1000","v":4.1193541049377602},{"$f":"AA14*G14+($A$4-80)*AH14*$A$12/1000","v":3.9646655231560892},3.7910259335609857,3.6212692967409943,3.4634366824332519,3.3090909090909091]
[null,59,16.982504288164666,2.872041166380789,16.607890222984565,2.8735031782867524,16.233276157804458,2.8720411663807885,15.858662092624355,2.8736446633099093,15.484048027444254,2.8720411663807885,15.109433962264154,2.8738077307942276,14.73481989708405,2.872041166380789,null,0.93310463121783882,0.91252144082332776,0.89193825042881647,0.8713550600343053,0.85077186963979423,0.83018867924528317,0.80960548885077199,0.16911764705882351,0.17302036199095022,0.17692307692307691,0.18120347394540942,0.18548387096774191,0.19019956260251503,0.19491525423728812,-0.4791666666666668,-0.44097222222222232,-0.40277777777777785,-0.36458333333333337,-0.32638888888888895,-0.29166666666666674,-0.25694444444444453,2.872041166380789,{"$f":"Z15*E15+($A$4-80)*AG15*$A$12/1000","v":2.8735031782867524},{"$f":"AA15*G15+($A$4-80)*AH15*$A$12/1000","v":2.8720411663807885},2.8736446633099093,2.8720411663807885,2.8738077307942276,2.872041166380789]
[2025,71,21.079533447684391,5.0947512864493989,20.601900514579757,4.9182024682963776,20.124267581475127,4.7444871355060032,19.662555746140651,4.5840652267544959,19.200843910806174,4.4260651801029161,18.739132075471698,4.2655209124648268,18.277420240137221,4.1076432246998289,null,1.1582161234991424,1.1319725557461406,1.1057289879931389,1.080360205831904,1.054991423670669,1.0296226415094341,1.0042538593481991,0.2416918429003021,0.23872566828559411,0.23575949367088608,0.23313679492831202,0.23051409618573798,0.22762638607196306,0.22473867595818817,-0.20833333333333334,-0.20833333333333326,-0.2083333333333332,-0.2083333333333332,-0.2083333333333332,-0.20833333333333326,-0.20833333333333334,{"$f":"Y16*C16+($A$4-80)*AF16*$A$16/1000","v":5.0947512864493989},{"$f":"Z16*E16+($A$4-80)*AG16*$A$16/1000","v":4.9182024682963776},{"$f":"AA16*G16+($A$4-80)*AH16*$A$16/1000","v":4.7444871355060032},{"$f":"AB16*I16+($A$4-80)*AI16*$A$16/1000","v":4.5840652267544959},{"$f":"AC16*K16+($A$4-80)*AJ16*$A$16/1000","v":4.4260651801029161},{"$f":"AD16*M16+($A$4-80)*AK16*$A$16/1000","v":4.2655209124648268},{"$f":"AE16*O16+($A$4-80)*AL16*$A$16/1000","v":4.1076432246998289}]
[null,67,19.423739279588336,4.6808027444253861,18.99386963979417,4.5203038379742972,18.564,4.3623807890222981,18.13413036020583,4.2017567959660376,17.704260720411664,4.0439588336192109,17.274391080617498,3.8668631990327746,16.844521440823328,3.6936946826758152,null,1.0672384219554032,1.0436192109777016,1.02,0.99638078902229843,0.97276157804459706,0.94914236706689548,0.92552315608919389,0.24098360655737705,0.237987515114023,0.23499142367066894,0.23170434492885963,0.22841726618705033,0.22384946485155921,0.21928166351606806,-0.20833333333333334,-0.20486111111111119,-0.20138888888888903,-0.20138888888888898,-0.20138888888888892,-0.20486111111111113,-0.20833333333333334,{"$f":"Y17*C17+($A$4-80)*AF17*$A$16/1000","v":4.6808027444253861},{"$f":"Z17*E17+($A$4-80)*AG17*$A$16/1000","v":4.5203038379742972},{"$f":"AA17*G17+($A$4-80)*AH17*$A$16/1000","v":4.3623807890222981},{"$f":"AB17*I17+($A$4-80)*AI17*$A$16/1000","v":4.2017567959660376},{"$f":"AC17*K17+($A$4-80)*AJ17*$A$16/1000","v":4.0439588336192109},{"$f":"AD17*M17+($A$4-80)*AK17*$A$16/1000","v":3.8668631990327746},{"$f":"AE17*O17+($A$4-80)*AL17*$A$16/1000","v":3.6936946826758152}]
[null,63,18.181893653516298,4.362380789022299,17.767945111492281,4.2017411870365153,17.353996569468269,4.0439588336192109,16.955969125214406,3.8668464522322048,16.55794168096055,3.6936946826758148,16.15991423670669,3.5327054160819169,15.761886792452831,3.3752727272727272,null,0.9990051457975988,0.9762607204116639,0.9535162950257291,0.93164665523156087,0.90977701543739287,0.88790737564322475,0.86603773584905663,0.23992994746059543,0.23647873519818763,0.2330275229357798,0.22805222300635142,0.22307692307692306,0.2186091686091686,0.21414141414141413,-0.20833333333333334,-0.20486111111111113,-0.20138888888888892,-0.20486111111111113,-0.20833333333333334,-0.20833333333333334,-0.20833333333333334,4.362380789022299,{"$f":"Z18*E18+($A$4-80)*AG18*$A$16/1000","v":4.2017411870365153},{"$f":"AA18*G18+($A$4-80)*AH18*$A$16/1000","v":4.0439588336192109},3.8668464522322048,3.6936946826758148,3.5327054160819169,3.3752727272727272]
[null,59,17.322154373927958,2.9294819897084046,16.940048027444252,2.9309732418524868,16.55794168096055,2.9294819897084046,16.175835334476844,2.9311175565761078,15.793728987993141,2.929481989708405,15.411622641509437,2.931283885410112,15.029516295025731,2.929481989708405,null,0.95176672384219563,0.93077186963979419,0.90977701543739287,0.88878216123499154,0.86778730703259022,0.84679245283018889,0.82579759862778745,0.16911764705882351,0.17302036199095022,0.17692307692307691,0.18120347394540942,0.18548387096774191,0.19019956260251503,0.19491525423728812,-0.4791666666666668,-0.44097222222222232,-0.40277777777777785,-0.36458333333333337,-0.32638888888888895,-0.29166666666666674,-0.25694444444444453,2.9294819897084046,{"$f":"Z19*E19+($A$4-80)*AG19*$A$16/1000","v":2.9309732418524868},{"$f":"AA19*G19+($A$4-80)*AH19*$A$16/1000","v":2.9294819897084046},2.9311175565761078,2.929481989708405,2.931283885410112,2.929481989708405]

{"sheet":"4TTR60_61","index":36,"n_rows":19,"n_cols":45,"rows_kept":19,"cut":false,"hidden":true,"merged":[[130,0,133,0],[120,12,121,12],[120,13,121,13],[120,14,121,14],[120,15,121,15],[122,0,125,0],[126,0,129,0],[119,12,119,13],[119,14,119,15],[120,4,121,4],[120,5,121,5],[120,6,121,6],[120,7,121,7],[120,8,121,8],[120,9,121,9],[120,10,121,10],[120,11,121,11],[119,0,121,0],[119,1,121,1],[119,4,119,5],[119,6,119,7],[119,8,119,9],[119,10,119,11],[111,0,114,0],[117,0,118,1],[117,4,117,15],[118,4,118,5],[118,6,118,7],[118,8,118,9],[118,10,118,11],[118,12,118,13],[118,14,118,15],[101,12,102,12],[101,13,102,13],[101,14,102,14],[101,15,102,15],[103,0,106,0],[107,0,110,0],[100,12,100,13],[100,14,100,15],[101,4,102,4],[101,5,102,5],[101,6,102,6],[101,7,102,7],[101,8,102,8],[101,9,102,9],[101,10,102,10],[101,11,102,11],[100,0,102,0],[100,1,102,1],[100,4,100,5],[100,6,100,7],[100,8,100,9],[100,10,100,11],[92,0,95,0],[98,0,99,1],[98,4,98,15],[99,4,99,5],[99,6,99,7],[99,8,99,9],[99,10,99,11],[99,12,99,13],[99,14,99,15],[82,12,83,12],[82,13,83,13],[82,14,83,14],[82,15,83,15],[84,0,87,0],[88,0,91,0],[81,12,81,13],[81,14,81,15],[82,4,83,4],[82,5,83,5],[82,6,83,6],[82,7,83,7],[82,8,83,8],[82,9,83,9],[82,10,83,10],[82,11,83,11],[81,0,83,0],[81,1,83,1],[81,4,81,5],[81,6,81,7],[81,8,81,9],[81,10,81,11],[73,0,76,0],[79,0,80,1],[79,4,79,15],[80,4,80,5],[80,6,80,7],[80,8,80,9],[80,10,80,11],[80,12,80,13],[80,14,80,15],[63,12,64,12],[63,13,64,13],[63,14,64,14],[63,15,64,15],[65,0,68,0],[69,0,72,0],[62,12,62,13],[62,14,62,15],[63,4,64,4],[63,5,64,5],[63,6,64,6],[63,7,64,7],[63,8,64,8],[63,9,64,9],[63,10,64,10],[63,11,64,11],[62,0,64,0],[62,1,64,1],[62,4,62,5],[62,6,62,7],[62,8,62,9],[62,10,62,11],[54,0,57,0],[60,0,61,1],[60,4,60,15],[61,4,61,5],[61,6,61,7],[61,8,61,9],[61,10,61,11],[61,12,61,13],[61,14,61,15],[44,12,45,12],[44,13,45,13],[44,14,45,14],[44,15,45,15],[46,0,49,0],[50,0,53,0],[43,12,43,13],[43,14,43,15],[44,4,45,4],[44,5,45,5],[44,6,45,6],[44,7,45,7],[44,8,45,8],[44,9,45,9],[44,10,45,10],[44,11,45,11],[43,0,45,0],[43,1,45,1],[43,4,43,5],[43,6,43,7],[43,8,43,9],[43,10,43,11],[35,0,38,0],[41,0,42,1],[41,4,41,15],[42,4,42,5],[42,6,42,7],[42,8,42,9],[42,10,42,11],[42,12,42,13],[42,14,42,15],[25,12,26,12],[25,13,26,13],[25,14,26,14],[25,15,26,15],[27,0,30,0],[31,0,34,0],[24,12,24,13],[24,14,24,15],[25,4,26,4],[25,5,26,5],[25,6,26,6],[25,7,26,7],[25,8,26,8],[25,9,26,9],[25,10,26,10],[25,11,26,11],[24,0,26,0],[24,1,26,1],[24,4,24,5],[24,6,24,7],[24,8,24,9],[24,10,24,11],[7,0,10,0],[11,0,14,0],[15,0,18,0],[22,4,22,15],[23,4,23,5],[23,6,23,7],[23,8,23,9],[23,10,23,11],[23,12,23,13],[23,14,23,15],[5,10,6,10],[5,11,6,11],[5,12,6,12],[5,13,6,13],[5,14,6,14],[5,15,6,15],[4,10,4,11],[4,12,4,13],[4,14,4,15],[5,2,6,2],[5,3,6,3],[5,4,6,4],[5,5,6,5],[5,6,6,6],[5,7,6,7],[5,8,6,8],[4,0,6,0],[4,1,6,1],[4,2,4,3],[4,4,4,5],[4,6,4,7],[4,8,4,9],[5,9,6,9],[2,0,2,1],[2,2,2,15],[3,2,3,3],[3,4,3,5],[3,6,3,7],[3,8,3,9],[3,10,3,11],[3,12,3,13],[3,14,3,15]]}
[]
["4TTR60_61",18.2]
["Evaporator Air \n",null,"Condenser  Entering Air Temperature ˚F"]
[80,"°F DB",85,null,90,null,95,null,100,null,105,null,110,null,115]
["CFM","EWB†\n˚F","Capacity Mbtuh",null,"Capacity Mbtuh",null,"Capacity Mbtuh",null,"Capacity Mbtuh",null,"Capacity Mbtuh",null,"Capacity Mbtuh",null,"Capacity Mbtuh"]
[null,null,"Total","Sens.","Total","Sens.","Total","Sens.","Total","Sens.","Total","Sens.","Total","Sens.","Total","Sens."]
[null,null,null,null,null,null,null,null,null,null,null,null,null,null,null,null,null,"Total Factors",null,null,null,null,null,null,"Sens. %",null,null,null,null,null,null,"IDB Adj",null,null,null,null,null,null,"Sens Calc"]
[1575,71,{"$f":"R8*$B$2","v":20.232333333333337},{"$f":"IF(AM8>C8,C8,AM8)","v":10.738000000000001},{"$f":"S8*$B$2","v":19.792499999999997},{"$f":"IF(AN8>E8,E8,AN8)","v":10.588191699604742},{"$f":"T8*$B$2","v":19.352666666666664},{"$f":"IF(AO8>G8,G8,AO8)","v":10.434666666666667},{"$f":"U8*$B$2","v":18.912833333333332},{"$f":"IF(AP8>I8,I8,AP8)","v":10.269507575757576},{"$f":"V8*$B$2","v":18.472999999999999},{"$f":"IF(AQ8>K8,K8,AQ8)","v":10.100999999999999},{"$f":"W8*$B$2","v":18.018000000000001},{"$f":"IF(AR8>M8,M8,AR8)","v":9.9518495622654992},{"$f":"X8*$B$2","v":17.562999999999999},{"$f":"IF(AS8>O8,O8,AS8)","v":9.7976666666666645},null,1.1116666666666668,1.0874999999999999,1.0633333333333332,1.0391666666666666,1.0149999999999999,0.99,0.96499999999999997,0.53073463268365817,0.53495979283085737,0.53918495297805646,0.54299149126735335,0.54679802955665024,0.55232820303393826,0.55785837651122616,0.97916666666666663,0.98263888888888884,0.98611111111111105,0.98263888888888884,0.97916666666666663,0.97916666666666663,0.97916666666666663,{"$f":"Y8*C8+($A$4-80)*AF8*$A$8/1000","v":10.738000000000001},{"$f":"Z8*E8+($A$4-80)*AG8*$A$8/1000","v":10.588191699604742},{"$f":"AA8*G8+($A$4-80)*AH8*$A$8/1000","v":10.434666666666667},{"$f":"AB8*I8+($A$4-80)*AI8*$A$8/1000","v":10.269507575757576},{"$f":"AC8*K8+($A$4-80)*AJ8*$A$8/1000","v":10.100999999999999},{"$f":"AD8*M8+($A$4-80)*AK8*$A$8/1000","v":9.9518495622654992},{"$f":"AE8*O8+($A$4-80)*AL8*$A$8/1000","v":9.7976666666666645}]
[null,67,{"$f":"R9*$B$2","v":18.654999999999998},12.952333333333332,18.2455,{"$f":"IF(AN9>E9,E9,AN9)","v":12.788197386759581},17.835999999999999,{"$f":"IF(AO9>G9,G9,AO9)","v":12.618666666666666},17.426500000000001,{"$f":"IF(AP9>I9,I9,AP9)","v":12.470322001527885},17.016999999999999,{"$f":"IF(AQ9>K9,K9,AQ9)","v":12.315333333333333},16.607500000000002,{"$f":"IF(AR9>M9,M9,AR9)","v":12.167324600933327},16.198,{"$f":"IF(AS9>O9,O9,AS9)","v":12.012},null,1.0249999999999999,1.0024999999999999,0.98,0.95750000000000013,0.93500000000000005,0.91250000000000009,0.89,0.69430894308943092,0.70089596814335486,0.70748299319727892,0.71559532904070722,0.72370766488413552,0.7326403492960003,0.7415730337078652,0.98611111111111116,0.98263888888888906,0.97916666666666685,0.97916666666666685,0.97916666666666685,0.97916666666666685,0.97916666666666685,{"$f":"Y9*C9+($A$4-80)*AF9*$A$8/1000","v":12.952333333333332},{"$f":"Z9*E9+($A$4-80)*AG9*$A$8/1000","v":12.788197386759581},{"$f":"AA9*G9+($A$4-80)*AH9*$A$8/1000","v":12.618666666666666},{"$f":"AB9*I9+($A$4-80)*AI9*$A$8/1000","v":12.470322001527885},{"$f":"AC9*K9+($A$4-80)*AJ9*$A$8/1000","v":12.315333333333333},{"$f":"AD9*M9+($A$4-80)*AK9*$A$8/1000","v":12.167324600933327},{"$f":"AE9*O9+($A$4-80)*AL9*$A$8/1000","v":12.012}]
[null,63,17.441666666666666,15.227333333333334,17.0625,15.079743083003953,16.683333333333334,14.924000000000001,16.304166666666667,14.761270202020203,15.924999999999999,14.590333333333334,15.545833333333333,14.443559722222224,15.166666666666666,14.287000000000001,null,0.95833333333333337,0.9375,0.91666666666666674,0.89583333333333337,0.875,0.85416666666666663,0.83333333333333337,0.87304347826086959,0.88379446640316206,0.89454545454545464,0.90536796536796538,0.91619047619047622,0.9290952380952382,0.94200000000000006,0.97916666666666685,0.98263888888888906,0.98611111111111116,0.98263888888888906,0.97916666666666685,0.97916666666666685,0.97916666666666685,15.227333333333334,{"$f":"Z10*E10+($A$4-80)*AG10*$A$8/1000","v":15.079743083003953},{"$f":"AA10*G10+($A$4-80)*AH10*$A$8/1000","v":14.924000000000001},14.761270202020203,14.590333333333334,14.443559722222224,14.287000000000001]
[null,59,16.652999999999999,16.38,16.288999999999998,16.155483606557375,15.924999999999999,15.924999999999999,15.561000000000002,15.561000000000002,15.197000000000001,15.197000000000001,14.832999999999998,14.832999999999998,14.468999999999999,14.468999999999999,null,0.91500000000000004,0.89500000000000002,0.875,0.85500000000000009,0.83500000000000008,0.81499999999999995,0.79500000000000004,0.98360655737704916,0.99180327868852458,1,1,1,1,1,0.68749999999999989,0.67361111111111105,0.65972222222222221,0.61458333333333348,0.56944444444444464,0.5243055555555558,0.47916666666666707,16.38,{"$f":"Z11*E11+($A$4-80)*AG11*$A$8/1000","v":16.155483606557375},{"$f":"AA11*G11+($A$4-80)*AH11*$A$8/1000","v":15.924999999999999},{"$f":"AB11*I11+($A$4-80)*AI11*$A$8/1000","v":15.561000000000002},15.197000000000001,14.832999999999998,14.468999999999999]
[1800,71,20.645238095238096,10.957142857142857,20.196428571428573,10.804277244494639,19.747619047619047,10.647619047619047,19.298809523809524,10.479089363017936,18.850000000000001,10.307142857142859,18.385714285714286,10.15494853292398,17.921428571428571,9.997619047619045,null,1.1343537414965987,1.1096938775510206,1.0850340136054422,1.060374149659864,1.0357142857142858,1.0102040816326532,0.98469387755102045,0.53073463268365817,0.53495979283085737,0.53918495297805646,0.54299149126735335,0.54679802955665024,0.55232820303393826,0.55785837651122616,0.97916666666666663,0.98263888888888884,0.98611111111111105,0.98263888888888884,0.97916666666666663,0.97916666666666663,0.97916666666666663,{"$f":"Y12*C12+($A$4-80)*AF12*$A$12/1000","v":10.957142857142857},{"$f":"Z12*E12+($A$4-80)*AG12*$A$12/1000","v":10.804277244494639},{"$f":"AA12*G12+($A$4-80)*AH12*$A$12/1000","v":10.647619047619047},{"$f":"AB12*I12+($A$4-80)*AI12*$A$12/1000","v":10.479089363017936},{"$f":"AC12*K12+($A$4-80)*AJ12*$A$12/1000","v":10.307142857142859},{"$f":"AD12*M12+($A$4-80)*AK12*$A$12/1000","v":10.15494853292398},{"$f":"AE12*O12+($A$4-80)*AL12*$A$12/1000","v":9.997619047619045}]
[null,67,19.035714285714285,13.216666666666667,18.617857142857144,13.049181006897532,18.2,12.876190476190477,17.782142857142858,12.724818368906005,17.364285714285717,12.56666666666667,16.946428571428569,12.415637347891147,16.528571428571428,12.257142857142858,null,1.0459183673469388,1.0229591836734695,1,0.97704081632653073,0.95408163265306134,0.93112244897959184,0.90816326530612246,0.69430894308943092,0.70089596814335486,0.70748299319727892,0.71559532904070722,0.72370766488413552,0.7326403492960003,0.7415730337078652,0.98611111111111116,0.98263888888888906,0.97916666666666685,0.97916666666666685,0.97916666666666685,0.97916666666666685,0.97916666666666685,{"$f":"Y13*C13+($A$4-80)*AF13*$A$12/1000","v":13.216666666666667},{"$f":"Z13*E13+($A$4-80)*AG13*$A$12/1000","v":13.049181006897532},{"$f":"AA13*G13+($A$4-80)*AH13*$A$12/1000","v":12.876190476190477},{"$f":"AB13*I13+($A$4-80)*AI13*$A$12/1000","v":12.724818368906005},{"$f":"AC13*K13+($A$4-80)*AJ13*$A$12/1000","v":12.56666666666667},{"$f":"AD13*M13+($A$4-80)*AK13*$A$12/1000","v":12.415637347891147},{"$f":"AE13*O13+($A$4-80)*AL13*$A$12/1000","v":12.257142857142858}]
[null,63,17.797619047619047,15.538095238095238,17.410714285714288,15.387492941840771,17.023809523809526,15.228571428571431,16.636904761904763,15.062520614306329,16.25,14.888095238095239,15.863095238095237,14.738326247165533,15.476190476190476,14.578571428571429,null,0.97789115646258506,0.95663265306122458,0.93537414965986398,0.9141156462585035,0.8928571428571429,0.87159863945578231,0.85034013605442182,0.87304347826086959,0.88379446640316206,0.89454545454545464,0.90536796536796538,0.91619047619047622,0.9290952380952382,0.94200000000000006,0.97916666666666685,0.98263888888888906,0.98611111111111116,0.98263888888888906,0.97916666666666685,0.97916666666666685,0.97916666666666685,15.538095238095238,{"$f":"Z14*E14+($A$4-80)*AG14*$A$12/1000","v":15.387492941840771},{"$f":"AA14*G14+($A$4-80)*AH14*$A$12/1000","v":15.228571428571431},15.062520614306329,14.888095238095239,14.738326247165533,14.578571428571429]
[null,59,16.99285714285714,16.714285714285712,16.621428571428574,16.485187353629978,16.25,16.25,15.878571428571428,15.878571428571428,15.507142857142858,15.507142857142858,15.135714285714286,15.135714285714286,14.764285714285714,14.764285714285714,null,0.93367346938775508,0.91326530612244905,0.8928571428571429,0.87244897959183676,0.85204081632653073,0.83163265306122458,0.81122448979591844,0.98360655737704916,0.99180327868852458,1,1,1,1,1,0.68749999999999989,0.67361111111111105,0.65972222222222221,0.61458333333333348,0.56944444444444464,0.5243055555555558,0.47916666666666707,16.714285714285712,{"$f":"Z15*E15+($A$4-80)*AG15*$A$12/1000","v":16.485187353629978},{"$f":"AA15*G15+($A$4-80)*AH15*$A$12/1000","v":16.25},15.878571428571428,15.507142857142858,15.135714285714286,14.764285714285714]
[2025,71,21.058142857142858,11.176285714285715,20.600357142857145,11.020362789384532,20.142571428571426,10.860571428571427,19.684785714285713,10.688671150278292,19.227,10.513285714285715,18.753428571428572,10.358047503582458,18.279857142857143,10.197571428571427,null,1.1570408163265307,1.131887755102041,1.1067346938775509,1.0815816326530612,1.0564285714285715,1.0304081632653062,1.0043877551020408,0.53073463268365817,0.53495979283085737,0.53918495297805646,0.54299149126735335,0.54679802955665024,0.55232820303393826,0.55785837651122616,0.97916666666666663,0.98263888888888884,0.98611111111111105,0.98263888888888884,0.97916666666666663,0.97916666666666663,0.97916666666666663,{"$f":"Y16*C16+($A$4-80)*AF16*$A$16/1000","v":11.176285714285715},{"$f":"Z16*E16+($A$4-80)*AG16*$A$16/1000","v":11.020362789384532},{"$f":"AA16*G16+($A$4-80)*AH16*$A$16/1000","v":10.860571428571427},{"$f":"AB16*I16+($A$4-80)*AI16*$A$16/1000","v":10.688671150278292},{"$f":"AC16*K16+($A$4-80)*AJ16*$A$16/1000","v":10.513285714285715},{"$f":"AD16*M16+($A$4-80)*AK16*$A$16/1000","v":10.358047503582458},{"$f":"AE16*O16+($A$4-80)*AL16*$A$16/1000","v":10.197571428571427}]
[null,67,19.416428571428572,13.481,18.990214285714284,13.310164627035482,18.564,13.133714285714285,18.137785714285716,12.979314736284126,17.711571428571428,12.818000000000001,17.285357142857144,12.663950094848971,16.859142857142857,12.502285714285714,null,1.0668367346938776,1.0434183673469388,1.02,0.99658163265306132,0.97316326530612252,0.94974489795918371,0.9263265306122449,0.69430894308943092,0.70089596814335486,0.70748299319727892,0.71559532904070722,0.72370766488413552,0.7326403492960003,0.7415730337078652,0.98611111111111116,0.98263888888888906,0.97916666666666685,0.97916666666666685,0.97916666666666685,0.97916666666666685,0.97916666666666685,{"$f":"Y17*C17+($A$4-80)*AF17*$A$16/1000","v":13.481},{"$f":"Z17*E17+($A$4-80)*AG17*$A$16/1000","v":13.310164627035482},{"$f":"AA17*G17+($A$4-80)*AH17*$A$16/1000","v":13.133714285714285},{"$f":"AB17*I17+($A$4-80)*AI17*$A$16/1000","v":12.979314736284126},{"$f":"AC17*K17+($A$4-80)*AJ17*$A$16/1000","v":12.818000000000001},{"$f":"AD17*M17+($A$4-80)*AK17*$A$16/1000","v":12.663950094848971},{"$f":"AE17*O17+($A$4-80)*AL17*$A$16/1000","v":12.502285714285714}]
[null,63,18.153571428571428,15.848857142857144,17.758928571428573,15.695242800677585,17.364285714285717,15.533142857142861,16.969642857142858,15.363771026592456,16.575000000000003,15.185857142857145,16.180357142857144,15.033092772108846,15.785714285714286,14.870142857142859,null,0.99744897959183676,0.97576530612244905,0.95408163265306134,0.93239795918367352,0.91071428571428581,0.8890306122448981,0.86734693877551028,0.87304347826086959,0.88379446640316206,0.89454545454545464,0.90536796536796538,0.91619047619047622,0.9290952380952382,0.94200000000000006,0.97916666666666685,0.98263888888888906,0.98611111111111116,0.98263888888888906,0.97916666666666685,0.97916666666666685,0.97916666666666685,15.848857142857144,{"$f":"Z18*E18+($A$4-80)*AG18*$A$16/1000","v":15.695242800677585},{"$f":"AA18*G18+($A$4-80)*AH18*$A$16/1000","v":15.533142857142861},15.363771026592456,15.185857142857145,15.033092772108846,14.870142857142859]
[null,59,17.332714285714285,17.048571428571428,16.953857142857142,16.814891100702575,16.575000000000003,16.575000000000003,16.19614285714286,16.19614285714286,15.817285714285717,15.817285714285717,15.43842857142857,15.43842857142857,15.059571428571429,15.059571428571429,null,0.95234693877551024,0.93153061224489797,0.91071428571428581,0.88989795918367365,0.86908163265306138,0.84826530612244899,0.82744897959183683,0.98360655737704916,0.99180327868852458,1,1,1,1,1,0.68749999999999989,0.67361111111111105,0.65972222222222221,0.61458333333333348,0.56944444444444464,0.5243055555555558,0.47916666666666707,17.048571428571428,{"$f":"Z19*E19+($A$4-80)*AG19*$A$16/1000","v":16.814891100702575},{"$f":"AA19*G19+($A$4-80)*AH19*$A$16/1000","v":16.575000000000003},16.19614285714286,15.817285714285717,15.43842857142857,15.059571428571429]

{"sheet":"4TTR70_24","index":37,"n_rows":19,"n_cols":45,"rows_kept":19,"cut":false,"hidden":true,"merged":[[130,0,133,0],[120,12,121,12],[120,13,121,13],[120,14,121,14],[120,15,121,15],[122,0,125,0],[126,0,129,0],[119,12,119,13],[119,14,119,15],[120,4,121,4],[120,5,121,5],[120,6,121,6],[120,7,121,7],[120,8,121,8],[120,9,121,9],[120,10,121,10],[120,11,121,11],[119,0,121,0],[119,1,121,1],[119,4,119,5],[119,6,119,7],[119,8,119,9],[119,10,119,11],[111,0,114,0],[117,0,118,1],[117,4,117,15],[118,4,118,5],[118,6,118,7],[118,8,118,9],[118,10,118,11],[118,12,118,13],[118,14,118,15],[101,12,102,12],[101,13,102,13],[101,14,102,14],[101,15,102,15],[103,0,106,0],[107,0,110,0],[100,12,100,13],[100,14,100,15],[101,4,102,4],[101,5,102,5],[101,6,102,6],[101,7,102,7],[101,8,102,8],[101,9,102,9],[101,10,102,10],[101,11,102,11],[100,0,102,0],[100,1,102,1],[100,4,100,5],[100,6,100,7],[100,8,100,9],[100,10,100,11],[92,0,95,0],[98,0,99,1],[98,4,98,15],[99,4,99,5],[99,6,99,7],[99,8,99,9],[99,10,99,11],[99,12,99,13],[99,14,99,15],[82,12,83,12],[82,13,83,13],[82,14,83,14],[82,15,83,15],[84,0,87,0],[88,0,91,0],[81,12,81,13],[81,14,81,15],[82,4,83,4],[82,5,83,5],[82,6,83,6],[82,7,83,7],[82,8,83,8],[82,9,83,9],[82,10,83,10],[82,11,83,11],[81,0,83,0],[81,1,83,1],[81,4,81,5],[81,6,81,7],[81,8,81,9],[81,10,81,11],[73,0,76,0],[79,0,80,1],[79,4,79,15],[80,4,80,5],[80,6,80,7],[80,8,80,9],[80,10,80,11],[80,12,80,13],[80,14,80,15],[63,12,64,12],[63,13,64,13],[63,14,64,14],[63,15,64,15],[65,0,68,0],[69,0,72,0],[62,12,62,13],[62,14,62,15],[63,4,64,4],[63,5,64,5],[63,6,64,6],[63,7,64,7],[63,8,64,8],[63,9,64,9],[63,10,64,10],[63,11,64,11],[62,0,64,0],[62,1,64,1],[62,4,62,5],[62,6,62,7],[62,8,62,9],[62,10,62,11],[54,0,57,0],[60,0,61,1],[60,4,60,15],[61,4,61,5],[61,6,61,7],[61,8,61,9],[61,10,61,11],[61,12,61,13],[61,14,61,15],[44,12,45,12],[44,13,45,13],[44,14,45,14],[44,15,45,15],[46,0,49,0],[50,0,53,0],[43,12,43,13],[43,14,43,15],[44,4,45,4],[44,5,45,5],[44,6,45,6],[44,7,45,7],[44,8,45,8],[44,9,45,9],[44,10,45,10],[44,11,45,11],[43,0,45,0],[43,1,45,1],[43,4,43,5],[43,6,43,7],[43,8,43,9],[43,10,43,11],[35,0,38,0],[41,0,42,1],[41,4,41,15],[42,4,42,5],[42,6,42,7],[42,8,42,9],[42,10,42,11],[42,12,42,13],[42,14,42,15],[25,12,26,12],[25,13,26,13],[25,14,26,14],[25,15,26,15],[27,0,30,0],[31,0,34,0],[24,12,24,13],[24,14,24,15],[25,4,26,4],[25,5,26,5],[25,6,26,6],[25,7,26,7],[25,8,26,8],[25,9,26,9],[25,10,26,10],[25,11,26,11],[24,0,26,0],[24,1,26,1],[24,4,24,5],[24,6,24,7],[24,8,24,9],[24,10,24,11],[7,0,10,0],[11,0,14,0],[15,0,18,0],[22,4,22,15],[23,4,23,5],[23,6,23,7],[23,8,23,9],[23,10,23,11],[23,12,23,13],[23,14,23,15],[5,10,6,10],[5,11,6,11],[5,12,6,12],[5,13,6,13],[5,14,6,14],[5,15,6,15],[4,10,4,11],[4,12,4,13],[4,14,4,15],[5,2,6,2],[5,3,6,3],[5,4,6,4],[5,5,6,5],[5,6,6,6],[5,7,6,7],[5,8,6,8],[4,0,6,0],[4,1,6,1],[4,2,4,3],[4,4,4,5],[4,6,4,7],[4,8,4,9],[5,9,6,9],[2,0,2,1],[2,2,2,15],[3,2,3,3],[3,4,3,5],[3,6,3,7],[3,8,3,9],[3,10,3,11],[3,12,3,13],[3,14,3,15]]}
[]
["4TTR70_24",18.2]
["Evaporator Air \n",null,"Condenser  Entering Air Temperature ˚F"]
[80,"°F DB",85,null,90,null,95,null,100,null,105,null,110,null,115]
["CFM","EWB†\n˚F","Capacity Mbtuh",null,"Capacity Mbtuh",null,"Capacity Mbtuh",null,"Capacity Mbtuh",null,"Capacity Mbtuh",null,"Capacity Mbtuh",null,"Capacity Mbtuh"]
[null,null,"Total","Sens.","Total","Sens.","Total","Sens.","Total","Sens.","Total","Sens.","Total","Sens.","Total","Sens."]
[null,null,null,null,null,null,null,null,null,null,null,null,null,null,null,null,null,"Total Factors",null,null,null,null,null,null,"Sens. %",null,null,null,null,null,null,"IDB Adj",null,null,null,null,null,null,"Sens Calc"]
[700,71,{"$f":"R8*$B$2","v":21.202634538152612},{"$f":"IF(AM8>C8,C8,AM8)","v":11.460883534136546},{"$f":"S8*$B$2","v":20.307253012048193},{"$f":"IF(AN8>E8,E8,AN8)","v":11.183469744941668},{"$f":"T8*$B$2","v":19.411871485943774},{"$f":"IF(AO8>G8,G8,AO8)","v":10.887839357429717},{"$f":"U8*$B$2","v":18.516489959839358},{"$f":"IF(AP8>I8,I8,AP8)","v":10.574641706356823},{"$f":"V8*$B$2","v":17.621108433734939},{"$f":"IF(AQ8>K8,K8,AQ8)","v":10.243164658634537},{"$f":"W8*$B$2","v":16.725726907630523},{"$f":"IF(AR8>M8,M8,AR8)","v":9.9698758237157143},{"$f":"X8*$B$2","v":15.830345381526106},{"$f":"IF(AS8>O8,O8,AS8)","v":9.6701204819277109},null,1.1649799196787149,1.1157831325301206,1.0665863453815261,1.0173895582329318,0.96819277108433743,0.91899598393574311,0.86979919678714868,0.54054054054054046,0.55071307469831443,0.56088560885608851,0.5710932109321093,0.58130081300813008,0.59608027075745862,0.61085972850678727,0.984375,0.98437499999999989,0.98437499999999978,0.98437499999999989,0.984375,0.984375,0.984375,{"$f":"Y8*C8+($A$4-80)*AF8*$A$8/1000","v":11.460883534136546},{"$f":"Z8*E8+($A$4-80)*AG8*$A$8/1000","v":11.183469744941668},{"$f":"AA8*G8+($A$4-80)*AH8*$A$8/1000","v":10.887839357429717},{"$f":"AB8*I8+($A$4-80)*AI8*$A$8/1000","v":10.574641706356823},{"$f":"AC8*K8+($A$4-80)*AJ8*$A$8/1000","v":10.243164658634537},{"$f":"AD8*M8+($A$4-80)*AK8*$A$8/1000","v":9.9698758237157143},{"$f":"AE8*O8+($A$4-80)*AL8*$A$8/1000","v":9.6701204819277109}]
[null,67,{"$f":"R9*$B$2","v":19.555132530120481},13.824690763052208,18.69556626506024,{"$f":"IF(AN9>E9,E9,AN9)","v":13.516104804761213},17.835999999999999,{"$f":"IF(AO9>G9,G9,AO9)","v":13.180016064257027},17.012248995983935,{"$f":"IF(AP9>I9,I9,AP9)","v":12.872251059539005},16.188497991967871,{"$f":"IF(AQ9>K9,K9,AQ9)","v":12.535341365461846},15.364746987951808,{"$f":"IF(AR9>M9,M9,AR9)","v":12.268722672809027},14.540995983935744,{"$f":"IF(AS9>O9,O9,AS9)","v":11.96229718875502},null,1.0744578313253013,1.0272289156626506,0.98,0.93473895582329314,0.88947791164658641,0.84421686746987956,0.79895582329317283,0.706959706959707,0.72295776512643983,0.73895582329317266,0.75664605323950673,0.77433628318584069,0.79849819085400409,0.82266009852216737,0.984375,0.98437499999999989,0.98437499999999978,0.98437499999999989,0.984375,0.98437499999999989,0.98437499999999978,{"$f":"Y9*C9+($A$4-80)*AF9*$A$8/1000","v":13.824690763052208},{"$f":"Z9*E9+($A$4-80)*AG9*$A$8/1000","v":13.516104804761213},{"$f":"AA9*G9+($A$4-80)*AH9*$A$8/1000","v":13.180016064257027},{"$f":"AB9*I9+($A$4-80)*AI9*$A$8/1000","v":12.872251059539005},{"$f":"AC9*K9+($A$4-80)*AJ9*$A$8/1000","v":12.535341365461846},{"$f":"AD9*M9+($A$4-80)*AK9*$A$8/1000","v":12.268722672809027},{"$f":"AE9*O9+($A$4-80)*AL9*$A$8/1000","v":11.96229718875502}]
[null,63,18.265783132530121,16.188497991967875,17.477847389558232,15.883911244135,16.689911646586346,15.543823293172689,15.937791164658634,15.277803476843644,15.185670682730924,14.970779116465863,14.397734939759037,14.295864173675836,13.609799196787149,13.609799196787149,null,1.0036144578313253,0.96032128514056225,0.9170281124497992,0.87570281124497995,0.8343775100401607,0.79108433734939765,0.7477911646586346,0.88627450980392164,0.90880249095346288,0.93133047210300424,0.95858976435338894,0.98584905660377353,0.99292452830188682,1,0.984375,0.98437499999999989,0.98437499999999978,0.98437499999999978,0.98437499999999978,0.90625,0.82812500000000011,16.188497991967875,{"$f":"Z10*E10+($A$4-80)*AG10*$A$8/1000","v":15.883911244135},{"$f":"AA10*G10+($A$4-80)*AH10*$A$8/1000","v":15.543823293172689},15.277803476843644,14.970779116465863,14.295864173675836,13.609799196787149]
[null,59,17.40621686746988,17.40621686746988,16.689911646586346,16.689911646586346,15.973606425702812,15.973606425702812,15.221485943775102,15.221485943775102,14.469365461847389,14.469365461847389,13.717244979919679,13.717244979919679,12.965124497991969,12.965124497991969,null,0.95638554216867477,0.9170281124497992,0.87767068273092375,0.83634538152610449,0.79502008032128513,0.75369477911646587,0.71236947791164662,1,1,1,1,1,1,1,0.68750000000000033,0.60937500000000033,0.53125000000000033,0.43750000000000011,0.34374999999999989,0.24999999999999994,0.15625,17.40621686746988,{"$f":"Z11*E11+($A$4-80)*AG11*$A$8/1000","v":16.689911646586346},{"$f":"AA11*G11+($A$4-80)*AH11*$A$8/1000","v":15.973606425702812},{"$f":"AB11*I11+($A$4-80)*AI11*$A$8/1000","v":15.221485943775102},14.469365461847389,13.717244979919679,12.965124497991969]
[800,71,21.635341365461848,11.694779116465861,20.721686746987952,11.411703821369048,19.808032128514061,11.110040160642571,18.894377510040162,10.790450720772268,17.980722891566266,10.452208835341366,17.067068273092371,10.173342677260932,16.153413654618475,9.8674698795180724,null,1.1887550200803214,1.13855421686747,1.0883534136546187,1.0381526104417671,0.98795180722891573,0.93775100401606437,0.88755020080321301,0.54054054054054046,0.55071307469831443,0.56088560885608851,0.5710932109321093,0.58130081300813008,0.59608027075745862,0.61085972850678727,0.984375,0.98437499999999989,0.98437499999999978,0.98437499999999989,0.984375,0.984375,0.984375,{"$f":"Y12*C12+($A$4-80)*AF12*$A$12/1000","v":11.694779116465861},{"$f":"Z12*E12+($A$4-80)*AG12*$A$12/1000","v":11.411703821369048},{"$f":"AA12*G12+($A$4-80)*AH12*$A$12/1000","v":11.110040160642571},{"$f":"AB12*I12+($A$4-80)*AI12*$A$12/1000","v":10.790450720772268},{"$f":"AC12*K12+($A$4-80)*AJ12*$A$12/1000","v":10.452208835341366},{"$f":"AD12*M12+($A$4-80)*AK12*$A$12/1000","v":10.173342677260932},{"$f":"AE12*O12+($A$4-80)*AL12*$A$12/1000","v":9.8674698795180724}]
[null,67,19.954216867469881,14.10682730923695,19.077108433734942,13.791943678327771,18.2,13.448995983935742,17.359437751004016,13.134950060754088,16.518875502008033,12.791164658634539,15.67831325301205,12.519104768172477,14.837751004016065,12.206425702811243,null,1.0963855421686748,1.0481927710843375,1,0.9538152610441768,0.90763052208835349,0.86144578313253029,0.81526104417670686,0.706959706959707,0.72295776512643983,0.73895582329317266,0.75664605323950673,0.77433628318584069,0.79849819085400409,0.82266009852216737,0.984375,0.98437499999999989,0.98437499999999978,0.98437499999999989,0.984375,0.98437499999999989,0.98437499999999978,{"$f":"Y13*C13+($A$4-80)*AF13*$A$12/1000","v":14.10682730923695},{"$f":"Z13*E13+($A$4-80)*AG13*$A$12/1000","v":13.791943678327771},{"$f":"AA13*G13+($A$4-80)*AH13*$A$12/1000","v":13.448995983935742},{"$f":"AB13*I13+($A$4-80)*AI13*$A$12/1000","v":13.134950060754088},{"$f":"AC13*K13+($A$4-80)*AJ13*$A$12/1000","v":12.791164658634539},{"$f":"AD13*M13+($A$4-80)*AK13*$A$12/1000","v":12.519104768172477},{"$f":"AE13*O13+($A$4-80)*AL13*$A$12/1000","v":12.206425702811243}]
[null,63,18.638554216867469,16.518875502008033,17.834538152610442,16.208072698096938,17.030522088353415,15.861044176706827,16.26305220883534,15.589595384534331,15.495582329317269,15.276305220883533,14.691566265060244,14.587616503750855,13.887550200803213,13.887550200803213,null,1.0240963855421688,0.97991967871485941,0.93574297188755029,0.89357429718875503,0.85140562248995988,0.80722891566265076,0.76305220883534142,0.88627450980392164,0.90880249095346288,0.93133047210300424,0.95858976435338894,0.98584905660377353,0.99292452830188682,1,0.984375,0.98437499999999989,0.98437499999999978,0.98437499999999978,0.98437499999999978,0.90625,0.82812500000000011,16.518875502008033,{"$f":"Z14*E14+($A$4-80)*AG14*$A$12/1000","v":16.208072698096938},{"$f":"AA14*G14+($A$4-80)*AH14*$A$12/1000","v":15.861044176706827},15.589595384534331,15.276305220883533,14.587616503750855,13.887550200803213]
[null,59,17.76144578313253,17.76144578313253,17.030522088353415,17.030522088353415,16.299598393574296,16.299598393574296,15.532128514056225,15.532128514056225,14.764658634538153,14.764658634538153,13.99718875502008,13.99718875502008,13.229718875502009,13.229718875502009,null,0.97590361445783136,0.93574297188755029,0.89558232931726911,0.85341365461847396,0.8112449799196787,0.76907630522088355,0.7269076305220884,1,1,1,1,1,1,1,0.68750000000000033,0.60937500000000033,0.53125000000000033,0.43750000000000011,0.34374999999999989,0.24999999999999994,0.15625,17.76144578313253,{"$f":"Z15*E15+($A$4-80)*AG15*$A$12/1000","v":17.030522088353415},{"$f":"AA15*G15+($A$4-80)*AH15*$A$12/1000","v":16.299598393574296},15.532128514056225,14.764658634538153,13.99718875502008,13.229718875502009]
[900,71,22.068048192771087,11.928674698795181,21.136120481927712,11.639937897796429,20.20419277108434,11.332240963855423,19.272265060240969,11.006259735187715,18.34033734939759,10.661253012048192,17.408409638554218,10.376809530806151,16.476481927710847,10.064819277108434,null,1.2125301204819279,1.1613253012048195,1.1101204819277111,1.0589156626506027,1.007710843373494,0.95650602409638563,0.90530120481927723,0.54054054054054046,0.55071307469831443,0.56088560885608851,0.5710932109321093,0.58130081300813008,0.59608027075745862,0.61085972850678727,0.984375,0.98437499999999989,0.98437499999999978,0.98437499999999989,0.984375,0.984375,0.984375,{"$f":"Y16*C16+($A$4-80)*AF16*$A$16/1000","v":11.928674698795181},{"$f":"Z16*E16+($A$4-80)*AG16*$A$16/1000","v":11.639937897796429},{"$f":"AA16*G16+($A$4-80)*AH16*$A$16/1000","v":11.332240963855423},{"$f":"AB16*I16+($A$4-80)*AI16*$A$16/1000","v":11.006259735187715},{"$f":"AC16*K16+($A$4-80)*AJ16*$A$16/1000","v":10.661253012048192},{"$f":"AD16*M16+($A$4-80)*AK16*$A$16/1000","v":10.376809530806151},{"$f":"AE16*O16+($A$4-80)*AL16*$A$16/1000","v":10.064819277108434}]
[null,67,20.353301204819278,14.388963855421688,19.458650602409637,14.067782551894323,18.564,13.717975903614457,17.706626506024097,13.397649061969171,16.849253012048194,13.04698795180723,15.99187951807229,12.769486863535926,15.134506024096385,12.450554216867468,null,1.1183132530120483,1.0691566265060242,1.02,0.97289156626506035,0.92578313253012068,0.87867469879518079,0.83156626506024101,0.706959706959707,0.72295776512643983,0.73895582329317266,0.75664605323950673,0.77433628318584069,0.79849819085400409,0.82266009852216737,0.984375,0.98437499999999989,0.98437499999999978,0.98437499999999989,0.984375,0.98437499999999989,0.98437499999999978,{"$f":"Y17*C17+($A$4-80)*AF17*$A$16/1000","v":14.388963855421688},{"$f":"Z17*E17+($A$4-80)*AG17*$A$16/1000","v":14.067782551894323},{"$f":"AA17*G17+($A$4-80)*AH17*$A$16/1000","v":13.717975903614457},{"$f":"AB17*I17+($A$4-80)*AI17*$A$16/1000","v":13.397649061969171},{"$f":"AC17*K17+($A$4-80)*AJ17*$A$16/1000","v":13.04698795180723},{"$f":"AD17*M17+($A$4-80)*AK17*$A$16/1000","v":12.769486863535926},{"$f":"AE17*O17+($A$4-80)*AL17*$A$16/1000","v":12.450554216867468}]
[null,63,19.01132530120482,16.849253012048194,18.191228915662652,16.53223415205888,17.371132530120484,16.178265060240964,16.58831325301205,15.901387292225019,15.805493975903614,15.581831325301204,14.985397590361446,14.87936883382587,14.165301204819277,14.165301204819277,null,1.0445783132530122,0.99951807228915679,0.95445783132530138,0.91144578313253022,0.86843373493975906,0.82337349397590365,0.77831325301204823,0.88627450980392164,0.90880249095346288,0.93133047210300424,0.95858976435338894,0.98584905660377353,0.99292452830188682,1,0.984375,0.98437499999999989,0.98437499999999978,0.98437499999999978,0.98437499999999978,0.90625,0.82812500000000011,16.849253012048194,{"$f":"Z18*E18+($A$4-80)*AG18*$A$16/1000","v":16.53223415205888},{"$f":"AA18*G18+($A$4-80)*AH18*$A$16/1000","v":16.178265060240964},15.901387292225019,15.581831325301204,14.87936883382587,14.165301204819277]
[null,59,18.116674698795183,18.116674698795183,17.371132530120484,17.371132530120484,16.625590361445784,16.625590361445784,15.84277108433735,15.84277108433735,15.059951807228915,15.059951807228915,14.277132530120484,14.277132530120484,13.49431325301205,13.49431325301205,null,0.99542168674698805,0.95445783132530138,0.91349397590361459,0.87048192771084343,0.82746987951807227,0.78445783132530134,0.74144578313253029,1,1,1,1,1,1,1,0.68750000000000033,0.60937500000000033,0.53125000000000033,0.43750000000000011,0.34374999999999989,0.24999999999999994,0.15625,18.116674698795183,{"$f":"Z19*E19+($A$4-80)*AG19*$A$16/1000","v":17.371132530120484},{"$f":"AA19*G19+($A$4-80)*AH19*$A$16/1000","v":16.625590361445784},15.84277108433735,15.059951807228915,14.277132530120484,13.49431325301205]

{"sheet":"4TTR70_36","index":38,"n_rows":19,"n_cols":45,"rows_kept":19,"cut":false,"hidden":true,"merged":[[130,0,133,0],[120,12,121,12],[120,13,121,13],[120,14,121,14],[120,15,121,15],[122,0,125,0],[126,0,129,0],[119,12,119,13],[119,14,119,15],[120,4,121,4],[120,5,121,5],[120,6,121,6],[120,7,121,7],[120,8,121,8],[120,9,121,9],[120,10,121,10],[120,11,121,11],[119,0,121,0],[119,1,121,1],[119,4,119,5],[119,6,119,7],[119,8,119,9],[119,10,119,11],[111,0,114,0],[117,0,118,1],[117,4,117,15],[118,4,118,5],[118,6,118,7],[118,8,118,9],[118,10,118,11],[118,12,118,13],[118,14,118,15],[101,12,102,12],[101,13,102,13],[101,14,102,14],[101,15,102,15],[103,0,106,0],[107,0,110,0],[100,12,100,13],[100,14,100,15],[101,4,102,4],[101,5,102,5],[101,6,102,6],[101,7,102,7],[101,8,102,8],[101,9,102,9],[101,10,102,10],[101,11,102,11],[100,0,102,0],[100,1,102,1],[100,4,100,5],[100,6,100,7],[100,8,100,9],[100,10,100,11],[92,0,95,0],[98,0,99,1],[98,4,98,15],[99,4,99,5],[99,6,99,7],[99,8,99,9],[99,10,99,11],[99,12,99,13],[99,14,99,15],[82,12,83,12],[82,13,83,13],[82,14,83,14],[82,15,83,15],[84,0,87,0],[88,0,91,0],[81,12,81,13],[81,14,81,15],[82,4,83,4],[82,5,83,5],[82,6,83,6],[82,7,83,7],[82,8,83,8],[82,9,83,9],[82,10,83,10],[82,11,83,11],[81,0,83,0],[81,1,83,1],[81,4,81,5],[81,6,81,7],[81,8,81,9],[81,10,81,11],[73,0,76,0],[79,0,80,1],[79,4,79,15],[80,4,80,5],[80,6,80,7],[80,8,80,9],[80,10,80,11],[80,12,80,13],[80,14,80,15],[63,12,64,12],[63,13,64,13],[63,14,64,14],[63,15,64,15],[65,0,68,0],[69,0,72,0],[62,12,62,13],[62,14,62,15],[63,4,64,4],[63,5,64,5],[63,6,64,6],[63,7,64,7],[63,8,64,8],[63,9,64,9],[63,10,64,10],[63,11,64,11],[62,0,64,0],[62,1,64,1],[62,4,62,5],[62,6,62,7],[62,8,62,9],[62,10,62,11],[54,0,57,0],[60,0,61,1],[60,4,60,15],[61,4,61,5],[61,6,61,7],[61,8,61,9],[61,10,61,11],[61,12,61,13],[61,14,61,15],[44,12,45,12],[44,13,45,13],[44,14,45,14],[44,15,45,15],[46,0,49,0],[50,0,53,0],[43,12,43,13],[43,14,43,15],[44,4,45,4],[44,5,45,5],[44,6,45,6],[44,7,45,7],[44,8,45,8],[44,9,45,9],[44,10,45,10],[44,11,45,11],[43,0,45,0],[43,1,45,1],[43,4,43,5],[43,6,43,7],[43,8,43,9],[43,10,43,11],[35,0,38,0],[41,0,42,1],[41,4,41,15],[42,4,42,5],[42,6,42,7],[42,8,42,9],[42,10,42,11],[42,12,42,13],[42,14,42,15],[25,12,26,12],[25,13,26,13],[25,14,26,14],[25,15,26,15],[27,0,30,0],[31,0,34,0],[24,12,24,13],[24,14,24,15],[25,4,26,4],[25,5,26,5],[25,6,26,6],[25,7,26,7],[25,8,26,8],[25,9,26,9],[25,10,26,10],[25,11,26,11],[24,0,26,0],[24,1,26,1],[24,4,24,5],[24,6,24,7],[24,8,24,9],[24,10,24,11],[7,0,10,0],[11,0,14,0],[15,0,18,0],[22,4,22,15],[23,4,23,5],[23,6,23,7],[23,8,23,9],[23,10,23,11],[23,12,23,13],[23,14,23,15],[5,10,6,10],[5,11,6,11],[5,12,6,12],[5,13,6,13],[5,14,6,14],[5,15,6,15],[4,10,4,11],[4,12,4,13],[4,14,4,15],[5,2,6,2],[5,3,6,3],[5,4,6,4],[5,5,6,5],[5,6,6,6],[5,7,6,7],[5,8,6,8],[4,0,6,0],[4,1,6,1],[4,2,4,3],[4,4,4,5],[4,6,4,7],[4,8,4,9],[5,9,6,9],[2,0,2,1],[2,2,2,15],[3,2,3,3],[3,4,3,5],[3,6,3,7],[3,8,3,9],[3,10,3,11],[3,12,3,13],[3,14,3,15]]}
[]
["4TTR70_36",18.2]
["Evaporator Air \n",null,"Condenser  Entering Air Temperature ˚F"]
[80,"°F DB",85,null,90,null,95,null,100,null,105,null,110,null,115]
["CFM","EWB†\n˚F","Capacity Mbtuh",null,"Capacity Mbtuh",null,"Capacity Mbtuh",null,"Capacity Mbtuh",null,"Capacity Mbtuh",null,"Capacity Mbtuh",null,"Capacity Mbtuh"]
[null,null,"Total","Sens.","Total","Sens.","Total","Sens.","Total","Sens.","Total","Sens.","Total","Sens.","Total","Sens."]
[null,null,null,null,null,null,null,null,null,null,null,null,null,null,null,null,null,"Total Factors",null,null,null,null,null,null,"Sens. %",null,null,null,null,null,null,"IDB Adj",null,null,null,null,null,null,"Sens Calc"]
[1050,71,{"$f":"R8*$B$2","v":20.591154471544716},{"$f":"IF(AM8>C8,C8,AM8)","v":11.213962059620595},{"$f":"S8*$B$2","v":19.986953929539297},{"$f":"IF(AN8>E8,E8,AN8)","v":10.999926672085262},{"$f":"T8*$B$2","v":19.382753387533878},{"$f":"IF(AO8>G8,G8,AO8)","v":10.778937669376695},{"$f":"U8*$B$2","v":18.778552845528452},{"$f":"IF(AP8>I8,I8,AP8)","v":10.590336103123525},{"$f":"V8*$B$2","v":18.174352303523033},{"$f":"IF(AQ8>K8,K8,AQ8)","v":10.392249322493223},{"$f":"W8*$B$2","v":17.570151761517618},{"$f":"IF(AR8>M8,M8,AR8)","v":10.179294635096669},{"$f":"X8*$B$2","v":16.965951219512199},{"$f":"IF(AS8>O8,O8,AS8)","v":9.9572249322493267},null,1.1313821138211382,1.0981842818428185,1.0649864498644988,1.0317886178861788,0.9985907859078591,0.9653929539295395,0.93219512195121967,0.54460093896713613,0.55035533232646083,0.55610972568578554,0.56395911816204169,0.57180851063829785,0.57935154876644246,0.58689458689458696,0.96874999999999989,0.96354166666666674,0.95833333333333348,0.96354166666666674,0.96875000000000011,0.96354166666666674,0.95833333333333348,{"$f":"Y8*C8+($A$4-80)*AF8*$A$8/1000","v":11.213962059620595},{"$f":"Z8*E8+($A$4-80)*AG8*$A$8/1000","v":10.999926672085262},{"$f":"AA8*G8+($A$4-80)*AH8*$A$8/1000","v":10.778937669376695},{"$f":"AB8*I8+($A$4-80)*AI8*$A$8/1000","v":10.590336103123525},{"$f":"AC8*K8+($A$4-80)*AJ8*$A$8/1000","v":10.392249322493223},{"$f":"AD8*M8+($A$4-80)*AK8*$A$8/1000","v":10.179294635096669},{"$f":"AE8*O8+($A$4-80)*AL8*$A$8/1000","v":9.9572249322493267}]
[null,67,{"$f":"R9*$B$2","v":18.947728997289975},13.485756097560975,18.391864498644985,{"$f":"IF(AN9>E9,E9,AN9)","v":13.273794938528653},17.835999999999999,{"$f":"IF(AO9>G9,G9,AO9)","v":13.050731707317071},17.280135501355012,{"$f":"IF(AP9>I9,I9,AP9)","v":12.864479841379547},16.724271002710029,{"$f":"IF(AQ9>K9,K9,AQ9)","v":12.664043360433604},16.16840650406504,{"$f":"IF(AR9>M9,M9,AR9)","v":12.453773051440852},15.612542005420051,{"$f":"IF(AS9>O9,O9,AS9)","v":12.229018970189701},null,1.0410840108401085,1.0105420054200542,0.98,0.94945799457994573,0.9189159891598917,0.88837398373983745,0.85783197831978308,0.71173469387755095,0.72172100547536089,0.73170731707317072,0.74446637529959103,0.75722543352601146,0.77025358363607077,0.78328173374613008,0.95833333333333326,0.95833333333333326,0.95833333333333326,0.96354166666666674,0.96875000000000011,0.96354166666666674,0.95833333333333326,{"$f":"Y9*C9+($A$4-80)*AF9*$A$8/1000","v":13.485756097560975},{"$f":"Z9*E9+($A$4-80)*AG9*$A$8/1000","v":13.273794938528653},{"$f":"AA9*G9+($A$4-80)*AH9*$A$8/1000","v":13.050731707317071},{"$f":"AB9*I9+($A$4-80)*AI9*$A$8/1000","v":12.864479841379547},{"$f":"AC9*K9+($A$4-80)*AJ9*$A$8/1000","v":12.664043360433604},{"$f":"AD9*M9+($A$4-80)*AK9*$A$8/1000","v":12.453773051440852},{"$f":"AE9*O9+($A$4-80)*AL9*$A$8/1000","v":12.229018970189701}]
[null,63,17.739327913279133,15.902558265582655,17.23179945799458,15.692252397380095,16.724271002710029,15.467533875338756,16.192574525745258,15.259331965169006,15.660878048780488,15.032509485094851,15.129181571815717,14.825664040282378,14.597485094850947,14.597485094850947,null,0.97468834688346895,0.94680216802168016,0.9189159891598917,0.88970189701897018,0.86048780487804877,0.83127371273712736,0.80205962059620595,0.89645776566757485,0.91065662849852735,0.92485549132947975,0.94236601726967817,0.95987654320987659,0.97993827160493829,1,0.96874999999999967,0.96874999999999989,0.96875000000000011,0.96875000000000011,0.96875000000000011,0.96354166666666674,0.95833333333333326,15.902558265582655,{"$f":"Z10*E10+($A$4-80)*AG10*$A$8/1000","v":15.692252397380095},{"$f":"AA10*G10+($A$4-80)*AH10*$A$8/1000","v":15.467533875338756},15.259331965169006,15.032509485094851,14.825664040282378,14.597485094850947]
[null,59,16.917615176151759,16.917615176151759,16.43425474254742,16.43425474254742,15.950894308943088,15.950894308943088,15.443365853658536,15.443365853658536,14.935837398373982,14.935837398373982,14.428308943089432,14.428308943089432,13.920780487804878,13.920780487804878,null,0.92953929539295388,0.90298102981029793,0.8764227642276422,0.84853658536585364,0.82065040650406496,0.7927642276422765,0.76487804878048782,1,1,1,1,1,1,1,0.64583333333333326,0.58854166666666674,0.53125000000000011,0.47395833333333337,0.41666666666666669,0.35416666666666674,0.29166666666666674,16.917615176151759,{"$f":"Z11*E11+($A$4-80)*AG11*$A$8/1000","v":16.43425474254742},{"$f":"AA11*G11+($A$4-80)*AH11*$A$8/1000","v":15.950894308943088},{"$f":"AB11*I11+($A$4-80)*AI11*$A$8/1000","v":15.443365853658536},14.935837398373982,14.428308943089432,13.920780487804878]
[1200,71,21.011382113821139,11.442818428184282,20.394850948509486,11.224414971515573,19.778319783197833,10.998915989159892,19.161788617886181,10.806465411350539,18.545257452574525,10.604336043360433,17.928726287262872,10.387035341935375,17.31219512195122,10.160433604336044,null,1.1544715447154472,1.1205962059620598,1.0867208672086721,1.0528455284552847,1.018970189701897,0.98509485094850957,0.95121951219512202,0.54460093896713613,0.55035533232646083,0.55610972568578554,0.56395911816204169,0.57180851063829785,0.57935154876644246,0.58689458689458696,0.96874999999999989,0.96354166666666674,0.95833333333333348,0.96354166666666674,0.96875000000000011,0.96354166666666674,0.95833333333333348,{"$f":"Y12*C12+($A$4-80)*AF12*$A$12/1000","v":11.442818428184282},{"$f":"Z12*E12+($A$4-80)*AG12*$A$12/1000","v":11.224414971515573},{"$f":"AA12*G12+($A$4-80)*AH12*$A$12/1000","v":10.998915989159892},{"$f":"AB12*I12+($A$4-80)*AI12*$A$12/1000","v":10.806465411350539},{"$f":"AC12*K12+($A$4-80)*AJ12*$A$12/1000","v":10.604336043360433},{"$f":"AD12*M12+($A$4-80)*AK12*$A$12/1000","v":10.387035341935375},{"$f":"AE12*O12+($A$4-80)*AL12*$A$12/1000","v":10.160433604336044}]
[null,67,19.334417344173445,13.760975609756098,18.767208672086721,13.544688712784341,18.2,13.317073170731707,17.632791327913278,13.12702024630566,17.06558265582656,12.92249322493225,16.498373983739839,12.707931685143729,15.931165311653116,12.478590785907858,null,1.0623306233062333,1.0311653116531165,1,0.96883468834688347,0.93766937669376704,0.90650406504065051,0.87533875338753386,0.71173469387755095,0.72172100547536089,0.73170731707317072,0.74446637529959103,0.75722543352601146,0.77025358363607077,0.78328173374613008,0.95833333333333326,0.95833333333333326,0.95833333333333326,0.96354166666666674,0.96875000000000011,0.96354166666666674,0.95833333333333326,{"$f":"Y13*C13+($A$4-80)*AF13*$A$12/1000","v":13.760975609756098},{"$f":"Z13*E13+($A$4-80)*AG13*$A$12/1000","v":13.544688712784341},{"$f":"AA13*G13+($A$4-80)*AH13*$A$12/1000","v":13.317073170731707},{"$f":"AB13*I13+($A$4-80)*AI13*$A$12/1000","v":13.12702024630566},{"$f":"AC13*K13+($A$4-80)*AJ13*$A$12/1000","v":12.92249322493225},{"$f":"AD13*M13+($A$4-80)*AK13*$A$12/1000","v":12.707931685143729},{"$f":"AE13*O13+($A$4-80)*AL13*$A$12/1000","v":12.478590785907858}]
[null,63,18.101355013550137,16.227100271002708,17.58346883468835,16.012502446306222,17.06558265582656,15.78319783197832,16.523035230352303,15.57074690323368,15.980487804878049,15.339295392953931,15.437940379403793,15.128228612533038,14.895392953929539,14.895392953929539,null,0.99457994579945808,0.96612466124661267,0.93766937669376704,0.90785907859078596,0.87804878048780488,0.8482384823848238,0.81842818428184283,0.89645776566757485,0.91065662849852735,0.92485549132947975,0.94236601726967817,0.95987654320987659,0.97993827160493829,1,0.96874999999999967,0.96874999999999989,0.96875000000000011,0.96875000000000011,0.96875000000000011,0.96354166666666674,0.95833333333333326,16.227100271002708,{"$f":"Z14*E14+($A$4-80)*AG14*$A$12/1000","v":16.012502446306222},{"$f":"AA14*G14+($A$4-80)*AH14*$A$12/1000","v":15.78319783197832},15.57074690323368,15.339295392953931,15.128228612533038,14.895392953929539]
[null,59,17.262872628726289,17.262872628726289,16.769647696476966,16.769647696476966,16.27642276422764,16.27642276422764,15.758536585365853,15.758536585365853,15.240650406504065,15.240650406504065,14.722764227642276,14.722764227642276,14.204878048780488,14.204878048780488,null,0.948509485094851,0.92140921409214094,0.89430894308943087,0.86585365853658536,0.83739837398373984,0.80894308943089432,0.78048780487804881,1,1,1,1,1,1,1,0.64583333333333326,0.58854166666666674,0.53125000000000011,0.47395833333333337,0.41666666666666669,0.35416666666666674,0.29166666666666674,17.262872628726289,{"$f":"Z15*E15+($A$4-80)*AG15*$A$12/1000","v":16.769647696476966},{"$f":"AA15*G15+($A$4-80)*AH15*$A$12/1000","v":16.27642276422764},15.758536585365853,15.240650406504065,14.722764227642276,14.204878048780488]
[1350,71,21.431609756097561,11.671674796747967,20.802747967479679,11.448903270945886,20.173886178861792,11.218894308943092,19.545024390243903,11.022594719577548,18.91616260162602,10.816422764227644,18.28730081300813,10.594776048774083,17.658439024390244,10.363642276422766,null,1.1775609756097563,1.1430081300813011,1.1084552845528457,1.0739024390243903,1.0393495934959351,1.0047967479674798,0.97024390243902436,0.54460093896713613,0.55035533232646083,0.55610972568578554,0.56395911816204169,0.57180851063829785,0.57935154876644246,0.58689458689458696,0.96874999999999989,0.96354166666666674,0.95833333333333348,0.96354166666666674,0.96875000000000011,0.96354166666666674,0.95833333333333348,{"$f":"Y16*C16+($A$4-80)*AF16*$A$16/1000","v":11.671674796747967},{"$f":"Z16*E16+($A$4-80)*AG16*$A$16/1000","v":11.448903270945886},{"$f":"AA16*G16+($A$4-80)*AH16*$A$16/1000","v":11.218894308943092},{"$f":"AB16*I16+($A$4-80)*AI16*$A$16/1000","v":11.022594719577548},{"$f":"AC16*K16+($A$4-80)*AJ16*$A$16/1000","v":10.816422764227644},{"$f":"AD16*M16+($A$4-80)*AK16*$A$16/1000","v":10.594776048774083},{"$f":"AE16*O16+($A$4-80)*AL16*$A$16/1000","v":10.363642276422766}]
[null,67,19.721105691056913,14.03619512195122,19.142552845528453,13.815582487040025,18.564,13.583414634146342,17.985447154471547,13.389560651231777,17.406894308943091,13.180943089430894,16.828341463414635,12.962090318846602,16.249788617886178,12.728162601626016,null,1.0835772357723579,1.0517886178861788,1.02,0.98821138211382131,0.95642276422764239,0.92463414634146346,0.89284552845528453,0.71173469387755095,0.72172100547536089,0.73170731707317072,0.74446637529959103,0.75722543352601146,0.77025358363607077,0.78328173374613008,0.95833333333333326,0.95833333333333326,0.95833333333333326,0.96354166666666674,0.96875000000000011,0.96354166666666674,0.95833333333333326,{"$f":"Y17*C17+($A$4-80)*AF17*$A$16/1000","v":14.03619512195122},{"$f":"Z17*E17+($A$4-80)*AG17*$A$16/1000","v":13.815582487040025},{"$f":"AA17*G17+($A$4-80)*AH17*$A$16/1000","v":13.583414634146342},{"$f":"AB17*I17+($A$4-80)*AI17*$A$16/1000","v":13.389560651231777},{"$f":"AC17*K17+($A$4-80)*AJ17*$A$16/1000","v":13.180943089430894},{"$f":"AD17*M17+($A$4-80)*AK17*$A$16/1000","v":12.962090318846602},{"$f":"AE17*O17+($A$4-80)*AL17*$A$16/1000","v":12.728162601626016}]
[null,63,18.46338211382114,16.551642276422765,17.935138211382114,16.332752495232345,17.406894308943091,16.098861788617889,16.853495934959351,15.882161841298355,16.300097560975612,15.646081300813011,15.746699186991872,15.430793184783703,15.193300813008131,15.193300813008131,null,1.0144715447154473,0.98544715447154474,0.95642276422764239,0.92601626016260175,0.8956097560975611,0.86520325203252046,0.83479674796747971,0.89645776566757485,0.91065662849852735,0.92485549132947975,0.94236601726967817,0.95987654320987659,0.97993827160493829,1,0.96874999999999967,0.96874999999999989,0.96875000000000011,0.96875000000000011,0.96875000000000011,0.96354166666666674,0.95833333333333326,16.551642276422765,{"$f":"Z18*E18+($A$4-80)*AG18*$A$16/1000","v":16.332752495232345},{"$f":"AA18*G18+($A$4-80)*AH18*$A$16/1000","v":16.098861788617889},15.882161841298355,15.646081300813011,15.430793184783703,15.193300813008131]
[null,59,17.608130081300814,17.608130081300814,17.105040650406508,17.105040650406508,16.601951219512198,16.601951219512198,16.073707317073172,16.073707317073172,15.545463414634147,15.545463414634147,15.017219512195123,15.017219512195123,14.488975609756098,14.488975609756098,null,0.96747967479674812,0.93983739837398395,0.91219512195121966,0.88317073170731708,0.85414634146341473,0.82512195121951226,0.7960975609756098,1,1,1,1,1,1,1,0.64583333333333326,0.58854166666666674,0.53125000000000011,0.47395833333333337,0.41666666666666669,0.35416666666666674,0.29166666666666674,17.608130081300814,{"$f":"Z19*E19+($A$4-80)*AG19*$A$16/1000","v":17.105040650406508},{"$f":"AA19*G19+($A$4-80)*AH19*$A$16/1000","v":16.601951219512198},16.073707317073172,15.545463414634147,15.017219512195123,14.488975609756098]

{"sheet":"4TTR70_48","index":39,"n_rows":19,"n_cols":45,"rows_kept":19,"cut":false,"hidden":true,"merged":[[130,0,133,0],[120,12,121,12],[120,13,121,13],[120,14,121,14],[120,15,121,15],[122,0,125,0],[126,0,129,0],[119,12,119,13],[119,14,119,15],[120,4,121,4],[120,5,121,5],[120,6,121,6],[120,7,121,7],[120,8,121,8],[120,9,121,9],[120,10,121,10],[120,11,121,11],[119,0,121,0],[119,1,121,1],[119,4,119,5],[119,6,119,7],[119,8,119,9],[119,10,119,11],[111,0,114,0],[117,0,118,1],[117,4,117,15],[118,4,118,5],[118,6,118,7],[118,8,118,9],[118,10,118,11],[118,12,118,13],[118,14,118,15],[101,12,102,12],[101,13,102,13],[101,14,102,14],[101,15,102,15],[103,0,106,0],[107,0,110,0],[100,12,100,13],[100,14,100,15],[101,4,102,4],[101,5,102,5],[101,6,102,6],[101,7,102,7],[101,8,102,8],[101,9,102,9],[101,10,102,10],[101,11,102,11],[100,0,102,0],[100,1,102,1],[100,4,100,5],[100,6,100,7],[100,8,100,9],[100,10,100,11],[92,0,95,0],[98,0,99,1],[98,4,98,15],[99,4,99,5],[99,6,99,7],[99,8,99,9],[99,10,99,11],[99,12,99,13],[99,14,99,15],[82,12,83,12],[82,13,83,13],[82,14,83,14],[82,15,83,15],[84,0,87,0],[88,0,91,0],[81,12,81,13],[81,14,81,15],[82,4,83,4],[82,5,83,5],[82,6,83,6],[82,7,83,7],[82,8,83,8],[82,9,83,9],[82,10,83,10],[82,11,83,11],[81,0,83,0],[81,1,83,1],[81,4,81,5],[81,6,81,7],[81,8,81,9],[81,10,81,11],[73,0,76,0],[79,0,80,1],[79,4,79,15],[80,4,80,5],[80,6,80,7],[80,8,80,9],[80,10,80,11],[80,12,80,13],[80,14,80,15],[63,12,64,12],[63,13,64,13],[63,14,64,14],[63,15,64,15],[65,0,68,0],[69,0,72,0],[62,12,62,13],[62,14,62,15],[63,4,64,4],[63,5,64,5],[63,6,64,6],[63,7,64,7],[63,8,64,8],[63,9,64,9],[63,10,64,10],[63,11,64,11],[62,0,64,0],[62,1,64,1],[62,4,62,5],[62,6,62,7],[62,8,62,9],[62,10,62,11],[54,0,57,0],[60,0,61,1],[60,4,60,15],[61,4,61,5],[61,6,61,7],[61,8,61,9],[61,10,61,11],[61,12,61,13],[61,14,61,15],[44,12,45,12],[44,13,45,13],[44,14,45,14],[44,15,45,15],[46,0,49,0],[50,0,53,0],[43,12,43,13],[43,14,43,15],[44,4,45,4],[44,5,45,5],[44,6,45,6],[44,7,45,7],[44,8,45,8],[44,9,45,9],[44,10,45,10],[44,11,45,11],[43,0,45,0],[43,1,45,1],[43,4,43,5],[43,6,43,7],[43,8,43,9],[43,10,43,11],[35,0,38,0],[41,0,42,1],[41,4,41,15],[42,4,42,5],[42,6,42,7],[42,8,42,9],[42,10,42,11],[42,12,42,13],[42,14,42,15],[25,12,26,12],[25,13,26,13],[25,14,26,14],[25,15,26,15],[27,0,30,0],[31,0,34,0],[24,12,24,13],[24,14,24,15],[25,4,26,4],[25,5,26,5],[25,6,26,6],[25,7,26,7],[25,8,26,8],[25,9,26,9],[25,10,26,10],[25,11,26,11],[24,0,26,0],[24,1,26,1],[24,4,24,5],[24,6,24,7],[24,8,24,9],[24,10,24,11],[7,0,10,0],[11,0,14,0],[15,0,18,0],[22,4,22,15],[23,4,23,5],[23,6,23,7],[23,8,23,9],[23,10,23,11],[23,12,23,13],[23,14,23,15],[5,10,6,10],[5,11,6,11],[5,12,6,12],[5,13,6,13],[5,14,6,14],[5,15,6,15],[4,10,4,11],[4,12,4,13],[4,14,4,15],[5,2,6,2],[5,3,6,3],[5,4,6,4],[5,5,6,5],[5,6,6,6],[5,7,6,7],[5,8,6,8],[4,0,6,0],[4,1,6,1],[4,2,4,3],[4,4,4,5],[4,6,4,7],[4,8,4,9],[5,9,6,9],[2,0,2,1],[2,2,2,15],[3,2,3,3],[3,4,3,5],[3,6,3,7],[3,8,3,9],[3,10,3,11],[3,12,3,13],[3,14,3,15]]}
[]
["4TTR70_48",18.2]
["Evaporator Air \n",null,"Condenser  Entering Air Temperature ˚F"]
[80,"°F DB",85,null,90,null,95,null,100,null,105,null,110,null,115]
["CFM","EWB†\n˚F","Capacity Mbtuh",null,"Capacity Mbtuh",null,"Capacity Mbtuh",null,"Capacity Mbtuh",null,"Capacity Mbtuh",null,"Capacity Mbtuh",null,"Capacity Mbtuh"]
[null,null,"Total","Sens.","Total","Sens.","Total","Sens.","Total","Sens.","Total","Sens.","Total","Sens.","Total","Sens."]
[null,null,null,null,null,null,null,null,null,null,null,null,null,null,null,null,null,"Total Factors",null,null,null,null,null,null,"Sens. %",null,null,null,null,null,null,"IDB Adj",null,null,null,null,null,null,"Sens Calc"]
[1400,71,{"$f":"R8*$B$2","v":20.419887323943662},{"$f":"IF(AM8>C8,C8,AM8)","v":11.591605633802818},{"$f":"S8*$B$2","v":19.899521126760561},{"$f":"IF(AN8>E8,E8,AN8)","v":11.415282641805398},{"$f":"T8*$B$2","v":19.379154929577464},{"$f":"IF(AO8>G8,G8,AO8)","v":11.232732394366195},{"$f":"U8*$B$2","v":18.858788732394363},{"$f":"IF(AP8>I8,I8,AP8)","v":11.056762808254904},{"$f":"V8*$B$2","v":18.338422535211269},{"$f":"IF(AQ8>K8,K8,AQ8)","v":10.873859154929578},{"$f":"W8*$B$2","v":17.800112676056337},{"$f":"IF(AR8>M8,M8,AR8)","v":10.698780858419676},{"$f":"X8*$B$2","v":17.261802816901408},{"$f":"IF(AS8>O8,O8,AS8)","v":10.514985915492957},null,1.1219718309859155,1.0933802816901408,1.0647887323943661,1.0361971830985914,1.007605633802817,0.97802816901408451,0.94845070422535205,0.56766256590509667,0.57364609776736319,0.57962962962962961,0.58629230992244685,0.59295499021526421,0.60105129968143667,0.60914760914760913,1.0703124999999996,1.0703124999999996,1.0703124999999998,1.0703124999999998,1.0703124999999998,1.0703125,1.0703125,{"$f":"Y8*C8+($A$4-80)*AF8*$A$8/1000","v":11.591605633802818},{"$f":"Z8*E8+($A$4-80)*AG8*$A$8/1000","v":11.415282641805398},{"$f":"AA8*G8+($A$4-80)*AH8*$A$8/1000","v":11.232732394366195},{"$f":"AB8*I8+($A$4-80)*AI8*$A$8/1000","v":11.056762808254904},{"$f":"AC8*K8+($A$4-80)*AJ8*$A$8/1000","v":10.873859154929578},{"$f":"AD8*M8+($A$4-80)*AK8*$A$8/1000","v":10.698780858419676},{"$f":"AE8*O8+($A$4-80)*AL8*$A$8/1000","v":10.514985915492957}]
[null,67,{"$f":"R9*$B$2","v":18.80495774647887},14.103718309859152,18.320478873239434,{"$f":"IF(AN9>E9,E9,AN9)","v":13.929277573894067},17.835999999999999,{"$f":"IF(AO9>G9,G9,AO9)","v":13.744845070422533},17.369464788732394,{"$f":"IF(AP9>I9,I9,AP9)","v":13.570378990789326},16.902929577464786,{"$f":"IF(AQ9>K9,K9,AQ9)","v":13.385971830985913},16.418450704225354,{"$f":"IF(AR9>M9,M9,AR9)","v":13.212745142311956},15.933971830985914,{"$f":"IF(AS9>O9,O9,AS9)","v":13.027098591549295},null,1.0332394366197182,1.0066197183098591,0.98,0.95436619718309856,0.92873239436619714,0.90211267605633805,0.87549295774647884,0.75,0.76031187122736421,0.77062374245472831,0.78127790095135563,0.79193205944798295,0.8047498135077753,0.81756756756756754,1.0703124999999996,1.0703124999999996,1.0703124999999996,1.0703124999999996,1.0703124999999996,1.0703124999999996,1.0703124999999996,{"$f":"Y9*C9+($A$4-80)*AF9*$A$8/1000","v":14.103718309859152},{"$f":"Z9*E9+($A$4-80)*AG9*$A$8/1000","v":13.929277573894067},{"$f":"AA9*G9+($A$4-80)*AH9*$A$8/1000","v":13.744845070422533},{"$f":"AB9*I9+($A$4-80)*AI9*$A$8/1000","v":13.570378990789326},{"$f":"AC9*K9+($A$4-80)*AJ9*$A$8/1000","v":13.385971830985913},{"$f":"AD9*M9+($A$4-80)*AK9*$A$8/1000","v":13.212745142311956},{"$f":"AE9*O9+($A$4-80)*AL9*$A$8/1000","v":13.027098591549295}]
[null,63,17.620676056338027,16.723492957746476,17.172084507042253,16.550663479104568,16.723492957746476,16.364619718309857,16.256957746478871,16.082526869370728,15.790422535211267,15.790422535211267,15.34183098591549,15.34183098591549,14.893239436619718,14.893239436619718,null,0.96816901408450706,0.94352112676056332,0.91887323943661969,0.89323943661971827,0.86760563380281686,0.84295774647887312,0.8183098591549296,0.94908350305498979,0.96381213779358932,0.97854077253218885,0.98927038626609443,1,1,1,1.0703125000000002,1.0703125000000002,1.0703125000000002,1.05078125,1.03125,0.97265625,0.9140625,16.723492957746476,{"$f":"Z10*E10+($A$4-80)*AG10*$A$8/1000","v":16.550663479104568},{"$f":"AA10*G10+($A$4-80)*AH10*$A$8/1000","v":16.364619718309857},16.082526869370728,15.790422535211267,15.34183098591549,14.893239436619718]
[null,59,16.7952676056338,16.7952676056338,16.364619718309857,16.364619718309857,15.933971830985914,15.933971830985914,15.50332394366197,15.50332394366197,15.072676056338025,15.072676056338025,14.642028169014081,14.642028169014081,14.21138028169014,14.21138028169014,null,0.92281690140845063,0.89915492957746479,0.87549295774647884,0.85183098591549289,0.82816901408450694,0.80450704225352099,0.78084507042253515,1,1,1,1,1,1,1,0.49218749999999978,0.44140624999999989,0.390625,0.33593750000000006,0.28125000000000011,0.23046875000000022,0.17968750000000033,16.7952676056338,{"$f":"Z11*E11+($A$4-80)*AG11*$A$8/1000","v":16.364619718309857},{"$f":"AA11*G11+($A$4-80)*AH11*$A$8/1000","v":15.933971830985914},{"$f":"AB11*I11+($A$4-80)*AI11*$A$8/1000","v":15.50332394366197},15.072676056338025,14.642028169014081,14.21138028169014]
[1600,71,20.836619718309855,11.828169014084505,20.305633802816903,11.648247593678979,19.774647887323944,11.461971830985915,19.243661971830985,11.282411028831536,18.712676056338026,11.095774647887323,18.163380281690142,10.917123324918039,17.614084507042254,10.729577464788733,null,1.1448692152917503,1.1156941649899397,1.0865191146881288,1.0573440643863179,1.028169014084507,0.99798792756539234,0.96780684104627768,0.56766256590509667,0.57364609776736319,0.57962962962962961,0.58629230992244685,0.59295499021526421,0.60105129968143667,0.60914760914760913,1.0703124999999996,1.0703124999999996,1.0703124999999998,1.0703124999999998,1.0703124999999998,1.0703125,1.0703125,{"$f":"Y12*C12+($A$4-80)*AF12*$A$12/1000","v":11.828169014084505},{"$f":"Z12*E12+($A$4-80)*AG12*$A$12/1000","v":11.648247593678979},{"$f":"AA12*G12+($A$4-80)*AH12*$A$12/1000","v":11.461971830985915},{"$f":"AB12*I12+($A$4-80)*AI12*$A$12/1000","v":11.282411028831536},{"$f":"AC12*K12+($A$4-80)*AJ12*$A$12/1000","v":11.095774647887323},{"$f":"AD12*M12+($A$4-80)*AK12*$A$12/1000","v":10.917123324918039},{"$f":"AE12*O12+($A$4-80)*AL12*$A$12/1000","v":10.729577464788733}]
[null,67,19.188732394366191,14.391549295774643,18.694366197183097,14.213548544789866,18.2,14.025352112676055,17.72394366197183,13.847325500805436,17.247887323943662,13.659154929577463,16.753521126760564,13.482393002359137,16.259154929577463,13.292957746478871,null,1.0543259557344062,1.0271629778672031,1,0.97384305835010065,0.9476861167002012,0.92052313883299797,0.89336016096579474,0.75,0.76031187122736421,0.77062374245472831,0.78127790095135563,0.79193205944798295,0.8047498135077753,0.81756756756756754,1.0703124999999996,1.0703124999999996,1.0703124999999996,1.0703124999999996,1.0703124999999996,1.0703124999999996,1.0703124999999996,{"$f":"Y13*C13+($A$4-80)*AF13*$A$12/1000","v":14.391549295774643},{"$f":"Z13*E13+($A$4-80)*AG13*$A$12/1000","v":14.213548544789866},{"$f":"AA13*G13+($A$4-80)*AH13*$A$12/1000","v":14.025352112676055},{"$f":"AB13*I13+($A$4-80)*AI13*$A$12/1000","v":13.847325500805436},{"$f":"AC13*K13+($A$4-80)*AJ13*$A$12/1000","v":13.659154929577463},{"$f":"AD13*M13+($A$4-80)*AK13*$A$12/1000","v":13.482393002359137},{"$f":"AE13*O13+($A$4-80)*AL13*$A$12/1000","v":13.292957746478871}]
[null,63,17.980281690140842,17.064788732394362,17.522535211267602,16.888432121535271,17.064788732394366,16.698591549295774,16.588732394366193,16.410741703439516,16.112676056338024,16.112676056338024,15.654929577464786,15.654929577464786,15.197183098591546,15.197183098591546,null,0.98792756539235405,0.96277665995975847,0.9376257545271629,0.91146881287726345,0.8853118712273641,0.86016096579476853,0.83501006036217296,0.94908350305498979,0.96381213779358932,0.97854077253218885,0.98927038626609443,1,1,1,1.0703125000000002,1.0703125000000002,1.0703125000000002,1.05078125,1.03125,0.97265625,0.9140625,17.064788732394362,{"$f":"Z14*E14+($A$4-80)*AG14*$A$12/1000","v":16.888432121535271},{"$f":"AA14*G14+($A$4-80)*AH14*$A$12/1000","v":16.698591549295774},16.410741703439516,16.112676056338024,15.654929577464786,15.197183098591546]
[null,59,17.138028169014081,17.138028169014081,16.69859154929577,16.69859154929577,16.259154929577463,16.259154929577463,15.819718309859155,15.819718309859155,15.380281690140844,15.380281690140844,14.940845070422533,14.940845070422533,14.501408450704226,14.501408450704226,null,0.94164989939637811,0.91750503018108631,0.89336016096579474,0.86921529175050305,0.84507042253521125,0.82092555331991945,0.79678068410462777,1,1,1,1,1,1,1,0.49218749999999978,0.44140624999999989,0.390625,0.33593750000000006,0.28125000000000011,0.23046875000000022,0.17968750000000033,17.138028169014081,{"$f":"Z15*E15+($A$4-80)*AG15*$A$12/1000","v":16.69859154929577},{"$f":"AA15*G15+($A$4-80)*AH15*$A$12/1000","v":16.259154929577463},15.819718309859155,15.380281690140844,14.940845070422533,14.501408450704226]
[1800,71,21.253352112676055,12.064732394366196,20.711746478873238,11.881212545552557,20.170140845070421,11.691211267605633,19.628535211267604,11.508059249408166,19.086929577464787,11.31769014084507,18.526647887323939,11.135465791416397,17.966366197183099,10.944169014084506,null,1.1677665995975854,1.1380080482897383,1.1082494969818912,1.0784909456740441,1.048732394366197,1.0179476861167001,0.98716297786720331,0.56766256590509667,0.57364609776736319,0.57962962962962961,0.58629230992244685,0.59295499021526421,0.60105129968143667,0.60914760914760913,1.0703124999999996,1.0703124999999996,1.0703124999999998,1.0703124999999998,1.0703124999999998,1.0703125,1.0703125,{"$f":"Y16*C16+($A$4-80)*AF16*$A$16/1000","v":12.064732394366196},{"$f":"Z16*E16+($A$4-80)*AG16*$A$16/1000","v":11.881212545552557},{"$f":"AA16*G16+($A$4-80)*AH16*$A$16/1000","v":11.691211267605633},{"$f":"AB16*I16+($A$4-80)*AI16*$A$16/1000","v":11.508059249408166},{"$f":"AC16*K16+($A$4-80)*AJ16*$A$16/1000","v":11.31769014084507},{"$f":"AD16*M16+($A$4-80)*AK16*$A$16/1000","v":11.135465791416397},{"$f":"AE16*O16+($A$4-80)*AL16*$A$16/1000","v":10.944169014084506}]
[null,67,19.57250704225352,14.67938028169014,19.068253521126756,14.497819515685661,18.564,14.305859154929577,18.078422535211267,14.124272010821544,17.592845070422534,13.932338028169012,17.088591549295774,13.75204086240632,16.584338028169011,13.558816901408449,null,1.0754124748490945,1.0477062374245472,1.02,0.99331991951710263,0.96663983903420525,0.93893360160965789,0.91122736418511052,0.75,0.76031187122736421,0.77062374245472831,0.78127790095135563,0.79193205944798295,0.8047498135077753,0.81756756756756754,1.0703124999999996,1.0703124999999996,1.0703124999999996,1.0703124999999996,1.0703124999999996,1.0703124999999996,1.0703124999999996,{"$f":"Y17*C17+($A$4-80)*AF17*$A$16/1000","v":14.67938028169014},{"$f":"Z17*E17+($A$4-80)*AG17*$A$16/1000","v":14.497819515685661},{"$f":"AA17*G17+($A$4-80)*AH17*$A$16/1000","v":14.305859154929577},{"$f":"AB17*I17+($A$4-80)*AI17*$A$16/1000","v":14.124272010821544},{"$f":"AC17*K17+($A$4-80)*AJ17*$A$16/1000","v":13.932338028169012},{"$f":"AD17*M17+($A$4-80)*AK17*$A$16/1000","v":13.75204086240632},{"$f":"AE17*O17+($A$4-80)*AL17*$A$16/1000","v":13.558816901408449}]
[null,63,18.33988732394366,17.406084507042252,17.872985915492958,17.226200763965981,17.406084507042252,17.032563380281687,16.920507042253519,16.738956537508308,16.434929577464789,16.434929577464789,15.968028169014085,15.968028169014085,15.501126760563379,15.501126760563379,null,1.0076861167002011,0.98203219315895374,0.95637826961770622,0.92969818913480884,0.90301810865191146,0.87736418511066405,0.85171026156941643,0.94908350305498979,0.96381213779358932,0.97854077253218885,0.98927038626609443,1,1,1,1.0703125000000002,1.0703125000000002,1.0703125000000002,1.05078125,1.03125,0.97265625,0.9140625,17.406084507042252,{"$f":"Z18*E18+($A$4-80)*AG18*$A$16/1000","v":17.226200763965981},{"$f":"AA18*G18+($A$4-80)*AH18*$A$16/1000","v":17.032563380281687},16.738956537508308,16.434929577464789,15.968028169014085,15.501126760563379]
[null,59,17.480788732394362,17.480788732394362,17.032563380281687,17.032563380281687,16.584338028169011,16.584338028169011,16.136112676056335,16.136112676056335,15.687887323943663,15.687887323943663,15.239661971830984,15.239661971830984,14.791436619718311,14.791436619718311,null,0.9604828973843057,0.93585513078470817,0.91122736418511052,0.88659959758551299,0.86197183098591557,0.83734406438631781,0.81271629778672039,1,1,1,1,1,1,1,0.49218749999999978,0.44140624999999989,0.390625,0.33593750000000006,0.28125000000000011,0.23046875000000022,0.17968750000000033,17.480788732394362,{"$f":"Z19*E19+($A$4-80)*AG19*$A$16/1000","v":17.032563380281687},{"$f":"AA19*G19+($A$4-80)*AH19*$A$16/1000","v":16.584338028169011},16.136112676056335,15.687887323943663,15.239661971830984,14.791436619718311]

{"sheet":"4TTR70_60","index":40,"n_rows":19,"n_cols":45,"rows_kept":19,"cut":false,"hidden":true,"merged":[[130,0,133,0],[120,12,121,12],[120,13,121,13],[120,14,121,14],[120,15,121,15],[122,0,125,0],[126,0,129,0],[119,12,119,13],[119,14,119,15],[120,4,121,4],[120,5,121,5],[120,6,121,6],[120,7,121,7],[120,8,121,8],[120,9,121,9],[120,10,121,10],[120,11,121,11],[119,0,121,0],[119,1,121,1],[119,4,119,5],[119,6,119,7],[119,8,119,9],[119,10,119,11],[111,0,114,0],[117,0,118,1],[117,4,117,15],[118,4,118,5],[118,6,118,7],[118,8,118,9],[118,10,118,11],[118,12,118,13],[118,14,118,15],[101,12,102,12],[101,13,102,13],[101,14,102,14],[101,15,102,15],[103,0,106,0],[107,0,110,0],[100,12,100,13],[100,14,100,15],[101,4,102,4],[101,5,102,5],[101,6,102,6],[101,7,102,7],[101,8,102,8],[101,9,102,9],[101,10,102,10],[101,11,102,11],[100,0,102,0],[100,1,102,1],[100,4,100,5],[100,6,100,7],[100,8,100,9],[100,10,100,11],[92,0,95,0],[98,0,99,1],[98,4,98,15],[99,4,99,5],[99,6,99,7],[99,8,99,9],[99,10,99,11],[99,12,99,13],[99,14,99,15],[82,12,83,12],[82,13,83,13],[82,14,83,14],[82,15,83,15],[84,0,87,0],[88,0,91,0],[81,12,81,13],[81,14,81,15],[82,4,83,4],[82,5,83,5],[82,6,83,6],[82,7,83,7],[82,8,83,8],[82,9,83,9],[82,10,83,10],[82,11,83,11],[81,0,83,0],[81,1,83,1],[81,4,81,5],[81,6,81,7],[81,8,81,9],[81,10,81,11],[73,0,76,0],[79,0,80,1],[79,4,79,15],[80,4,80,5],[80,6,80,7],[80,8,80,9],[80,10,80,11],[80,12,80,13],[80,14,80,15],[63,12,64,12],[63,13,64,13],[63,14,64,14],[63,15,64,15],[65,0,68,0],[69,0,72,0],[62,12,62,13],[62,14,62,15],[63,4,64,4],[63,5,64,5],[63,6,64,6],[63,7,64,7],[63,8,64,8],[63,9,64,9],[63,10,64,10],[63,11,64,11],[62,0,64,0],[62,1,64,1],[62,4,62,5],[62,6,62,7],[62,8,62,9],[62,10,62,11],[54,0,57,0],[60,0,61,1],[60,4,60,15],[61,4,61,5],[61,6,61,7],[61,8,61,9],[61,10,61,11],[61,12,61,13],[61,14,61,15],[44,12,45,12],[44,13,45,13],[44,14,45,14],[44,15,45,15],[46,0,49,0],[50,0,53,0],[43,12,43,13],[43,14,43,15],[44,4,45,4],[44,5,45,5],[44,6,45,6],[44,7,45,7],[44,8,45,8],[44,9,45,9],[44,10,45,10],[44,11,45,11],[43,0,45,0],[43,1,45,1],[43,4,43,5],[43,6,43,7],[43,8,43,9],[43,10,43,11],[35,0,38,0],[41,0,42,1],[41,4,41,15],[42,4,42,5],[42,6,42,7],[42,8,42,9],[42,10,42,11],[42,12,42,13],[42,14,42,15],[25,12,26,12],[25,13,26,13],[25,14,26,14],[25,15,26,15],[27,0,30,0],[31,0,34,0],[24,12,24,13],[24,14,24,15],[25,4,26,4],[25,5,26,5],[25,6,26,6],[25,7,26,7],[25,8,26,8],[25,9,26,9],[25,10,26,10],[25,11,26,11],[24,0,26,0],[24,1,26,1],[24,4,24,5],[24,6,24,7],[24,8,24,9],[24,10,24,11],[7,0,10,0],[11,0,14,0],[15,0,18,0],[22,4,22,15],[23,4,23,5],[23,6,23,7],[23,8,23,9],[23,10,23,11],[23,12,23,13],[23,14,23,15],[5,10,6,10],[5,11,6,11],[5,12,6,12],[5,13,6,13],[5,14,6,14],[5,15,6,15],[4,10,4,11],[4,12,4,13],[4,14,4,15],[5,2,6,2],[5,3,6,3],[5,4,6,4],[5,5,6,5],[5,6,6,6],[5,7,6,7],[5,8,6,8],[4,0,6,0],[4,1,6,1],[4,2,4,3],[4,4,4,5],[4,6,4,7],[4,8,4,9],[5,9,6,9],[2,0,2,1],[2,2,2,15],[3,2,3,3],[3,4,3,5],[3,6,3,7],[3,8,3,9],[3,10,3,11],[3,12,3,13],[3,14,3,15]]}
[]
["4TTR70_60",18.2]
["Evaporator Air \n",null,"Condenser  Entering Air Temperature ˚F"]
[80,"°F DB",85,null,90,null,95,null,100,null,105,null,110,null,115]
["CFM","EWB†\n˚F","Capacity Mbtuh",null,"Capacity Mbtuh",null,"Capacity Mbtuh",null,"Capacity Mbtuh",null,"Capacity Mbtuh",null,"Capacity Mbtuh",null,"Capacity Mbtuh"]
[null,null,"Total","Sens.","Total","Sens.","Total","Sens.","Total","Sens.","Total","Sens.","Total","Sens.","Total","Sens."]
[null,null,null,null,null,null,null,null,null,null,null,null,null,null,null,null,null,"Total Factors",null,null,null,null,null,null,"Sens. %",null,null,null,null,null,null,"IDB Adj",null,null,null,null,null,null,"Sens Calc"]
[1500,71,{"$f":"R8*$B$2","v":20.099917667238422},{"$f":"IF(AM8>C8,C8,AM8)","v":10.73831217838765},{"$f":"S8*$B$2","v":19.717499142367068},{"$f":"IF(AN8>E8,E8,AN8)","v":10.601959450856162},{"$f":"T8*$B$2","v":19.335080617495713},{"$f":"IF(AO8>G8,G8,AO8)","v":10.462970840480274},{"$f":"U8*$B$2","v":18.952662092624358},{"$f":"IF(AP8>I8,I8,AP8)","v":10.326726674845178},{"$f":"V8*$B$2","v":18.570243567753003},{"$f":"IF(AQ8>K8,K8,AQ8)","v":10.187629502572898},{"$f":"W8*$B$2","v":18.187825042881649},{"$f":"IF(AR8>M8,M8,AR8)","v":10.051507888769295},{"$f":"X8*$B$2","v":17.80540651801029},{"$f":"IF(AS8>O8,O8,AS8)","v":9.9122881646655205},null,1.1043910806174957,1.0833790737564324,1.0623670668953689,1.0413550600343053,1.020343053173242,0.99933104631217851,0.97831903945111498,0.53424657534246578,0.5376929079243975,0.54113924050632911,0.54486945550851873,0.54859967051070835,0.55265035071927171,0.55670103092783496,1.0073529411764708,1.0073529411764708,1.0073529411764708,1.0073529411764706,1.0073529411764703,1.0073529411764706,1.0073529411764706,{"$f":"Y8*C8+($A$4-80)*AF8*$A$8/1000","v":10.73831217838765},{"$f":"Z8*E8+($A$4-80)*AG8*$A$8/1000","v":10.601959450856162},{"$f":"AA8*G8+($A$4-80)*AH8*$A$8/1000","v":10.462970840480274},{"$f":"AB8*I8+($A$4-80)*AI8*$A$8/1000","v":10.326726674845178},{"$f":"AC8*K8+($A$4-80)*AJ8*$A$8/1000","v":10.187629502572898},{"$f":"AD8*M8+($A$4-80)*AK8*$A$8/1000","v":10.051507888769295},{"$f":"AE8*O8+($A$4-80)*AL8*$A$8/1000","v":9.9122881646655205}]
[null,67,{"$f":"R9*$B$2","v":18.539650085763292},12.879855917667237,18.187825042881645,{"$f":"IF(AN9>E9,E9,AN9)","v":12.744290933017377},17.835999999999999,{"$f":"IF(AO9>G9,G9,AO9)","v":12.604514579759863},17.4688782161235,{"$f":"IF(AP9>I9,I9,AP9)","v":12.469457945607004},17.101756432246997,{"$f":"IF(AQ9>K9,K9,AQ9)","v":12.329173241852486},16.749931389365354,{"$f":"IF(AR9>M9,M9,AR9)","v":12.193990748965692},16.398106346483704,{"$f":"IF(AS9>O9,O9,AS9)","v":12.05383190394511},null,1.0186620926243568,0.99933104631217839,0.98,0.95982847341337907,0.93965694682675815,0.92032590051457985,0.90099485420240144,0.69471947194719474,0.70070450441270549,0.70668953687821623,0.71380988471817786,0.72093023255813948,0.72800242971190554,0.7350746268656716,1.0073529411764708,1.0073529411764708,1.0073529411764708,1.0073529411764706,1.0073529411764703,1.0073529411764706,1.0073529411764706,{"$f":"Y9*C9+($A$4-80)*AF9*$A$8/1000","v":12.879855917667237},{"$f":"Z9*E9+($A$4-80)*AG9*$A$8/1000","v":12.744290933017377},{"$f":"AA9*G9+($A$4-80)*AH9*$A$8/1000","v":12.604514579759863},{"$f":"AB9*I9+($A$4-80)*AI9*$A$8/1000","v":12.469457945607004},{"$f":"AC9*K9+($A$4-80)*AJ9*$A$8/1000","v":12.329173241852486},{"$f":"AD9*M9+($A$4-80)*AK9*$A$8/1000","v":12.193990748965692},{"$f":"AE9*O9+($A$4-80)*AL9*$A$8/1000","v":12.05383190394511}]
[null,63,17.346504288164667,15.113180102915953,17.009975986277873,14.978648578761669,16.673447684391078,14.837838765008573,16.352216123499144,14.703137671377933,16.030984562607202,14.562497427101199,15.694456260720411,14.428508703848792,15.357927958833622,14.287156089193827,null,0.95310463121783884,0.93461406518010293,0.91612349914236701,0.89847341337907383,0.88082332761578042,0.86233276157804462,0.84384219554030893,0.87125220458553787,0.88058023073313585,0.88990825688073394,0.89915260172280975,0.90839694656488557,0.9193379155135184,0.93027888446215135,1.0073529411764703,1.0073529411764706,1.0073529411764708,1.0073529411764708,1.0073529411764708,1.0073529411764708,1.0073529411764708,15.113180102915953,{"$f":"Z10*E10+($A$4-80)*AG10*$A$8/1000","v":14.978648578761669},{"$f":"AA10*G10+($A$4-80)*AH10*$A$8/1000","v":14.837838765008573},14.703137671377933,14.562497427101199,14.428508703848792,14.287156089193827]
[null,59,16.551073756432245,16.030984562607202,16.229842195540311,15.974844674907976,15.908610634648371,15.908610634648371,15.587379073756431,15.587379073756431,15.266147512864494,15.266147512864494,14.96021269296741,14.96021269296741,14.654277873070326,14.654277873070326,null,0.90939965694682678,0.8917495711835336,0.87409948542024019,0.85644939965694677,0.83879931389365359,0.82198970840480279,0.80518010291595199,0.96857670979667276,0.98428835489833633,1,1,1,1,1,0.65441176470588225,0.67647058823529416,0.69852941176470595,0.65808823529411764,0.61764705882352933,0.57720588235294101,0.5367647058823527,16.030984562607202,{"$f":"Z11*E11+($A$4-80)*AG11*$A$8/1000","v":15.974844674907976},{"$f":"AA11*G11+($A$4-80)*AH11*$A$8/1000","v":15.908610634648371},{"$f":"AB11*I11+($A$4-80)*AI11*$A$8/1000","v":15.587379073756431},15.266147512864494,14.96021269296741,14.654277873070326]
[1700,71,20.510120068610636,10.957461406518011,20.119897084048027,10.818325970261389,19.729674099485418,10.676500857632933,19.339451114922813,10.537476198821608,18.949228130360208,10.395540308747856,18.559005145797599,10.256640702825811,18.168782161234994,10.114579759862778,null,1.1269296740994856,1.1054888507718696,1.0840480274442539,1.0626072041166381,1.0411663807890223,1.0197255574614066,0.99828473413379082,0.53424657534246578,0.5376929079243975,0.54113924050632911,0.54486945550851873,0.54859967051070835,0.55265035071927171,0.55670103092783496,1.0073529411764708,1.0073529411764708,1.0073529411764708,1.0073529411764706,1.0073529411764703,1.0073529411764706,1.0073529411764706,{"$f":"Y12*C12+($A$4-80)*AF12*$A$12/1000","v":10.957461406518011},{"$f":"Z12*E12+($A$4-80)*AG12*$A$12/1000","v":10.818325970261389},{"$f":"AA12*G12+($A$4-80)*AH12*$A$12/1000","v":10.676500857632933},{"$f":"AB12*I12+($A$4-80)*AI12*$A$12/1000","v":10.537476198821608},{"$f":"AC12*K12+($A$4-80)*AJ12*$A$12/1000","v":10.395540308747856},{"$f":"AD12*M12+($A$4-80)*AK12*$A$12/1000","v":10.256640702825811},{"$f":"AE12*O12+($A$4-80)*AL12*$A$12/1000","v":10.114579759862778}]
[null,67,18.918010291595198,13.142710120068612,18.559005145797599,13.004378503078957,18.2,12.861749571183536,17.825385934819895,12.723936679190818,17.450771869639794,12.580789022298456,17.091766723842195,12.442847703026214,16.732761578044595,12.299828473413378,null,1.0394511149228132,1.0197255574614066,1,0.97941680960548883,0.95883361921097776,0.93910806174957118,0.9193825042881647,0.69471947194719474,0.70070450441270549,0.70668953687821623,0.71380988471817786,0.72093023255813948,0.72800242971190554,0.7350746268656716,1.0073529411764708,1.0073529411764708,1.0073529411764708,1.0073529411764706,1.0073529411764703,1.0073529411764706,1.0073529411764706,{"$f":"Y13*C13+($A$4-80)*AF13*$A$12/1000","v":13.142710120068612},{"$f":"Z13*E13+($A$4-80)*AG13*$A$12/1000","v":13.004378503078957},{"$f":"AA13*G13+($A$4-80)*AH13*$A$12/1000","v":12.861749571183536},{"$f":"AB13*I13+($A$4-80)*AI13*$A$12/1000","v":12.723936679190818},{"$f":"AC13*K13+($A$4-80)*AJ13*$A$12/1000","v":12.580789022298456},{"$f":"AD13*M13+($A$4-80)*AK13*$A$12/1000","v":12.442847703026214},{"$f":"AE13*O13+($A$4-80)*AL13*$A$12/1000","v":12.299828473413378}]
[null,63,17.700514579759865,15.421612349914238,17.35711835334477,15.284335284450684,17.013722126929675,15.140651801029161,16.685934819897085,15.003201705487687,16.358147512864495,14.859691252144085,16.0147512864494,14.722968065151829,15.671355060034307,14.578730703259005,null,0.97255574614065188,0.95368782161235,0.93481989708404811,0.91680960548885082,0.89879931389365353,0.87993138936535165,0.86106346483704987,0.87125220458553787,0.88058023073313585,0.88990825688073394,0.89915260172280975,0.90839694656488557,0.9193379155135184,0.93027888446215135,1.0073529411764703,1.0073529411764706,1.0073529411764708,1.0073529411764708,1.0073529411764708,1.0073529411764708,1.0073529411764708,15.421612349914238,{"$f":"Z14*E14+($A$4-80)*AG14*$A$12/1000","v":15.284335284450684},{"$f":"AA14*G14+($A$4-80)*AH14*$A$12/1000","v":15.140651801029161},15.003201705487687,14.859691252144085,14.722968065151829,14.578730703259005]
[null,59,16.888850771869642,16.358147512864495,16.561063464837051,16.300861913171403,16.233276157804458,16.233276157804458,15.905488850771871,15.905488850771871,15.577701543739281,15.577701543739281,15.265523156089193,15.265523156089193,14.953344768439107,14.953344768439107,null,0.92795883361921105,0.90994854202401376,0.89193825042881647,0.87392795883361929,0.855917667238422,0.8387650085763293,0.82161234991423671,0.96857670979667276,0.98428835489833633,1,1,1,1,1,0.65441176470588225,0.67647058823529416,0.69852941176470595,0.65808823529411764,0.61764705882352933,0.57720588235294101,0.5367647058823527,16.358147512864495,{"$f":"Z15*E15+($A$4-80)*AG15*$A$12/1000","v":16.300861913171403},{"$f":"AA15*G15+($A$4-80)*AH15*$A$12/1000","v":16.233276157804458},15.905488850771871,15.577701543739281,15.265523156089193,14.953344768439107]
[1925,71,20.92032246998285,11.176610634648373,20.52229502572899,11.034692489666618,20.124267581475127,10.890030874785591,19.726240137221268,10.74822572279804,19.328212692967412,10.603451114922812,18.930185248713549,10.461773516882326,18.532157804459693,10.316871355060034,null,1.1494682675814754,1.1275986277873071,1.1057289879931389,1.0838593481989709,1.0619897084048029,1.0401200686106347,1.0182504288164667,0.53424657534246578,0.5376929079243975,0.54113924050632911,0.54486945550851873,0.54859967051070835,0.55265035071927171,0.55670103092783496,1.0073529411764708,1.0073529411764708,1.0073529411764708,1.0073529411764706,1.0073529411764703,1.0073529411764706,1.0073529411764706,{"$f":"Y16*C16+($A$4-80)*AF16*$A$16/1000","v":11.176610634648373},{"$f":"Z16*E16+($A$4-80)*AG16*$A$16/1000","v":11.034692489666618},{"$f":"AA16*G16+($A$4-80)*AH16*$A$16/1000","v":10.890030874785591},{"$f":"AB16*I16+($A$4-80)*AI16*$A$16/1000","v":10.74822572279804},{"$f":"AC16*K16+($A$4-80)*AJ16*$A$16/1000","v":10.603451114922812},{"$f":"AD16*M16+($A$4-80)*AK16*$A$16/1000","v":10.461773516882326},{"$f":"AE16*O16+($A$4-80)*AL16*$A$16/1000","v":10.316871355060034}]
[null,67,19.296370497427105,13.405564322469987,18.930185248713549,13.264466073140536,18.564,13.118984562607206,18.181893653516298,12.978415412774638,17.799787307032592,12.832404802744426,17.433602058319039,12.691704657086738,17.06741680960549,12.545825042881647,null,1.0602401372212695,1.0401200686106347,1.02,0.9990051457975988,0.97801029159519737,0.95789022298456261,0.93777015437392808,0.69471947194719474,0.70070450441270549,0.70668953687821623,0.71380988471817786,0.72093023255813948,0.72800242971190554,0.7350746268656716,1.0073529411764708,1.0073529411764708,1.0073529411764708,1.0073529411764706,1.0073529411764703,1.0073529411764706,1.0073529411764706,{"$f":"Y17*C17+($A$4-80)*AF17*$A$16/1000","v":13.405564322469987},{"$f":"Z17*E17+($A$4-80)*AG17*$A$16/1000","v":13.264466073140536},{"$f":"AA17*G17+($A$4-80)*AH17*$A$16/1000","v":13.118984562607206},{"$f":"AB17*I17+($A$4-80)*AI17*$A$16/1000","v":12.978415412774638},{"$f":"AC17*K17+($A$4-80)*AJ17*$A$16/1000","v":12.832404802744426},{"$f":"AD17*M17+($A$4-80)*AK17*$A$16/1000","v":12.691704657086738},{"$f":"AE17*O17+($A$4-80)*AL17*$A$16/1000","v":12.545825042881647}]
[null,63,18.05452487135506,15.730044596912521,17.704260720411664,15.590021990139697,17.353996569468269,15.443464837049744,17.019653516295026,15.303265739597441,16.685310463121784,15.156885077186965,16.335046312178388,15.017427426454866,15.984782161234993,14.870305317324185,null,0.99200686106346492,0.97276157804459706,0.9535162950257291,0.93514579759862793,0.91677530017152664,0.89753001715265868,0.87828473413379082,0.87125220458553787,0.88058023073313585,0.88990825688073394,0.89915260172280975,0.90839694656488557,0.9193379155135184,0.93027888446215135,1.0073529411764703,1.0073529411764706,1.0073529411764708,1.0073529411764708,1.0073529411764708,1.0073529411764708,1.0073529411764708,15.730044596912521,{"$f":"Z18*E18+($A$4-80)*AG18*$A$16/1000","v":15.590021990139697},{"$f":"AA18*G18+($A$4-80)*AH18*$A$16/1000","v":15.443464837049744},15.303265739597441,15.156885077186965,15.017427426454866,14.870305317324185]
[null,59,17.226627787307034,16.685310463121784,16.892284734133792,16.626879151434832,16.55794168096055,16.55794168096055,16.223598627787307,16.223598627787307,15.889255574614065,15.889255574614065,15.570833619210976,15.570833619210976,15.252411663807889,15.252411663807889,null,0.94651801029159532,0.92814751286449415,0.90977701543739287,0.89140651801029158,0.87303602058319041,0.85554030874785592,0.83804459691252142,0.96857670979667276,0.98428835489833633,1,1,1,1,1,0.65441176470588225,0.67647058823529416,0.69852941176470595,0.65808823529411764,0.61764705882352933,0.57720588235294101,0.5367647058823527,16.685310463121784,{"$f":"Z19*E19+($A$4-80)*AG19*$A$16/1000","v":16.626879151434832},{"$f":"AA19*G19+($A$4-80)*AH19*$A$16/1000","v":16.55794168096055},16.223598627787307,15.889255574614065,15.570833619210976,15.252411663807889]

{"sheet":"4TTV00_224","index":41,"n_rows":19,"n_cols":45,"rows_kept":19,"cut":false,"hidden":true,"merged":[[130,0,133,0],[120,12,121,12],[120,13,121,13],[120,14,121,14],[120,15,121,15],[122,0,125,0],[126,0,129,0],[119,12,119,13],[119,14,119,15],[120,4,121,4],[120,5,121,5],[120,6,121,6],[120,7,121,7],[120,8,121,8],[120,9,121,9],[120,10,121,10],[120,11,121,11],[119,0,121,0],[119,1,121,1],[119,4,119,5],[119,6,119,7],[119,8,119,9],[119,10,119,11],[111,0,114,0],[117,0,118,1],[117,4,117,15],[118,4,118,5],[118,6,118,7],[118,8,118,9],[118,10,118,11],[118,12,118,13],[118,14,118,15],[101,12,102,12],[101,13,102,13],[101,14,102,14],[101,15,102,15],[103,0,106,0],[107,0,110,0],[100,12,100,13],[100,14,100,15],[101,4,102,4],[101,5,102,5],[101,6,102,6],[101,7,102,7],[101,8,102,8],[101,9,102,9],[101,10,102,10],[101,11,102,11],[100,0,102,0],[100,1,102,1],[100,4,100,5],[100,6,100,7],[100,8,100,9],[100,10,100,11],[92,0,95,0],[98,0,99,1],[98,4,98,15],[99,4,99,5],[99,6,99,7],[99,8,99,9],[99,10,99,11],[99,12,99,13],[99,14,99,15],[82,12,83,12],[82,13,83,13],[82,14,83,14],[82,15,83,15],[84,0,87,0],[88,0,91,0],[81,12,81,13],[81,14,81,15],[82,4,83,4],[82,5,83,5],[82,6,83,6],[82,7,83,7],[82,8,83,8],[82,9,83,9],[82,10,83,10],[82,11,83,11],[81,0,83,0],[81,1,83,1],[81,4,81,5],[81,6,81,7],[81,8,81,9],[81,10,81,11],[73,0,76,0],[79,0,80,1],[79,4,79,15],[80,4,80,5],[80,6,80,7],[80,8,80,9],[80,10,80,11],[80,12,80,13],[80,14,80,15],[63,12,64,12],[63,13,64,13],[63,14,64,14],[63,15,64,15],[65,0,68,0],[69,0,72,0],[62,12,62,13],[62,14,62,15],[63,4,64,4],[63,5,64,5],[63,6,64,6],[63,7,64,7],[63,8,64,8],[63,9,64,9],[63,10,64,10],[63,11,64,11],[62,0,64,0],[62,1,64,1],[62,4,62,5],[62,6,62,7],[62,8,62,9],[62,10,62,11],[54,0,57,0],[60,0,61,1],[60,4,60,15],[61,4,61,5],[61,6,61,7],[61,8,61,9],[61,10,61,11],[61,12,61,13],[61,14,61,15],[44,12,45,12],[44,13,45,13],[44,14,45,14],[44,15,45,15],[46,0,49,0],[50,0,53,0],[43,12,43,13],[43,14,43,15],[44,4,45,4],[44,5,45,5],[44,6,45,6],[44,7,45,7],[44,8,45,8],[44,9,45,9],[44,10,45,10],[44,11,45,11],[43,0,45,0],[43,1,45,1],[43,4,43,5],[43,6,43,7],[43,8,43,9],[43,10,43,11],[35,0,38,0],[41,0,42,1],[41,4,41,15],[42,4,42,5],[42,6,42,7],[42,8,42,9],[42,10,42,11],[42,12,42,13],[42,14,42,15],[25,12,26,12],[25,13,26,13],[25,14,26,14],[25,15,26,15],[27,0,30,0],[31,0,34,0],[24,12,24,13],[24,14,24,15],[25,4,26,4],[25,5,26,5],[25,6,26,6],[25,7,26,7],[25,8,26,8],[25,9,26,9],[25,10,26,10],[25,11,26,11],[24,0,26,0],[24,1,26,1],[24,4,24,5],[24,6,24,7],[24,8,24,9],[24,10,24,11],[7,0,10,0],[11,0,14,0],[15,0,18,0],[22,4,22,15],[23,4,23,5],[23,6,23,7],[23,8,23,9],[23,10,23,11],[23,12,23,13],[23,14,23,15],[5,10,6,10],[5,11,6,11],[5,12,6,12],[5,13,6,13],[5,14,6,14],[5,15,6,15],[4,10,4,11],[4,12,4,13],[4,14,4,15],[5,2,6,2],[5,3,6,3],[5,4,6,4],[5,5,6,5],[5,6,6,6],[5,7,6,7],[5,8,6,8],[4,0,6,0],[4,1,6,1],[4,2,4,3],[4,4,4,5],[4,6,4,7],[4,8,4,9],[5,9,6,9],[2,0,2,1],[2,2,2,15],[3,2,3,3],[3,4,3,5],[3,6,3,7],[3,8,3,9],[3,10,3,11],[3,12,3,13],[3,14,3,15]]}
[]
["4TTV00_24",18.2]
["Evaporator Air \n",null,"Condenser  Entering Air Temperature ˚F"]
[80,"°F DB",85,null,90,null,95,null,100,null,105,null,110,null,115]
["CFM","EWB†\n˚F","Capacity Mbtuh",null,"Capacity Mbtuh",null,"Capacity Mbtuh",null,"Capacity Mbtuh",null,"Capacity Mbtuh",null,"Capacity Mbtuh",null,"Capacity Mbtuh"]
[null,null,"Total","Sens.","Total","Sens.","Total","Sens.","Total","Sens.","Total","Sens.","Total","Sens.","Total","Sens."]
[null,null,null,null,null,null,null,null,null,null,null,null,null,null,null,null,null,"Total Factors",null,null,null,null,null,null,"Sens. %",null,null,null,null,null,null,"IDB Adj",null,null,null,null,null,null,"Sens Calc"]
[700,71,{"$f":"R8*$B$2","v":20.281258064516127},{"$f":"IF(AM8>C8,C8,AM8)","v":11.435177419354837},{"$f":"S8*$B$2","v":19.813782258064514},{"$f":"IF(AN8>E8,E8,AN8)","v":11.294232008882895},{"$f":"T8*$B$2","v":19.346306451612904},{"$f":"IF(AO8>G8,G8,AO8)","v":11.147500000000003},{"$f":"U8*$B$2","v":18.842870967741931},{"$f":"IF(AP8>I8,I8,AP8)","v":10.970729051303936},{"$f":"V8*$B$2","v":18.339435483870965},{"$f":"IF(AQ8>K8,K8,AQ8)","v":10.787903225806451},{"$f":"W8*$B$2","v":17.871959677419351},{"$f":"IF(AR8>M8,M8,AR8)","v":10.647587061097433},{"$f":"X8*$B$2","v":17.404483870967738},{"$f":"IF(AS8>O8,O8,AS8)","v":10.50022580645161},null,1.1143548387096773,1.0886693548387096,1.0629838709677419,1.0353225806451611,1.0076612903225806,0.98197580645161275,0.95629032258064506,0.56382978723404253,0.57001898283635222,0.57620817843866179,0.58222173627815443,0.58823529411764708,0.59577053962080706,0.60330578512396693,1.03125,1.03125,1.03125,1.03125,1.03125,1.03125,1.03125,{"$f":"Y8*C8+($A$4-80)*AF8*$A$8/1000","v":11.435177419354837},{"$f":"Z8*E8+($A$4-80)*AG8*$A$8/1000","v":11.294232008882895},{"$f":"AA8*G8+($A$4-80)*AH8*$A$8/1000","v":11.147500000000003},{"$f":"AB8*I8+($A$4-80)*AI8*$A$8/1000","v":10.970729051303936},{"$f":"AC8*K8+($A$4-80)*AJ8*$A$8/1000","v":10.787903225806451},{"$f":"AD8*M8+($A$4-80)*AK8*$A$8/1000","v":10.647587061097433},{"$f":"AE8*O8+($A$4-80)*AL8*$A$8/1000","v":10.50022580645161}]
[null,67,{"$f":"R9*$B$2","v":18.699032258064513},13.880435483870965,18.267516129032256,{"$f":"IF(AN9>E9,E9,AN9)","v":13.740866428199789},17.835999999999999,{"$f":"IF(AO9>G9,G9,AO9)","v":13.592758064516126},17.368524193548385,{"$f":"IF(AP9>I9,I9,AP9)","v":13.417840580443132},16.901048387096775,{"$f":"IF(AQ9>K9,K9,AQ9)","v":13.233161290322579},16.469532258064515,{"$f":"IF(AR9>M9,M9,AR9)","v":13.057615895891486},16.038016129032254,{"$f":"IF(AS9>O9,O9,AS9)","v":12.873564516129028},null,1.0274193548387096,1.0037096774193548,0.97999999999999987,0.95431451612903229,0.92862903225806459,0.90491935483870967,0.88120967741935474,0.74230769230769234,0.7522022332506203,0.76209677419354827,0.7725377487989018,0.78297872340425523,0.79283465318194812,0.80269058295964113,1.0312500000000002,1.03125,1.0312499999999996,1.0312499999999996,1.0312499999999996,1.0312499999999996,1.0312499999999996,{"$f":"Y9*C9+($A$4-80)*AF9*$A$8/1000","v":13.880435483870965},{"$f":"Z9*E9+($A$4-80)*AG9*$A$8/1000","v":13.740866428199789},{"$f":"AA9*G9+($A$4-80)*AH9*$A$8/1000","v":13.592758064516126},{"$f":"AB9*I9+($A$4-80)*AI9*$A$8/1000","v":13.417840580443132},{"$f":"AC9*K9+($A$4-80)*AJ9*$A$8/1000","v":13.233161290322579},{"$f":"AD9*M9+($A$4-80)*AK9*$A$8/1000","v":13.057615895891486},{"$f":"AE9*O9+($A$4-80)*AL9*$A$8/1000","v":12.873564516129028}]
[null,63,17.47640322580645,16.397612903225806,17.080846774193546,16.25916278718466,16.685290322580645,16.109935483870967,16.253774193548388,15.936596311558297,15.822258064516127,15.750338709677417,15.426701612903226,15.391640927419354,15.03114516129032,15.03114516129032,null,0.96024193548387093,0.93850806451612889,0.91677419354838707,0.89306451612903226,0.86935483870967734,0.84762096774193552,0.82588709677419347,0.93827160493827155,0.95189442315879091,0.96551724137931028,0.98048589341692782,0.99545454545454537,0.99772727272727268,1,1.0312500000000002,1.03125,1.0312499999999996,1.0312499999999996,1.0312499999999996,0.99218749999999956,0.95312499999999967,16.397612903225806,{"$f":"Z10*E10+($A$4-80)*AG10*$A$8/1000","v":16.25916278718466},{"$f":"AA10*G10+($A$4-80)*AH10*$A$8/1000","v":16.109935483870967},15.936596311558297,15.750338709677417,15.391640927419354,15.03114516129032]
[null,59,16.685290322580645,16.685290322580645,16.289733870967744,16.289733870967744,15.894177419354838,15.894177419354838,15.498620967741935,15.498620967741935,15.103064516129029,15.103064516129029,14.707508064516126,14.707508064516126,14.311951612903224,14.311951612903224,null,0.91677419354838707,0.89504032258064525,0.87330645161290321,0.85157258064516128,0.82983870967741924,0.80810483870967731,0.78637096774193538,1,1,1,1,1,1,1,0.51562500000000011,0.46875000000000028,0.42187500000000044,0.37500000000000033,0.32812500000000022,0.28125000000000011,0.234375,16.685290322580645,{"$f":"Z11*E11+($A$4-80)*AG11*$A$8/1000","v":16.289733870967744},{"$f":"AA11*G11+($A$4-80)*AH11*$A$8/1000","v":15.894177419354838},{"$f":"AB11*I11+($A$4-80)*AI11*$A$8/1000","v":15.498620967741935},15.103064516129029,14.707508064516126,14.311951612903224]
[800,71,20.695161290322577,11.668548387096772,20.21814516129032,11.524726539676424,19.741129032258062,11.375,19.227419354838709,11.194621480922384,18.713709677419352,11.008064516129032,18.236693548387095,10.864884756221871,17.759677419354837,10.714516129032257,null,1.1370967741935483,1.1108870967741935,1.0846774193548385,1.0564516129032258,1.0282258064516128,1.002016129032258,0.97580645161290314,0.56382978723404253,0.57001898283635222,0.57620817843866179,0.58222173627815443,0.58823529411764708,0.59577053962080706,0.60330578512396693,1.03125,1.03125,1.03125,1.03125,1.03125,1.03125,1.03125,{"$f":"Y12*C12+($A$4-80)*AF12*$A$12/1000","v":11.668548387096772},{"$f":"Z12*E12+($A$4-80)*AG12*$A$12/1000","v":11.524726539676424},{"$f":"AA12*G12+($A$4-80)*AH12*$A$12/1000","v":11.375},{"$f":"AB12*I12+($A$4-80)*AI12*$A$12/1000","v":11.194621480922384},{"$f":"AC12*K12+($A$4-80)*AJ12*$A$12/1000","v":11.008064516129032},{"$f":"AD12*M12+($A$4-80)*AK12*$A$12/1000","v":10.864884756221871},{"$f":"AE12*O12+($A$4-80)*AL12*$A$12/1000","v":10.714516129032257}]
[null,67,19.08064516129032,14.163709677419353,18.640322580645162,14.021292273673255,18.2,13.870161290322578,17.722983870967742,13.691674061676666,17.24596774193548,13.503225806451608,16.805645161290322,13.324097852950496,16.365322580645159,13.136290322580642,null,1.0483870967741935,1.0241935483870968,1,0.97379032258064513,0.94758064516129026,0.92338709677419351,0.89919354838709675,0.74230769230769234,0.7522022332506203,0.76209677419354827,0.7725377487989018,0.78297872340425523,0.79283465318194812,0.80269058295964113,1.0312500000000002,1.03125,1.0312499999999996,1.0312499999999996,1.0312499999999996,1.0312499999999996,1.0312499999999996,{"$f":"Y13*C13+($A$4-80)*AF13*$A$12/1000","v":14.163709677419353},{"$f":"Z13*E13+($A$4-80)*AG13*$A$12/1000","v":14.021292273673255},{"$f":"AA13*G13+($A$4-80)*AH13*$A$12/1000","v":13.870161290322578},{"$f":"AB13*I13+($A$4-80)*AI13*$A$12/1000","v":13.691674061676666},{"$f":"AC13*K13+($A$4-80)*AJ13*$A$12/1000","v":13.503225806451608},{"$f":"AD13*M13+($A$4-80)*AK13*$A$12/1000","v":13.324097852950496},{"$f":"AE13*O13+($A$4-80)*AL13*$A$12/1000","v":13.136290322580642}]
[null,63,17.833064516129031,16.732258064516127,17.429435483870968,16.590982435902717,17.025806451612901,16.43870967741935,16.585483870967742,16.261832970977853,16.14516129032258,16.071774193548386,15.741532258064515,15.705756048387094,15.33790322580645,15.33790322580645,null,0.97983870967741937,0.95766129032258063,0.93548387096774188,0.91129032258064524,0.88709677419354838,0.86491935483870963,0.84274193548387089,0.93827160493827155,0.95189442315879091,0.96551724137931028,0.98048589341692782,0.99545454545454537,0.99772727272727268,1,1.0312500000000002,1.03125,1.0312499999999996,1.0312499999999996,1.0312499999999996,0.99218749999999956,0.95312499999999967,16.732258064516127,{"$f":"Z14*E14+($A$4-80)*AG14*$A$12/1000","v":16.590982435902717},{"$f":"AA14*G14+($A$4-80)*AH14*$A$12/1000","v":16.43870967741935},16.261832970977853,16.071774193548386,15.705756048387094,15.33790322580645]
[null,59,17.025806451612901,17.025806451612901,16.622177419354838,16.622177419354838,16.218548387096774,16.218548387096774,15.814919354838707,15.814919354838707,15.411290322580644,15.411290322580644,15.007661290322579,15.007661290322579,14.604032258064514,14.604032258064514,null,0.93548387096774188,0.91330645161290314,0.8911290322580645,0.86895161290322576,0.84677419354838712,0.82459677419354838,0.80241935483870963,1,1,1,1,1,1,1,0.51562500000000011,0.46875000000000028,0.42187500000000044,0.37500000000000033,0.32812500000000022,0.28125000000000011,0.234375,17.025806451612901,{"$f":"Z15*E15+($A$4-80)*AG15*$A$12/1000","v":16.622177419354838},{"$f":"AA15*G15+($A$4-80)*AH15*$A$12/1000","v":16.218548387096774},15.814919354838707,15.411290322580644,15.007661290322579,14.604032258064514]
[900,71,21.109064516129028,11.901919354838707,20.622508064516129,11.755221070469954,20.135951612903224,11.602500000000001,19.611967741935484,11.418513910540833,19.08798387096774,11.228225806451611,18.601427419354838,11.082182451346309,18.114870967741936,10.928806451612903,null,1.1598387096774192,1.1331048387096774,1.1063709677419353,1.0775806451612904,1.0487903225806452,1.0220564516129031,0.99532258064516133,0.56382978723404253,0.57001898283635222,0.57620817843866179,0.58222173627815443,0.58823529411764708,0.59577053962080706,0.60330578512396693,1.03125,1.03125,1.03125,1.03125,1.03125,1.03125,1.03125,{"$f":"Y16*C16+($A$4-80)*AF16*$A$16/1000","v":11.901919354838707},{"$f":"Z16*E16+($A$4-80)*AG16*$A$16/1000","v":11.755221070469954},{"$f":"AA16*G16+($A$4-80)*AH16*$A$16/1000","v":11.602500000000001},{"$f":"AB16*I16+($A$4-80)*AI16*$A$16/1000","v":11.418513910540833},{"$f":"AC16*K16+($A$4-80)*AJ16*$A$16/1000","v":11.228225806451611},{"$f":"AD16*M16+($A$4-80)*AK16*$A$16/1000","v":11.082182451346309},{"$f":"AE16*O16+($A$4-80)*AL16*$A$16/1000","v":10.928806451612903}]
[null,67,19.462258064516128,14.446983870967742,19.013129032258064,14.30171811914672,18.564,14.14756451612903,18.077443548387098,13.965507542910201,17.590887096774193,13.773290322580642,17.141758064516129,13.590579810009507,16.692629032258065,13.399016129032256,null,1.0693548387096774,1.0446774193548387,1.02,0.99326612903225819,0.96653225806451604,0.94185483870967746,0.91717741935483876,0.74230769230769234,0.7522022332506203,0.76209677419354827,0.7725377487989018,0.78297872340425523,0.79283465318194812,0.80269058295964113,1.0312500000000002,1.03125,1.0312499999999996,1.0312499999999996,1.0312499999999996,1.0312499999999996,1.0312499999999996,{"$f":"Y17*C17+($A$4-80)*AF17*$A$16/1000","v":14.446983870967742},{"$f":"Z17*E17+($A$4-80)*AG17*$A$16/1000","v":14.30171811914672},{"$f":"AA17*G17+($A$4-80)*AH17*$A$16/1000","v":14.14756451612903},{"$f":"AB17*I17+($A$4-80)*AI17*$A$16/1000","v":13.965507542910201},{"$f":"AC17*K17+($A$4-80)*AJ17*$A$16/1000","v":13.773290322580642},{"$f":"AD17*M17+($A$4-80)*AK17*$A$16/1000","v":13.590579810009507},{"$f":"AE17*O17+($A$4-80)*AL17*$A$16/1000","v":13.399016129032256}]
[null,63,18.189725806451612,17.066903225806449,17.778024193548386,16.92280208462077,17.366322580645161,16.767483870967741,16.917193548387093,16.587069630397405,16.468064516129033,16.393209677419353,16.056362903225804,16.019871169354836,15.644661290322578,15.644661290322578,null,0.99943548387096781,0.97681451612903225,0.95419354838709669,0.929516129032258,0.90483870967741942,0.88221774193548375,0.8595967741935483,0.93827160493827155,0.95189442315879091,0.96551724137931028,0.98048589341692782,0.99545454545454537,0.99772727272727268,1,1.0312500000000002,1.03125,1.0312499999999996,1.0312499999999996,1.0312499999999996,0.99218749999999956,0.95312499999999967,17.066903225806449,{"$f":"Z18*E18+($A$4-80)*AG18*$A$16/1000","v":16.92280208462077},{"$f":"AA18*G18+($A$4-80)*AH18*$A$16/1000","v":16.767483870967741},16.587069630397405,16.393209677419353,16.019871169354836,15.644661290322578]
[null,59,17.366322580645161,17.366322580645161,16.954620967741935,16.954620967741935,16.542919354838709,16.542919354838709,16.131217741935483,16.131217741935483,15.719516129032259,15.719516129032259,15.307814516129033,15.307814516129033,14.896112903225804,14.896112903225804,null,0.95419354838709669,0.93157258064516135,0.90895161290322579,0.88633064516129034,0.86370967741935489,0.84108870967741944,0.81846774193548377,1,1,1,1,1,1,1,0.51562500000000011,0.46875000000000028,0.42187500000000044,0.37500000000000033,0.32812500000000022,0.28125000000000011,0.234375,17.366322580645161,{"$f":"Z19*E19+($A$4-80)*AG19*$A$16/1000","v":16.954620967741935},{"$f":"AA19*G19+($A$4-80)*AH19*$A$16/1000","v":16.542919354838709},16.131217741935483,15.719516129032259,15.307814516129033,14.896112903225804]

{"sheet":"4TTV00_A36","index":42,"n_rows":19,"n_cols":45,"rows_kept":19,"cut":false,"hidden":true,"merged":[[130,0,133,0],[120,12,121,12],[120,13,121,13],[120,14,121,14],[120,15,121,15],[122,0,125,0],[126,0,129,0],[119,12,119,13],[119,14,119,15],[120,4,121,4],[120,5,121,5],[120,6,121,6],[120,7,121,7],[120,8,121,8],[120,9,121,9],[120,10,121,10],[120,11,121,11],[119,0,121,0],[119,1,121,1],[119,4,119,5],[119,6,119,7],[119,8,119,9],[119,10,119,11],[111,0,114,0],[117,0,118,1],[117,4,117,15],[118,4,118,5],[118,6,118,7],[118,8,118,9],[118,10,118,11],[118,12,118,13],[118,14,118,15],[101,12,102,12],[101,13,102,13],[101,14,102,14],[101,15,102,15],[103,0,106,0],[107,0,110,0],[100,12,100,13],[100,14,100,15],[101,4,102,4],[101,5,102,5],[101,6,102,6],[101,7,102,7],[101,8,102,8],[101,9,102,9],[101,10,102,10],[101,11,102,11],[100,0,102,0],[100,1,102,1],[100,4,100,5],[100,6,100,7],[100,8,100,9],[100,10,100,11],[92,0,95,0],[98,0,99,1],[98,4,98,15],[99,4,99,5],[99,6,99,7],[99,8,99,9],[99,10,99,11],[99,12,99,13],[99,14,99,15],[82,12,83,12],[82,13,83,13],[82,14,83,14],[82,15,83,15],[84,0,87,0],[88,0,91,0],[81,12,81,13],[81,14,81,15],[82,4,83,4],[82,5,83,5],[82,6,83,6],[82,7,83,7],[82,8,83,8],[82,9,83,9],[82,10,83,10],[82,11,83,11],[81,0,83,0],[81,1,83,1],[81,4,81,5],[81,6,81,7],[81,8,81,9],[81,10,81,11],[73,0,76,0],[79,0,80,1],[79,4,79,15],[80,4,80,5],[80,6,80,7],[80,8,80,9],[80,10,80,11],[80,12,80,13],[80,14,80,15],[63,12,64,12],[63,13,64,13],[63,14,64,14],[63,15,64,15],[65,0,68,0],[69,0,72,0],[62,12,62,13],[62,14,62,15],[63,4,64,4],[63,5,64,5],[63,6,64,6],[63,7,64,7],[63,8,64,8],[63,9,64,9],[63,10,64,10],[63,11,64,11],[62,0,64,0],[62,1,64,1],[62,4,62,5],[62,6,62,7],[62,8,62,9],[62,10,62,11],[54,0,57,0],[60,0,61,1],[60,4,60,15],[61,4,61,5],[61,6,61,7],[61,8,61,9],[61,10,61,11],[61,12,61,13],[61,14,61,15],[44,12,45,12],[44,13,45,13],[44,14,45,14],[44,15,45,15],[46,0,49,0],[50,0,53,0],[43,12,43,13],[43,14,43,15],[44,4,45,4],[44,5,45,5],[44,6,45,6],[44,7,45,7],[44,8,45,8],[44,9,45,9],[44,10,45,10],[44,11,45,11],[43,0,45,0],[43,1,45,1],[43,4,43,5],[43,6,43,7],[43,8,43,9],[43,10,43,11],[35,0,38,0],[41,0,42,1],[41,4,41,15],[42,4,42,5],[42,6,42,7],[42,8,42,9],[42,10,42,11],[42,12,42,13],[42,14,42,15],[25,12,26,12],[25,13,26,13],[25,14,26,14],[25,15,26,15],[27,0,30,0],[31,0,34,0],[24,12,24,13],[24,14,24,15],[25,4,26,4],[25,5,26,5],[25,6,26,6],[25,7,26,7],[25,8,26,8],[25,9,26,9],[25,10,26,10],[25,11,26,11],[24,0,26,0],[24,1,26,1],[24,4,24,5],[24,6,24,7],[24,8,24,9],[24,10,24,11],[7,0,10,0],[11,0,14,0],[15,0,18,0],[22,4,22,15],[23,4,23,5],[23,6,23,7],[23,8,23,9],[23,10,23,11],[23,12,23,13],[23,14,23,15],[5,10,6,10],[5,11,6,11],[5,12,6,12],[5,13,6,13],[5,14,6,14],[5,15,6,15],[4,10,4,11],[4,12,4,13],[4,14,4,15],[5,2,6,2],[5,3,6,3],[5,4,6,4],[5,5,6,5],[5,6,6,6],[5,7,6,7],[5,8,6,8],[4,0,6,0],[4,1,6,1],[4,2,4,3],[4,4,4,5],[4,6,4,7],[4,8,4,9],[5,9,6,9],[2,0,2,1],[2,2,2,15],[3,2,3,3],[3,4,3,5],[3,6,3,7],[3,8,3,9],[3,10,3,11],[3,12,3,13],[3,14,3,15]]}
[]
["4TTV00_36A",18.2]
["Evaporator Air \n",null,"Condenser  Entering Air Temperature ˚F"]
[80,"°F DB",85,null,90,null,95,null,100,null,105,null,110,null,115]
["CFM","EWB†\n˚F","Capacity Mbtuh",null,"Capacity Mbtuh",null,"Capacity Mbtuh",null,"Capacity Mbtuh",null,"Capacity Mbtuh",null,"Capacity Mbtuh",null,"Capacity Mbtuh"]
[null,null,"Total","Sens.","Total","Sens.","Total","Sens.","Total","Sens.","Total","Sens.","Total","Sens.","Total","Sens."]
[null,null,null,null,null,null,null,null,null,null,null,null,null,null,null,null,null,"Total Factors",null,null,null,null,null,null,"Sens. %",null,null,null,null,null,null,"IDB Adj",null,null,null,null,null,null,"Sens Calc"]
[1050,71,{"$f":"R8*$B$2","v":20.469169916434542},{"$f":"IF(AM8>C8,C8,AM8)","v":11.426963788300835},{"$f":"S8*$B$2","v":19.922662952646242},{"$f":"IF(AN8>E8,E8,AN8)","v":11.231233853476486},{"$f":"T8*$B$2","v":19.376155988857938},{"$f":"IF(AO8>G8,G8,AO8)","v":11.02950417827298},{"$f":"U8*$B$2","v":18.829649025069639},{"$f":"IF(AP8>I8,I8,AP8)","v":10.859716685842317},{"$f":"V8*$B$2","v":18.283142061281335},{"$f":"IF(AQ8>K8,K8,AQ8)","v":10.681727019498608},{"$f":"W8*$B$2","v":17.761476323119776},{"$f":"IF(AR8>M8,M8,AR8)","v":10.511799056991727},{"$f":"X8*$B$2","v":17.239810584958217},{"$f":"IF(AS8>O8,O8,AS8)","v":10.333949860724234},null,1.1246796657381617,1.0946518105849583,1.0646239554317549,1.0345961002785515,1.0045682451253481,0.97590529247910862,0.9472423398328691,0.55825242718446599,0.5637415982076176,0.56923076923076921,0.57673494983277596,0.58423913043478271,0.59183138077935094,0.59942363112391928,0.98958333333333337,0.98958333333333337,0.98958333333333337,0.98958333333333337,0.98958333333333337,0.98958333333333337,0.98958333333333337,{"$f":"Y8*C8+($A$4-80)*AF8*$A$8/1000","v":11.426963788300835},{"$f":"Z8*E8+($A$4-80)*AG8*$A$8/1000","v":11.231233853476486},{"$f":"AA8*G8+($A$4-80)*AH8*$A$8/1000","v":11.02950417827298},{"$f":"AB8*I8+($A$4-80)*AI8*$A$8/1000","v":10.859716685842317},{"$f":"AC8*K8+($A$4-80)*AJ8*$A$8/1000","v":10.681727019498608},{"$f":"AD8*M8+($A$4-80)*AK8*$A$8/1000","v":10.511799056991727},{"$f":"AE8*O8+($A$4-80)*AL8*$A$8/1000","v":10.333949860724234}]
[null,67,{"$f":"R9*$B$2","v":18.829649025069639},13.811721448467967,18.332824512534817,{"$f":"IF(AN9>E9,E9,AN9)","v":13.617607118747062},17.835999999999999,{"$f":"IF(AO9>G9,G9,AO9)","v":13.414261838440112},17.33917548746518,{"$f":"IF(AP9>I9,I9,AP9)","v":13.246266112717596},16.842350974930362,{"$f":"IF(AQ9>K9,K9,AQ9)","v":13.06648467966574},16.34552646239554,{"$f":"IF(AR9>M9,M9,AR9)","v":12.899227869763241},15.848701949860722,{"$f":"IF(AS9>O9,O9,AS9)","v":12.718707520891364},null,1.0345961002785515,1.0072980501392756,0.97999999999999987,0.95270194986072421,0.92540389972144854,0.89810584958217266,0.87080779944289688,0.73350923482849606,0.74279918565937342,0.75208913649025078,0.76395017296488943,0.77581120943952808,0.78915952321506189,0.80250783699059569,0.98958333333333337,0.984375,0.97916666666666663,0.984375,0.98958333333333337,0.98958333333333337,0.98958333333333337,{"$f":"Y9*C9+($A$4-80)*AF9*$A$8/1000","v":13.811721448467967},{"$f":"Z9*E9+($A$4-80)*AG9*$A$8/1000","v":13.617607118747062},{"$f":"AA9*G9+($A$4-80)*AH9*$A$8/1000","v":13.414261838440112},{"$f":"AB9*I9+($A$4-80)*AI9*$A$8/1000","v":13.246266112717596},{"$f":"AC9*K9+($A$4-80)*AJ9*$A$8/1000","v":13.06648467966574},{"$f":"AD9*M9+($A$4-80)*AK9*$A$8/1000","v":12.899227869763241},{"$f":"AE9*O9+($A$4-80)*AL9*$A$8/1000","v":12.718707520891364}]
[null,63,17.637270194986073,16.295844011142059,17.165286908077992,16.103825169027157,16.693303621169914,15.898384401114203,16.246161559888577,15.731626793503965,15.799019498607242,15.550607242339833,15.327036211699165,15.206540643997128,14.855052924791087,14.855052924791087,null,0.96908077994428976,0.94314763231197762,0.91721448467966571,0.89264623955431754,0.86807799442896938,0.84214484679665746,0.81621169916434544,0.92394366197183087,0.9381623071763916,0.95238095238095233,0.96832884097035032,0.98427672955974843,0.99213836477987427,1,0.97916666666666663,0.97916666666666663,0.97916666666666663,0.97916666666666674,0.97916666666666685,0.94791666666666652,0.9166666666666663,16.295844011142059,{"$f":"Z10*E10+($A$4-80)*AG10*$A$8/1000","v":16.103825169027157},{"$f":"AA10*G10+($A$4-80)*AH10*$A$8/1000","v":15.898384401114203},15.731626793503965,15.550607242339833,15.206540643997128,14.855052924791087]
[null,59,16.842350974930362,16.842350974930362,16.395208913649025,16.395208913649025,15.94806685236769,15.94806685236769,15.500924791086351,15.500924791086351,15.053782729805015,15.053782729805015,14.606640668523676,14.606640668523676,14.159498607242339,14.159498607242339,null,0.92540389972144854,0.90083565459610038,0.87626740947075221,0.85169916434540394,0.82713091922005577,0.8025626740947075,0.77799442896935933,1,1,1,1,1,1,1,0.55208333333333304,0.49999999999999989,0.44791666666666674,0.39583333333333343,0.34375000000000011,0.28645833333333337,0.22916666666666657,16.842350974930362,{"$f":"Z11*E11+($A$4-80)*AG11*$A$8/1000","v":16.395208913649025},{"$f":"AA11*G11+($A$4-80)*AH11*$A$8/1000","v":15.94806685236769},{"$f":"AB11*I11+($A$4-80)*AI11*$A$8/1000","v":15.500924791086351},15.053782729805015,14.606640668523676,14.159498607242339]
[1200,71,20.88690807799443,11.66016713091922,20.329247910863508,11.460442707629065,19.771587743732589,11.254596100278549,19.213927576601673,11.081343556981956,18.656267409470754,10.89972144846797,18.123955431754876,10.726325568358906,17.591643454039001,10.544846796657383,null,1.1476323119777161,1.116991643454039,1.0863509749303621,1.0557103064066853,1.0250696378830084,0.99582172701949867,0.96657381615598903,0.55825242718446599,0.5637415982076176,0.56923076923076921,0.57673494983277596,0.58423913043478271,0.59183138077935094,0.59942363112391928,0.98958333333333337,0.98958333333333337,0.98958333333333337,0.98958333333333337,0.98958333333333337,0.98958333333333337,0.98958333333333337,{"$f":"Y12*C12+($A$4-80)*AF12*$A$12/1000","v":11.66016713091922},{"$f":"Z12*E12+($A$4-80)*AG12*$A$12/1000","v":11.460442707629065},{"$f":"AA12*G12+($A$4-80)*AH12*$A$12/1000","v":11.254596100278549},{"$f":"AB12*I12+($A$4-80)*AI12*$A$12/1000","v":11.081343556981956},{"$f":"AC12*K12+($A$4-80)*AJ12*$A$12/1000","v":10.89972144846797},{"$f":"AD12*M12+($A$4-80)*AK12*$A$12/1000","v":10.726325568358906},{"$f":"AE12*O12+($A$4-80)*AL12*$A$12/1000","v":10.544846796657383}]
[null,67,19.213927576601673,14.093593314763233,18.706963788300836,13.895517468109249,18.2,13.688022284122564,17.693036211699162,13.516598074201626,17.186072423398326,13.333147632311976,16.679108635097492,13.162477418125759,16.172144846796655,12.978272980501393,null,1.0557103064066853,1.0278551532033426,1,0.97214484679665736,0.94428969359331472,0.91643454038997219,0.88857938718662954,0.73350923482849606,0.74279918565937342,0.75208913649025078,0.76395017296488943,0.77581120943952808,0.78915952321506189,0.80250783699059569,0.98958333333333337,0.984375,0.97916666666666663,0.984375,0.98958333333333337,0.98958333333333337,0.98958333333333337,{"$f":"Y13*C13+($A$4-80)*AF13*$A$12/1000","v":14.093593314763233},{"$f":"Z13*E13+($A$4-80)*AG13*$A$12/1000","v":13.895517468109249},{"$f":"AA13*G13+($A$4-80)*AH13*$A$12/1000","v":13.688022284122564},{"$f":"AB13*I13+($A$4-80)*AI13*$A$12/1000","v":13.516598074201626},{"$f":"AC13*K13+($A$4-80)*AJ13*$A$12/1000","v":13.333147632311976},{"$f":"AD13*M13+($A$4-80)*AK13*$A$12/1000","v":13.162477418125759},{"$f":"AE13*O13+($A$4-80)*AL13*$A$12/1000","v":12.978272980501393}]
[null,63,17.997214484679667,16.62841225626741,17.515598885793871,16.432474662272611,17.033983286908079,16.222841225626741,16.577715877437328,16.052680401534662,16.121448467966573,15.867966573816155,15.639832869080781,15.516878208160335,15.158217270194985,15.158217270194985,null,0.98885793871866301,0.96239554317548748,0.93593314763231206,0.91086350974930375,0.88579387186629532,0.8593314763231199,0.83286908077994426,0.92394366197183087,0.9381623071763916,0.95238095238095233,0.96832884097035032,0.98427672955974843,0.99213836477987427,1,0.97916666666666663,0.97916666666666663,0.97916666666666663,0.97916666666666674,0.97916666666666685,0.94791666666666652,0.9166666666666663,16.62841225626741,{"$f":"Z14*E14+($A$4-80)*AG14*$A$12/1000","v":16.432474662272611},{"$f":"AA14*G14+($A$4-80)*AH14*$A$12/1000","v":16.222841225626741},16.052680401534662,15.867966573816155,15.516878208160335,15.158217270194985]
[null,59,17.186072423398326,17.186072423398326,16.729805013927574,16.729805013927574,16.273537604456823,16.273537604456823,15.817270194986074,15.817270194986074,15.36100278551532,15.36100278551532,14.904735376044567,14.904735376044567,14.448467966573816,14.448467966573816,null,0.94428969359331472,0.91922005571030641,0.89415041782729809,0.86908077994428978,0.84401114206128136,0.81894150417827294,0.79387186629526463,1,1,1,1,1,1,1,0.55208333333333304,0.49999999999999989,0.44791666666666674,0.39583333333333343,0.34375000000000011,0.28645833333333337,0.22916666666666657,17.186072423398326,{"$f":"Z15*E15+($A$4-80)*AG15*$A$12/1000","v":16.729805013927574},{"$f":"AA15*G15+($A$4-80)*AH15*$A$12/1000","v":16.273537604456823},15.817270194986074,15.36100278551532,14.904735376044567,14.448467966573816]
[1350,71,21.304646239554319,11.893370473537605,20.735832869080781,11.689651561781648,20.167019498607242,11.479688022284122,19.598206128133704,11.302970428121593,19.029392757660165,11.117715877437327,18.486434540389972,10.940852079726083,17.943476323119782,10.755743732590531,null,1.1705849582172703,1.1393314763231199,1.1080779944289694,1.076824512534819,1.0455710306406685,1.0157381615598886,0.98590529247910885,0.55825242718446599,0.5637415982076176,0.56923076923076921,0.57673494983277596,0.58423913043478271,0.59183138077935094,0.59942363112391928,0.98958333333333337,0.98958333333333337,0.98958333333333337,0.98958333333333337,0.98958333333333337,0.98958333333333337,0.98958333333333337,{"$f":"Y16*C16+($A$4-80)*AF16*$A$16/1000","v":11.893370473537605},{"$f":"Z16*E16+($A$4-80)*AG16*$A$16/1000","v":11.689651561781648},{"$f":"AA16*G16+($A$4-80)*AH16*$A$16/1000","v":11.479688022284122},{"$f":"AB16*I16+($A$4-80)*AI16*$A$16/1000","v":11.302970428121593},{"$f":"AC16*K16+($A$4-80)*AJ16*$A$16/1000","v":11.117715877437327},{"$f":"AD16*M16+($A$4-80)*AK16*$A$16/1000","v":10.940852079726083},{"$f":"AE16*O16+($A$4-80)*AL16*$A$16/1000","v":10.755743732590531}]
[null,67,19.598206128133704,14.375465181058496,19.081103064066856,14.173427817471435,18.564,13.961782729805016,18.046896935933148,13.786930035685662,17.529793871866293,13.599810584958217,17.012690807799437,13.42572696648827,16.495587743732589,13.237838440111421,null,1.076824512534819,1.0484122562674096,1.02,0.99158774373259051,0.963175487465181,0.93476323119777138,0.9063509749303621,0.73350923482849606,0.74279918565937342,0.75208913649025078,0.76395017296488943,0.77581120943952808,0.78915952321506189,0.80250783699059569,0.98958333333333337,0.984375,0.97916666666666663,0.984375,0.98958333333333337,0.98958333333333337,0.98958333333333337,{"$f":"Y17*C17+($A$4-80)*AF17*$A$16/1000","v":14.375465181058496},{"$f":"Z17*E17+($A$4-80)*AG17*$A$16/1000","v":14.173427817471435},{"$f":"AA17*G17+($A$4-80)*AH17*$A$16/1000","v":13.961782729805016},{"$f":"AB17*I17+($A$4-80)*AI17*$A$16/1000","v":13.786930035685662},{"$f":"AC17*K17+($A$4-80)*AJ17*$A$16/1000","v":13.599810584958217},{"$f":"AD17*M17+($A$4-80)*AK17*$A$16/1000","v":13.42572696648827},{"$f":"AE17*O17+($A$4-80)*AL17*$A$16/1000","v":13.237838440111421}]
[null,63,18.357158774373261,16.960980501392758,17.86591086350975,16.761124155518065,17.374662952646243,16.547298050139279,16.909270194986071,16.37373400956535,16.443877437325906,16.18532590529248,15.952629526462394,15.827215772323539,15.461381615598885,15.461381615598885,null,1.0086350974930363,0.98164345403899722,0.9546518105849584,0.92908077994428973,0.90350974930362116,0.87651810584958212,0.84952646239554319,0.92394366197183087,0.9381623071763916,0.95238095238095233,0.96832884097035032,0.98427672955974843,0.99213836477987427,1,0.97916666666666663,0.97916666666666663,0.97916666666666663,0.97916666666666674,0.97916666666666685,0.94791666666666652,0.9166666666666663,16.960980501392758,{"$f":"Z18*E18+($A$4-80)*AG18*$A$16/1000","v":16.761124155518065},{"$f":"AA18*G18+($A$4-80)*AH18*$A$16/1000","v":16.547298050139279},16.37373400956535,16.18532590529248,15.827215772323539,15.461381615598885]
[null,59,17.529793871866293,17.529793871866293,17.064401114206127,17.064401114206127,16.599008356545962,16.599008356545962,16.133615598885797,16.133615598885797,15.668222841225628,15.668222841225628,15.202830083565461,15.202830083565461,14.737437325905292,14.737437325905292,null,0.963175487465181,0.93760445682451243,0.9120334261838442,0.88646239554317563,0.86089136490250706,0.83532033426183849,0.80974930362116992,1,1,1,1,1,1,1,0.55208333333333304,0.49999999999999989,0.44791666666666674,0.39583333333333343,0.34375000000000011,0.28645833333333337,0.22916666666666657,17.529793871866293,{"$f":"Z19*E19+($A$4-80)*AG19*$A$16/1000","v":17.064401114206127},{"$f":"AA19*G19+($A$4-80)*AH19*$A$16/1000","v":16.599008356545962},16.133615598885797,15.668222841225628,15.202830083565461,14.737437325905292]

{"sheet":"4TTV00_36B","index":43,"n_rows":19,"n_cols":45,"rows_kept":19,"cut":false,"hidden":true,"merged":[[130,0,133,0],[120,12,121,12],[120,13,121,13],[120,14,121,14],[120,15,121,15],[122,0,125,0],[126,0,129,0],[119,12,119,13],[119,14,119,15],[120,4,121,4],[120,5,121,5],[120,6,121,6],[120,7,121,7],[120,8,121,8],[120,9,121,9],[120,10,121,10],[120,11,121,11],[119,0,121,0],[119,1,121,1],[119,4,119,5],[119,6,119,7],[119,8,119,9],[119,10,119,11],[111,0,114,0],[117,0,118,1],[117,4,117,15],[118,4,118,5],[118,6,118,7],[118,8,118,9],[118,10,118,11],[118,12,118,13],[118,14,118,15],[101,12,102,12],[101,13,102,13],[101,14,102,14],[101,15,102,15],[103,0,106,0],[107,0,110,0],[100,12,100,13],[100,14,100,15],[101,4,102,4],[101,5,102,5],[101,6,102,6],[101,7,102,7],[101,8,102,8],[101,9,102,9],[101,10,102,10],[101,11,102,11],[100,0,102,0],[100,1,102,1],[100,4,100,5],[100,6,100,7],[100,8,100,9],[100,10,100,11],[92,0,95,0],[98,0,99,1],[98,4,98,15],[99,4,99,5],[99,6,99,7],[99,8,99,9],[99,10,99,11],[99,12,99,13],[99,14,99,15],[82,12,83,12],[82,13,83,13],[82,14,83,14],[82,15,83,15],[84,0,87,0],[88,0,91,0],[81,12,81,13],[81,14,81,15],[82,4,83,4],[82,5,83,5],[82,6,83,6],[82,7,83,7],[82,8,83,8],[82,9,83,9],[82,10,83,10],[82,11,83,11],[81,0,83,0],[81,1,83,1],[81,4,81,5],[81,6,81,7],[81,8,81,9],[81,10,81,11],[73,0,76,0],[79,0,80,1],[79,4,79,15],[80,4,80,5],[80,6,80,7],[80,8,80,9],[80,10,80,11],[80,12,80,13],[80,14,80,15],[63,12,64,12],[63,13,64,13],[63,14,64,14],[63,15,64,15],[65,0,68,0],[69,0,72,0],[62,12,62,13],[62,14,62,15],[63,4,64,4],[63,5,64,5],[63,6,64,6],[63,7,64,7],[63,8,64,8],[63,9,64,9],[63,10,64,10],[63,11,64,11],[62,0,64,0],[62,1,64,1],[62,4,62,5],[62,6,62,7],[62,8,62,9],[62,10,62,11],[54,0,57,0],[60,0,61,1],[60,4,60,15],[61,4,61,5],[61,6,61,7],[61,8,61,9],[61,10,61,11],[61,12,61,13],[61,14,61,15],[44,12,45,12],[44,13,45,13],[44,14,45,14],[44,15,45,15],[46,0,49,0],[50,0,53,0],[43,12,43,13],[43,14,43,15],[44,4,45,4],[44,5,45,5],[44,6,45,6],[44,7,45,7],[44,8,45,8],[44,9,45,9],[44,10,45,10],[44,11,45,11],[43,0,45,0],[43,1,45,1],[43,4,43,5],[43,6,43,7],[43,8,43,9],[43,10,43,11],[35,0,38,0],[41,0,42,1],[41,4,41,15],[42,4,42,5],[42,6,42,7],[42,8,42,9],[42,10,42,11],[42,12,42,13],[42,14,42,15],[25,12,26,12],[25,13,26,13],[25,14,26,14],[25,15,26,15],[27,0,30,0],[31,0,34,0],[24,12,24,13],[24,14,24,15],[25,4,26,4],[25,5,26,5],[25,6,26,6],[25,7,26,7],[25,8,26,8],[25,9,26,9],[25,10,26,10],[25,11,26,11],[24,0,26,0],[24,1,26,1],[24,4,24,5],[24,6,24,7],[24,8,24,9],[24,10,24,11],[7,0,10,0],[11,0,14,0],[15,0,18,0],[22,4,22,15],[23,4,23,5],[23,6,23,7],[23,8,23,9],[23,10,23,11],[23,12,23,13],[23,14,23,15],[5,10,6,10],[5,11,6,11],[5,12,6,12],[5,13,6,13],[5,14,6,14],[5,15,6,15],[4,10,4,11],[4,12,4,13],[4,14,4,15],[5,2,6,2],[5,3,6,3],[5,4,6,4],[5,5,6,5],[5,6,6,6],[5,7,6,7],[5,8,6,8],[4,0,6,0],[4,1,6,1],[4,2,4,3],[4,4,4,5],[4,6,4,7],[4,8,4,9],[5,9,6,9],[2,0,2,1],[2,2,2,15],[3,2,3,3],[3,4,3,5],[3,6,3,7],[3,8,3,9],[3,10,3,11],[3,12,3,13],[3,14,3,15]]}
[]
["4TTV00_36B",18.2]
["Evaporator Air \n",null,"Condenser  Entering Air Temperature ˚F"]
[80,"°F DB",85,null,90,null,95,null,100,null,105,null,110,null,115]
["CFM","EWB†\n˚F","Capacity Mbtuh",null,"Capacity Mbtuh",null,"Capacity Mbtuh",null,"Capacity Mbtuh",null,"Capacity Mbtuh",null,"Capacity Mbtuh",null,"Capacity Mbtuh"]
[null,null,"Total","Sens.","Total","Sens.","Total","Sens.","Total","Sens.","Total","Sens.","Total","Sens.","Total","Sens."]
[null,null,null,null,null,null,null,null,null,null,null,null,null,null,null,null,null,"Total Factors",null,null,null,null,null,null,"Sens. %",null,null,null,null,null,null,"IDB Adj",null,null,null,null,null,null,"Sens Calc"]
[1050,71,{"$f":"R8*$B$2","v":20.850535211267609},{"$f":"IF(AM8>C8,C8,AM8)","v":11.656202816901409},{"$f":"S8*$B$2","v":20.122022535211268},{"$f":"IF(AN8>E8,E8,AN8)","v":11.410853668275962},{"$f":"T8*$B$2","v":19.393509859154928},{"$f":"IF(AO8>G8,G8,AO8)","v":11.153780281690139},{"$f":"U8*$B$2","v":18.639876056338032},{"$f":"IF(AP8>I8,I8,AP8)","v":10.91024706703281},{"$f":"V8*$B$2","v":17.886242253521125},{"$f":"IF(AQ8>K8,K8,AQ8)","v":10.651357746478872},{"$f":"W8*$B$2","v":17.157729577464789},{"$f":"IF(AR8>M8,M8,AR8)","v":10.434479462307985},{"$f":"X8*$B$2","v":16.429216901408452},{"$f":"IF(AS8>O8,O8,AS8)","v":10.199177464788734},null,1.1456338028169015,1.1056056338028171,1.0655774647887324,1.0241690140845072,0.98276056338028162,0.94273239436619716,0.9027042253521127,0.55903614457831319,0.56708283912853474,0.57512953367875641,0.58531757582814226,0.5955056179775281,0.60815036250558363,0.62079510703363916,1,1,1,1,1,1.0052083333333335,1.0104166666666667,{"$f":"Y8*C8+($A$4-80)*AF8*$A$8/1000","v":11.656202816901409},{"$f":"Z8*E8+($A$4-80)*AG8*$A$8/1000","v":11.410853668275962},{"$f":"AA8*G8+($A$4-80)*AH8*$A$8/1000","v":11.153780281690139},{"$f":"AB8*I8+($A$4-80)*AI8*$A$8/1000","v":10.91024706703281},{"$f":"AC8*K8+($A$4-80)*AJ8*$A$8/1000","v":10.651357746478872},{"$f":"AD8*M8+($A$4-80)*AK8*$A$8/1000","v":10.434479462307985},{"$f":"AE8*O8+($A$4-80)*AL8*$A$8/1000","v":10.199177464788734}]
[null,67,{"$f":"R9*$B$2","v":19.192540845070422},14.118073239436619,18.514270422535212,{"$f":"IF(AN9>E9,E9,AN9)","v":13.876282533300238},17.835999999999999,{"$f":"IF(AO9>G9,G9,AO9)","v":13.615650704225352},17.182850704225352,{"$f":"IF(AP9>I9,I9,AP9)","v":13.400328481262161},16.529701408450702,{"$f":"IF(AQ9>K9,K9,AQ9)","v":13.163470422535211},15.85143098591549,{"$f":"IF(AR9>M9,M9,AR9)","v":12.925174950733},15.17316056338028,{"$f":"IF(AS9>O9,O9,AS9)","v":12.661047887323944},null,1.0545352112676056,1.0172676056338028,0.98,0.94411267605633797,0.90822535211267597,0.87095774647887314,0.83369014084507043,0.73560209424083767,0.7494911879654893,0.76338028169014094,0.77986643263838351,0.79635258358662619,0.81539483483967068,0.83443708609271527,1.0000000000000002,1.0000000000000002,1.0000000000000002,1,0.99999999999999978,0.99999999999999989,1,{"$f":"Y9*C9+($A$4-80)*AF9*$A$8/1000","v":14.118073239436619},{"$f":"Z9*E9+($A$4-80)*AG9*$A$8/1000","v":13.876282533300238},{"$f":"AA9*G9+($A$4-80)*AH9*$A$8/1000","v":13.615650704225352},{"$f":"AB9*I9+($A$4-80)*AI9*$A$8/1000","v":13.400328481262161},{"$f":"AC9*K9+($A$4-80)*AJ9*$A$8/1000","v":13.163470422535211},{"$f":"AD9*M9+($A$4-80)*AK9*$A$8/1000","v":12.925174950733},{"$f":"AE9*O9+($A$4-80)*AL9*$A$8/1000","v":12.661047887323944}]
[null,63,17.986726760563378,16.730670422535212,17.358698591549292,16.46589354839929,16.730670422535209,16.178005633802819,16.077521126760562,15.811976483525779,15.424371830985914,15.424371830985914,14.796343661971829,14.796343661971829,14.168315492957747,14.168315492957747,null,0.98828169014084499,0.9537746478873238,0.91926760563380261,0.88338028169014071,0.84749295774647881,0.81298591549295762,0.77847887323943665,0.93016759776536317,0.94856728236616517,0.96696696696696716,0.98348348348348358,1,1,1,0.99999999999999978,1,1.0000000000000002,0.97395833333333326,0.94791666666666641,0.86979166666666641,0.79166666666666641,16.730670422535212,{"$f":"Z10*E10+($A$4-80)*AG10*$A$8/1000","v":16.46589354839929},{"$f":"AA10*G10+($A$4-80)*AH10*$A$8/1000","v":16.178005633802819},15.811976483525779,15.424371830985914,14.796343661971829,14.168315492957747]
[null,59,17.132608450704225,17.132608450704225,16.529701408450702,16.529701408450702,15.926794366197182,15.926794366197182,15.323887323943662,15.323887323943662,14.720980281690139,14.720980281690139,14.118073239436617,14.118073239436617,13.515166197183097,13.515166197183097,null,0.94135211267605634,0.90822535211267597,0.8750985915492957,0.84197183098591555,0.80884507042253517,0.7757183098591548,0.74259154929577464,1,1,1,1,1,1,1,0.53125000000000011,0.46354166666666674,0.39583333333333343,0.32812500000000006,0.26041666666666669,0.18749999999999989,0.11458333333333312,17.132608450704225,{"$f":"Z11*E11+($A$4-80)*AG11*$A$8/1000","v":16.529701408450702},{"$f":"AA11*G11+($A$4-80)*AH11*$A$8/1000","v":15.926794366197182},{"$f":"AB11*I11+($A$4-80)*AI11*$A$8/1000","v":15.323887323943662},14.720980281690139,14.118073239436617,13.515166197183097]
[1200,71,21.27605633802817,11.894084507042253,20.532676056338023,11.643728232934652,19.78929577464789,11.381408450704226,19.020281690140845,11.13290517044164,18.251267605633803,10.868732394366198,17.507887323943663,10.647428022763251,16.764507042253523,10.407323943661973,null,1.1690140845070423,1.1281690140845069,1.0873239436619719,1.0450704225352112,1.0028169014084507,0.96197183098591565,0.92112676056338039,0.55903614457831319,0.56708283912853474,0.57512953367875641,0.58531757582814226,0.5955056179775281,0.60815036250558363,0.62079510703363916,1,1,1,1,1,1.0052083333333335,1.0104166666666667,{"$f":"Y12*C12+($A$4-80)*AF12*$A$12/1000","v":11.894084507042253},{"$f":"Z12*E12+($A$4-80)*AG12*$A$12/1000","v":11.643728232934652},{"$f":"AA12*G12+($A$4-80)*AH12*$A$12/1000","v":11.381408450704226},{"$f":"AB12*I12+($A$4-80)*AI12*$A$12/1000","v":11.13290517044164},{"$f":"AC12*K12+($A$4-80)*AJ12*$A$12/1000","v":10.868732394366198},{"$f":"AD12*M12+($A$4-80)*AK12*$A$12/1000","v":10.647428022763251},{"$f":"AE12*O12+($A$4-80)*AL12*$A$12/1000","v":10.407323943661973}]
[null,67,19.584225352112679,14.406197183098593,18.892112676056335,14.159471972755343,18.2,13.893521126760564,17.533521126760565,13.673804572716492,16.867042253521127,13.43211267605634,16.174929577464788,13.188954031360204,15.48281690140845,12.91943661971831,null,1.0760563380281691,1.0380281690140845,1,0.96338028169014089,0.92676056338028168,0.88873239436619711,0.85070422535211265,0.73560209424083767,0.7494911879654893,0.76338028169014094,0.77986643263838351,0.79635258358662619,0.81539483483967068,0.83443708609271527,1.0000000000000002,1.0000000000000002,1.0000000000000002,1,0.99999999999999978,0.99999999999999989,1,{"$f":"Y13*C13+($A$4-80)*AF13*$A$12/1000","v":14.406197183098593},{"$f":"Z13*E13+($A$4-80)*AG13*$A$12/1000","v":14.159471972755343},{"$f":"AA13*G13+($A$4-80)*AH13*$A$12/1000","v":13.893521126760564},{"$f":"AB13*I13+($A$4-80)*AI13*$A$12/1000","v":13.673804572716492},{"$f":"AC13*K13+($A$4-80)*AJ13*$A$12/1000","v":13.43211267605634},{"$f":"AD13*M13+($A$4-80)*AK13*$A$12/1000","v":13.188954031360204},{"$f":"AE13*O13+($A$4-80)*AL13*$A$12/1000","v":12.91943661971831}]
[null,63,18.353802816901407,17.072112676056339,17.712957746478871,16.801932192244177,17.072112676056335,16.508169014084508,16.405633802816901,16.134669881148756,15.739154929577463,15.739154929577463,15.098309859154929,15.098309859154929,14.457464788732393,14.457464788732393,null,1.0084507042253521,0.97323943661971823,0.93802816901408448,0.90140845070422537,0.86478873239436616,0.8295774647887324,0.79436619718309853,0.93016759776536317,0.94856728236616517,0.96696696696696716,0.98348348348348358,1,1,1,0.99999999999999978,1,1.0000000000000002,0.97395833333333326,0.94791666666666641,0.86979166666666641,0.79166666666666641,17.072112676056339,{"$f":"Z14*E14+($A$4-80)*AG14*$A$12/1000","v":16.801932192244177},{"$f":"AA14*G14+($A$4-80)*AH14*$A$12/1000","v":16.508169014084508},16.134669881148756,15.739154929577463,15.098309859154929,14.457464788732393]
[null,59,17.482253521126761,17.482253521126761,16.867042253521127,16.867042253521127,16.251830985915493,16.251830985915493,15.636619718309857,15.636619718309857,15.021408450704225,15.021408450704225,14.406197183098593,14.406197183098593,13.790985915492957,13.790985915492957,null,0.96056338028169019,0.92676056338028168,0.89295774647887327,0.85915492957746475,0.82535211267605635,0.79154929577464794,0.75774647887323943,1,1,1,1,1,1,1,0.53125000000000011,0.46354166666666674,0.39583333333333343,0.32812500000000006,0.26041666666666669,0.18749999999999989,0.11458333333333312,17.482253521126761,{"$f":"Z15*E15+($A$4-80)*AG15*$A$12/1000","v":16.867042253521127},{"$f":"AA15*G15+($A$4-80)*AH15*$A$12/1000","v":16.251830985915493},15.636619718309857,15.021408450704225,14.406197183098593,13.790985915492957]
[1350,71,21.701577464788731,12.131966197183097,20.943329577464787,11.876602797593348,20.185081690140844,11.609036619718308,19.400687323943661,11.355563273850471,18.616292957746481,11.086107042253522,17.858045070422538,10.860376583218518,17.099797183098595,10.615470422535214,null,1.192394366197183,1.1507323943661971,1.1090704225352113,1.0659718309859154,1.0228732394366198,0.98121126760563393,0.93954929577464807,0.55903614457831319,0.56708283912853474,0.57512953367875641,0.58531757582814226,0.5955056179775281,0.60815036250558363,0.62079510703363916,1,1,1,1,1,1.0052083333333335,1.0104166666666667,{"$f":"Y16*C16+($A$4-80)*AF16*$A$16/1000","v":12.131966197183097},{"$f":"Z16*E16+($A$4-80)*AG16*$A$16/1000","v":11.876602797593348},{"$f":"AA16*G16+($A$4-80)*AH16*$A$16/1000","v":11.609036619718308},{"$f":"AB16*I16+($A$4-80)*AI16*$A$16/1000","v":11.355563273850471},{"$f":"AC16*K16+($A$4-80)*AJ16*$A$16/1000","v":11.086107042253522},{"$f":"AD16*M16+($A$4-80)*AK16*$A$16/1000","v":10.860376583218518},{"$f":"AE16*O16+($A$4-80)*AL16*$A$16/1000","v":10.615470422535214}]
[null,67,19.975909859154932,14.694321126760565,19.269954929577466,14.442661412210452,18.564,14.171391549295777,17.884191549295775,13.947280664170821,17.204383098591549,13.700754929577466,16.498428169014083,13.452733111987408,15.792473239436617,13.177825352112675,null,1.0975774647887326,1.0587887323943663,1.02,0.9826478873239437,0.94529577464788728,0.90650704225352108,0.86771830985915488,0.73560209424083767,0.7494911879654893,0.76338028169014094,0.77986643263838351,0.79635258358662619,0.81539483483967068,0.83443708609271527,1.0000000000000002,1.0000000000000002,1.0000000000000002,1,0.99999999999999978,0.99999999999999989,1,{"$f":"Y17*C17+($A$4-80)*AF17*$A$16/1000","v":14.694321126760565},{"$f":"Z17*E17+($A$4-80)*AG17*$A$16/1000","v":14.442661412210452},{"$f":"AA17*G17+($A$4-80)*AH17*$A$16/1000","v":14.171391549295777},{"$f":"AB17*I17+($A$4-80)*AI17*$A$16/1000","v":13.947280664170821},{"$f":"AC17*K17+($A$4-80)*AJ17*$A$16/1000","v":13.700754929577466},{"$f":"AD17*M17+($A$4-80)*AK17*$A$16/1000","v":13.452733111987408},{"$f":"AE17*O17+($A$4-80)*AL17*$A$16/1000","v":13.177825352112675}]
[null,63,18.720878873239435,17.413554929577465,18.06721690140845,17.13797083608906,17.413554929577465,16.838332394366201,16.73374647887324,16.45736327877173,16.053938028169014,16.053938028169014,15.400276056338027,15.400276056338027,14.746614084507041,14.746614084507041,null,1.0286197183098591,0.99270422535211267,0.95678873239436624,0.91943661971830992,0.8820845070422535,0.84616901408450707,0.81025352112676052,0.93016759776536317,0.94856728236616517,0.96696696696696716,0.98348348348348358,1,1,1,0.99999999999999978,1,1.0000000000000002,0.97395833333333326,0.94791666666666641,0.86979166666666641,0.79166666666666641,17.413554929577465,{"$f":"Z18*E18+($A$4-80)*AG18*$A$16/1000","v":17.13797083608906},{"$f":"AA18*G18+($A$4-80)*AH18*$A$16/1000","v":16.838332394366201},16.45736327877173,16.053938028169014,15.400276056338027,14.746614084507041]
[null,59,17.831898591549297,17.831898591549297,17.204383098591553,17.204383098591553,16.576867605633804,16.576867605633804,15.949352112676058,15.949352112676058,15.32183661971831,15.32183661971831,14.694321126760563,14.694321126760563,14.066805633802817,14.066805633802817,null,0.97977464788732405,0.9452957746478875,0.91081690140845084,0.87633802816901418,0.84185915492957752,0.80738028169014087,0.77290140845070421,1,1,1,1,1,1,1,0.53125000000000011,0.46354166666666674,0.39583333333333343,0.32812500000000006,0.26041666666666669,0.18749999999999989,0.11458333333333312,17.831898591549297,{"$f":"Z19*E19+($A$4-80)*AG19*$A$16/1000","v":17.204383098591553},{"$f":"AA19*G19+($A$4-80)*AH19*$A$16/1000","v":16.576867605633804},15.949352112676058,15.32183661971831,14.694321126760563,14.066805633802817]

{"sheet":"4TTV00_48","index":44,"n_rows":19,"n_cols":45,"rows_kept":19,"cut":false,"hidden":true,"merged":[[130,0,133,0],[120,12,121,12],[120,13,121,13],[120,14,121,14],[120,15,121,15],[122,0,125,0],[126,0,129,0],[119,12,119,13],[119,14,119,15],[120,4,121,4],[120,5,121,5],[120,6,121,6],[120,7,121,7],[120,8,121,8],[120,9,121,9],[120,10,121,10],[120,11,121,11],[119,0,121,0],[119,1,121,1],[119,4,119,5],[119,6,119,7],[119,8,119,9],[119,10,119,11],[111,0,114,0],[117,0,118,1],[117,4,117,15],[118,4,118,5],[118,6,118,7],[118,8,118,9],[118,10,118,11],[118,12,118,13],[118,14,118,15],[101,12,102,12],[101,13,102,13],[101,14,102,14],[101,15,102,15],[103,0,106,0],[107,0,110,0],[100,12,100,13],[100,14,100,15],[101,4,102,4],[101,5,102,5],[101,6,102,6],[101,7,102,7],[101,8,102,8],[101,9,102,9],[101,10,102,10],[101,11,102,11],[100,0,102,0],[100,1,102,1],[100,4,100,5],[100,6,100,7],[100,8,100,9],[100,10,100,11],[92,0,95,0],[98,0,99,1],[98,4,98,15],[99,4,99,5],[99,6,99,7],[99,8,99,9],[99,10,99,11],[99,12,99,13],[99,14,99,15],[82,12,83,12],[82,13,83,13],[82,14,83,14],[82,15,83,15],[84,0,87,0],[88,0,91,0],[81,12,81,13],[81,14,81,15],[82,4,83,4],[82,5,83,5],[82,6,83,6],[82,7,83,7],[82,8,83,8],[82,9,83,9],[82,10,83,10],[82,11,83,11],[81,0,83,0],[81,1,83,1],[81,4,81,5],[81,6,81,7],[81,8,81,9],[81,10,81,11],[73,0,76,0],[79,0,80,1],[79,4,79,15],[80,4,80,5],[80,6,80,7],[80,8,80,9],[80,10,80,11],[80,12,80,13],[80,14,80,15],[63,12,64,12],[63,13,64,13],[63,14,64,14],[63,15,64,15],[65,0,68,0],[69,0,72,0],[62,12,62,13],[62,14,62,15],[63,4,64,4],[63,5,64,5],[63,6,64,6],[63,7,64,7],[63,8,64,8],[63,9,64,9],[63,10,64,10],[63,11,64,11],[62,0,64,0],[62,1,64,1],[62,4,62,5],[62,6,62,7],[62,8,62,9],[62,10,62,11],[54,0,57,0],[60,0,61,1],[60,4,60,15],[61,4,61,5],[61,6,61,7],[61,8,61,9],[61,10,61,11],[61,12,61,13],[61,14,61,15],[44,12,45,12],[44,13,45,13],[44,14,45,14],[44,15,45,15],[46,0,49,0],[50,0,53,0],[43,12,43,13],[43,14,43,15],[44,4,45,4],[44,5,45,5],[44,6,45,6],[44,7,45,7],[44,8,45,8],[44,9,45,9],[44,10,45,10],[44,11,45,11],[43,0,45,0],[43,1,45,1],[43,4,43,5],[43,6,43,7],[43,8,43,9],[43,10,43,11],[35,0,38,0],[41,0,42,1],[41,4,41,15],[42,4,42,5],[42,6,42,7],[42,8,42,9],[42,10,42,11],[42,12,42,13],[42,14,42,15],[25,12,26,12],[25,13,26,13],[25,14,26,14],[25,15,26,15],[27,0,30,0],[31,0,34,0],[24,12,24,13],[24,14,24,15],[25,4,26,4],[25,5,26,5],[25,6,26,6],[25,7,26,7],[25,8,26,8],[25,9,26,9],[25,10,26,10],[25,11,26,11],[24,0,26,0],[24,1,26,1],[24,4,24,5],[24,6,24,7],[24,8,24,9],[24,10,24,11],[7,0,10,0],[11,0,14,0],[15,0,18,0],[22,4,22,15],[23,4,23,5],[23,6,23,7],[23,8,23,9],[23,10,23,11],[23,12,23,13],[23,14,23,15],[5,10,6,10],[5,11,6,11],[5,12,6,12],[5,13,6,13],[5,14,6,14],[5,15,6,15],[4,10,4,11],[4,12,4,13],[4,14,4,15],[5,2,6,2],[5,3,6,3],[5,4,6,4],[5,5,6,5],[5,6,6,6],[5,7,6,7],[5,8,6,8],[4,0,6,0],[4,1,6,1],[4,2,4,3],[4,4,4,5],[4,6,4,7],[4,8,4,9],[5,9,6,9],[2,0,2,1],[2,2,2,15],[3,2,3,3],[3,4,3,5],[3,6,3,7],[3,8,3,9],[3,10,3,11],[3,12,3,13],[3,14,3,15]]}
[]
["4TTV00_48",18.2]
["Evaporator Air \n",null,"Condenser  Entering Air Temperature ˚F"]
[80,"°F DB",85,null,90,null,95,null,100,null,105,null,110,null,115]
["CFM","EWB†\n˚F","Capacity Mbtuh",null,"Capacity Mbtuh",null,"Capacity Mbtuh",null,"Capacity Mbtuh",null,"Capacity Mbtuh",null,"Capacity Mbtuh",null,"Capacity Mbtuh"]
[null,null,"Total","Sens.","Total","Sens.","Total","Sens.","Total","Sens.","Total","Sens.","Total","Sens.","Total","Sens."]
[null,null,null,null,null,null,null,null,null,null,null,null,null,null,null,null,null,"Total Factors",null,null,null,null,null,null,"Sens. %",null,null,null,null,null,null,"IDB Adj",null,null,null,null,null,null,"Sens Calc"]
[1400,71,{"$f":"R8*$B$2","v":20.617081081081079},{"$f":"IF(AM8>C8,C8,AM8)","v":11.606378378378379},{"$f":"S8*$B$2","v":19.986702702702701},{"$f":"IF(AN8>E8,E8,AN8)","v":11.407347625347997},{"$f":"T8*$B$2","v":19.356324324324323},{"$f":"IF(AO8>G8,G8,AO8)","v":11.198486486486486},{"$f":"U8*$B$2","v":18.744486486486487},{"$f":"IF(AP8>I8,I8,AP8)","v":10.98043673396265},{"$f":"V8*$B$2","v":18.132648648648647},{"$f":"IF(AQ8>K8,K8,AQ8)","v":10.753513513513514},{"$f":"W8*$B$2","v":17.520810810810808},{"$f":"IF(AR8>M8,M8,AR8)","v":10.555317335215419},{"$f":"X8*$B$2","v":16.908972972972972},{"$f":"IF(AS8>O8,O8,AS8)","v":10.345621621621619},null,1.1328066528066527,1.0981704781704782,1.0635343035343034,1.0299168399168399,0.99629937629937626,0.96268191268191261,0.92906444906444907,0.56294964028776984,0.57074685079522591,0.57854406130268199,0.58579554803375411,0.59304703476482623,0.60244457001399199,0.61184210526315785,1.03125,1.03125,1.03125,1.02734375,1.0234375,1.02734375,1.03125,{"$f":"Y8*C8+($A$4-80)*AF8*$A$8/1000","v":11.606378378378379},{"$f":"Z8*E8+($A$4-80)*AG8*$A$8/1000","v":11.407347625347997},{"$f":"AA8*G8+($A$4-80)*AH8*$A$8/1000","v":11.198486486486486},{"$f":"AB8*I8+($A$4-80)*AI8*$A$8/1000","v":10.98043673396265},{"$f":"AC8*K8+($A$4-80)*AJ8*$A$8/1000","v":10.753513513513514},{"$f":"AD8*M8+($A$4-80)*AK8*$A$8/1000","v":10.555317335215419},{"$f":"AE8*O8+($A$4-80)*AL8*$A$8/1000","v":10.345621621621619}]
[null,67,{"$f":"R9*$B$2","v":18.985513513513514},14.127891891891892,18.410756756756754,{"$f":"IF(AN9>E9,E9,AN9)","v":13.912018310121612},17.835999999999999,{"$f":"IF(AO9>G9,G9,AO9)","v":13.682918918918917},17.279783783783781,{"$f":"IF(AP9>I9,I9,AP9)","v":13.486381719333595},16.723567567567567,{"$f":"IF(AQ9>K9,K9,AQ9)","v":13.275027027027026},16.148810810810811,{"$f":"IF(AR9>M9,M9,AR9)","v":13.061167050198756},15.574054054054052,{"$f":"IF(AS9>O9,O9,AS9)","v":12.830054054054054},null,1.0431600831600831,1.0115800415800416,0.98,0.94943866943866939,0.91887733887733891,0.88729729729729734,0.85571725571725565,0.744140625,0.75564619607588357,0.76715176715176714,0.78047167071557311,0.79379157427937908,0.80880054904445142,0.82380952380952388,1.0312500000000002,1.03125,1.03125,1.0312499999999998,1.0312499999999996,1.0273437499999998,1.0234375,{"$f":"Y9*C9+($A$4-80)*AF9*$A$8/1000","v":14.127891891891892},{"$f":"Z9*E9+($A$4-80)*AG9*$A$8/1000","v":13.912018310121612},{"$f":"AA9*G9+($A$4-80)*AH9*$A$8/1000","v":13.682918918918917},{"$f":"AB9*I9+($A$4-80)*AI9*$A$8/1000","v":13.486381719333595},{"$f":"AC9*K9+($A$4-80)*AJ9*$A$8/1000","v":13.275027027027026},{"$f":"AD9*M9+($A$4-80)*AK9*$A$8/1000","v":13.061167050198756},{"$f":"AE9*O9+($A$4-80)*AL9*$A$8/1000","v":12.830054054054054}]
[null,63,17.761837837837838,16.686486486486487,17.242702702702701,16.491349033094028,16.723567567567567,16.278594594594594,16.185891891891892,15.970558518607296,15.648216216216216,15.648216216216216,15.110540540540541,15.110540540540541,14.572864864864862,14.572864864864862,null,0.97592515592515594,0.94740124740124743,0.91887733887733891,0.8893347193347193,0.85979209979209981,0.83024948024948031,0.80070686070686059,0.93945720250521925,0.95642483185127913,0.97339246119733913,0.98669623059866951,1,1,1,1.0234375,1.02734375,1.03125,1.01171875,0.99218750000000022,0.921875,0.85156249999999989,16.686486486486487,{"$f":"Z10*E10+($A$4-80)*AG10*$A$8/1000","v":16.491349033094028},{"$f":"AA10*G10+($A$4-80)*AH10*$A$8/1000","v":16.278594594594594},15.970558518607296,15.648216216216216,15.110540540540541,14.572864864864862]
[null,59,16.946054054054056,16.946054054054056,16.44545945945946,16.44545945945946,15.944864864864865,15.944864864864865,15.42572972972973,15.42572972972973,14.906594594594594,14.906594594594594,14.405999999999999,14.405999999999999,13.905405405405403,13.905405405405403,null,0.93110187110187115,0.90359667359667362,0.87609147609147608,0.84756756756756757,0.81904365904365906,0.79153846153846152,0.76403326403326399,1,1,1,1,1,1,1,0.5078125,0.44921875,0.390625,0.33203125,0.2734375,0.21093749999999994,0.14843749999999989,16.946054054054056,{"$f":"Z11*E11+($A$4-80)*AG11*$A$8/1000","v":16.44545945945946},{"$f":"AA11*G11+($A$4-80)*AH11*$A$8/1000","v":15.944864864864865},{"$f":"AB11*I11+($A$4-80)*AI11*$A$8/1000","v":15.42572972972973},14.906594594594594,14.405999999999999,13.905405405405403]
[1600,71,21.037837837837838,11.843243243243244,20.394594594594597,11.640150638110203,19.751351351351349,11.427027027027027,19.127027027027026,11.204527279553723,18.502702702702702,10.972972972972974,17.878378378378375,10.770731974709612,17.254054054054055,10.556756756756757,null,1.155925155925156,1.1205821205821207,1.0852390852390852,1.0509355509355509,1.0166320166320166,0.98232848232848224,0.94802494802494808,0.56294964028776984,0.57074685079522591,0.57854406130268199,0.58579554803375411,0.59304703476482623,0.60244457001399199,0.61184210526315785,1.03125,1.03125,1.03125,1.02734375,1.0234375,1.02734375,1.03125,{"$f":"Y12*C12+($A$4-80)*AF12*$A$12/1000","v":11.843243243243244},{"$f":"Z12*E12+($A$4-80)*AG12*$A$12/1000","v":11.640150638110203},{"$f":"AA12*G12+($A$4-80)*AH12*$A$12/1000","v":11.427027027027027},{"$f":"AB12*I12+($A$4-80)*AI12*$A$12/1000","v":11.204527279553723},{"$f":"AC12*K12+($A$4-80)*AJ12*$A$12/1000","v":10.972972972972974},{"$f":"AD12*M12+($A$4-80)*AK12*$A$12/1000","v":10.770731974709612},{"$f":"AE12*O12+($A$4-80)*AL12*$A$12/1000","v":10.556756756756757}]
[null,67,19.372972972972974,14.416216216216217,18.786486486486485,14.195937051144503,18.2,13.962162162162162,17.632432432432434,13.761613999319998,17.064864864864862,13.545945945945943,16.478378378378377,13.327721479794649,15.891891891891889,13.091891891891891,null,1.0644490644490645,1.0322245322245323,1,0.96881496881496887,0.93762993762993763,0.90540540540540537,0.87318087318087312,0.744140625,0.75564619607588357,0.76715176715176714,0.78047167071557311,0.79379157427937908,0.80880054904445142,0.82380952380952388,1.0312500000000002,1.03125,1.03125,1.0312499999999998,1.0312499999999996,1.0273437499999998,1.0234375,{"$f":"Y13*C13+($A$4-80)*AF13*$A$12/1000","v":14.416216216216217},{"$f":"Z13*E13+($A$4-80)*AG13*$A$12/1000","v":14.195937051144503},{"$f":"AA13*G13+($A$4-80)*AH13*$A$12/1000","v":13.962162162162162},{"$f":"AB13*I13+($A$4-80)*AI13*$A$12/1000","v":13.761613999319998},{"$f":"AC13*K13+($A$4-80)*AJ13*$A$12/1000","v":13.545945945945943},{"$f":"AD13*M13+($A$4-80)*AK13*$A$12/1000","v":13.327721479794649},{"$f":"AE13*O13+($A$4-80)*AL13*$A$12/1000","v":13.091891891891891}]
[null,63,18.12432432432432,17.027027027027025,17.594594594594593,16.827907176626557,17.064864864864862,16.610810810810808,16.516216216216218,16.296488284293162,15.967567567567567,15.967567567567567,15.418918918918918,15.418918918918918,14.870270270270268,14.870270270270268,null,0.99584199584199573,0.96673596673596673,0.93762993762993763,0.90748440748440762,0.87733887733887739,0.84719334719334716,0.81704781704781693,0.93945720250521925,0.95642483185127913,0.97339246119733913,0.98669623059866951,1,1,1,1.0234375,1.02734375,1.03125,1.01171875,0.99218750000000022,0.921875,0.85156249999999989,17.027027027027025,{"$f":"Z14*E14+($A$4-80)*AG14*$A$12/1000","v":16.827907176626557},{"$f":"AA14*G14+($A$4-80)*AH14*$A$12/1000","v":16.610810810810808},16.296488284293162,15.967567567567567,15.418918918918918,14.870270270270268]
[null,59,17.29189189189189,17.29189189189189,16.78108108108108,16.78108108108108,16.27027027027027,16.27027027027027,15.740540540540541,15.740540540540541,15.210810810810811,15.210810810810811,14.7,14.7,14.189189189189188,14.189189189189188,null,0.9501039501039501,0.92203742203742201,0.89397089397089391,0.86486486486486491,0.83575883575883581,0.80769230769230771,0.77962577962577961,1,1,1,1,1,1,1,0.5078125,0.44921875,0.390625,0.33203125,0.2734375,0.21093749999999994,0.14843749999999989,17.29189189189189,{"$f":"Z15*E15+($A$4-80)*AG15*$A$12/1000","v":16.78108108108108},{"$f":"AA15*G15+($A$4-80)*AH15*$A$12/1000","v":16.27027027027027},15.740540540540541,15.210810810810811,14.7,14.189189189189188]
[1800,71,21.458594594594594,12.080108108108108,20.80248648648649,11.872953650872407,20.14637837837838,11.655567567567568,19.509567567567569,11.4286178251448,18.872756756756754,11.192432432432431,18.235945945945943,10.986146614203804,17.599135135135135,10.767891891891891,null,1.179043659043659,1.1429937629937632,1.1069438669438671,1.0719542619542621,1.0369646569646569,1.0019750519750519,0.96698544698544697,0.56294964028776984,0.57074685079522591,0.57854406130268199,0.58579554803375411,0.59304703476482623,0.60244457001399199,0.61184210526315785,1.03125,1.03125,1.03125,1.02734375,1.0234375,1.02734375,1.03125,{"$f":"Y16*C16+($A$4-80)*AF16*$A$16/1000","v":12.080108108108108},{"$f":"Z16*E16+($A$4-80)*AG16*$A$16/1000","v":11.872953650872407},{"$f":"AA16*G16+($A$4-80)*AH16*$A$16/1000","v":11.655567567567568},{"$f":"AB16*I16+($A$4-80)*AI16*$A$16/1000","v":11.4286178251448},{"$f":"AC16*K16+($A$4-80)*AJ16*$A$16/1000","v":11.192432432432431},{"$f":"AD16*M16+($A$4-80)*AK16*$A$16/1000","v":10.986146614203804},{"$f":"AE16*O16+($A$4-80)*AL16*$A$16/1000","v":10.767891891891891}]
[null,67,19.760432432432435,14.704540540540542,19.162216216216216,14.479855792167394,18.564,14.241405405405406,17.985081081081081,14.036846279306397,17.406162162162161,13.816864864864863,16.807945945945946,13.594275909390543,16.20972972972973,13.353729729729732,null,1.0857380457380459,1.052869022869023,1.02,0.98819126819126824,0.95638253638253645,0.92351351351351363,0.89064449064449069,0.744140625,0.75564619607588357,0.76715176715176714,0.78047167071557311,0.79379157427937908,0.80880054904445142,0.82380952380952388,1.0312500000000002,1.03125,1.03125,1.0312499999999998,1.0312499999999996,1.0273437499999998,1.0234375,{"$f":"Y17*C17+($A$4-80)*AF17*$A$16/1000","v":14.704540540540542},{"$f":"Z17*E17+($A$4-80)*AG17*$A$16/1000","v":14.479855792167394},{"$f":"AA17*G17+($A$4-80)*AH17*$A$16/1000","v":14.241405405405406},{"$f":"AB17*I17+($A$4-80)*AI17*$A$16/1000","v":14.036846279306397},{"$f":"AC17*K17+($A$4-80)*AJ17*$A$16/1000","v":13.816864864864863},{"$f":"AD17*M17+($A$4-80)*AK17*$A$16/1000","v":13.594275909390543},{"$f":"AE17*O17+($A$4-80)*AL17*$A$16/1000","v":13.353729729729732}]
[null,63,18.486810810810809,17.367567567567566,17.946486486486485,17.164465320159088,17.406162162162161,16.943027027027025,16.846540540540541,16.622418049979025,16.286918918918921,16.286918918918921,15.727297297297296,15.727297297297296,15.167675675675675,15.167675675675675,null,1.0157588357588356,0.98607068607068604,0.95638253638253645,0.92563409563409571,0.89488565488565497,0.86413721413721412,0.83338877338877337,0.93945720250521925,0.95642483185127913,0.97339246119733913,0.98669623059866951,1,1,1,1.0234375,1.02734375,1.03125,1.01171875,0.99218750000000022,0.921875,0.85156249999999989,17.367567567567566,{"$f":"Z18*E18+($A$4-80)*AG18*$A$16/1000","v":17.164465320159088},{"$f":"AA18*G18+($A$4-80)*AH18*$A$16/1000","v":16.943027027027025},16.622418049979025,16.286918918918921,15.727297297297296,15.167675675675675]
[null,59,17.637729729729731,17.637729729729731,17.116702702702703,17.116702702702703,16.595675675675675,16.595675675675675,16.055351351351351,16.055351351351351,15.515027027027028,15.515027027027028,14.994,14.994,14.472972972972972,14.472972972972972,null,0.96910602910602917,0.94047817047817051,0.91185031185031185,0.88216216216216214,0.85247401247401255,0.82384615384615389,0.79521829521829523,1,1,1,1,1,1,1,0.5078125,0.44921875,0.390625,0.33203125,0.2734375,0.21093749999999994,0.14843749999999989,17.637729729729731,{"$f":"Z19*E19+($A$4-80)*AG19*$A$16/1000","v":17.116702702702703},{"$f":"AA19*G19+($A$4-80)*AH19*$A$16/1000","v":16.595675675675675},16.055351351351351,15.515027027027028,14.994,14.472972972972972]

{"sheet":"4TTV00_60","index":45,"n_rows":19,"n_cols":45,"rows_kept":19,"cut":false,"hidden":true,"merged":[[130,0,133,0],[120,12,121,12],[120,13,121,13],[120,14,121,14],[120,15,121,15],[122,0,125,0],[126,0,129,0],[119,12,119,13],[119,14,119,15],[120,4,121,4],[120,5,121,5],[120,6,121,6],[120,7,121,7],[120,8,121,8],[120,9,121,9],[120,10,121,10],[120,11,121,11],[119,0,121,0],[119,1,121,1],[119,4,119,5],[119,6,119,7],[119,8,119,9],[119,10,119,11],[111,0,114,0],[117,0,118,1],[117,4,117,15],[118,4,118,5],[118,6,118,7],[118,8,118,9],[118,10,118,11],[118,12,118,13],[118,14,118,15],[101,12,102,12],[101,13,102,13],[101,14,102,14],[101,15,102,15],[103,0,106,0],[107,0,110,0],[100,12,100,13],[100,14,100,15],[101,4,102,4],[101,5,102,5],[101,6,102,6],[101,7,102,7],[101,8,102,8],[101,9,102,9],[101,10,102,10],[101,11,102,11],[100,0,102,0],[100,1,102,1],[100,4,100,5],[100,6,100,7],[100,8,100,9],[100,10,100,11],[92,0,95,0],[98,0,99,1],[98,4,98,15],[99,4,99,5],[99,6,99,7],[99,8,99,9],[99,10,99,11],[99,12,99,13],[99,14,99,15],[82,12,83,12],[82,13,83,13],[82,14,83,14],[82,15,83,15],[84,0,87,0],[88,0,91,0],[81,12,81,13],[81,14,81,15],[82,4,83,4],[82,5,83,5],[82,6,83,6],[82,7,83,7],[82,8,83,8],[82,9,83,9],[82,10,83,10],[82,11,83,11],[81,0,83,0],[81,1,83,1],[81,4,81,5],[81,6,81,7],[81,8,81,9],[81,10,81,11],[73,0,76,0],[79,0,80,1],[79,4,79,15],[80,4,80,5],[80,6,80,7],[80,8,80,9],[80,10,80,11],[80,12,80,13],[80,14,80,15],[63,12,64,12],[63,13,64,13],[63,14,64,14],[63,15,64,15],[65,0,68,0],[69,0,72,0],[62,12,62,13],[62,14,62,15],[63,4,64,4],[63,5,64,5],[63,6,64,6],[63,7,64,7],[63,8,64,8],[63,9,64,9],[63,10,64,10],[63,11,64,11],[62,0,64,0],[62,1,64,1],[62,4,62,5],[62,6,62,7],[62,8,62,9],[62,10,62,11],[54,0,57,0],[60,0,61,1],[60,4,60,15],[61,4,61,5],[61,6,61,7],[61,8,61,9],[61,10,61,11],[61,12,61,13],[61,14,61,15],[44,12,45,12],[44,13,45,13],[44,14,45,14],[44,15,45,15],[46,0,49,0],[50,0,53,0],[43,12,43,13],[43,14,43,15],[44,4,45,4],[44,5,45,5],[44,6,45,6],[44,7,45,7],[44,8,45,8],[44,9,45,9],[44,10,45,10],[44,11,45,11],[43,0,45,0],[43,1,45,1],[43,4,43,5],[43,6,43,7],[43,8,43,9],[43,10,43,11],[35,0,38,0],[41,0,42,1],[41,4,41,15],[42,4,42,5],[42,6,42,7],[42,8,42,9],[42,10,42,11],[42,12,42,13],[42,14,42,15],[25,12,26,12],[25,13,26,13],[25,14,26,14],[25,15,26,15],[27,0,30,0],[31,0,34,0],[24,12,24,13],[24,14,24,15],[25,4,26,4],[25,5,26,5],[25,6,26,6],[25,7,26,7],[25,8,26,8],[25,9,26,9],[25,10,26,10],[25,11,26,11],[24,0,26,0],[24,1,26,1],[24,4,24,5],[24,6,24,7],[24,8,24,9],[24,10,24,11],[7,0,10,0],[11,0,14,0],[15,0,18,0],[22,4,22,15],[23,4,23,5],[23,6,23,7],[23,8,23,9],[23,10,23,11],[23,12,23,13],[23,14,23,15],[5,10,6,10],[5,11,6,11],[5,12,6,12],[5,13,6,13],[5,14,6,14],[5,15,6,15],[4,10,4,11],[4,12,4,13],[4,14,4,15],[5,2,6,2],[5,3,6,3],[5,4,6,4],[5,5,6,5],[5,6,6,6],[5,7,6,7],[5,8,6,8],[4,0,6,0],[4,1,6,1],[4,2,4,3],[4,4,4,5],[4,6,4,7],[4,8,4,9],[5,9,6,9],[2,0,2,1],[2,2,2,15],[3,2,3,3],[3,4,3,5],[3,6,3,7],[3,8,3,9],[3,10,3,11],[3,12,3,13],[3,14,3,15]]}
[]
["4TTV00_60",18.2]
["Evaporator Air \n",null,"Condenser  Entering Air Temperature ˚F"]
[80,"°F DB",85,null,90,null,95,null,100,null,105,null,110,null,115]
["CFM","EWB†\n˚F","Capacity Mbtuh",null,"Capacity Mbtuh",null,"Capacity Mbtuh",null,"Capacity Mbtuh",null,"Capacity Mbtuh",null,"Capacity Mbtuh",null,"Capacity Mbtuh"]
[null,null,"Total","Sens.","Total","Sens.","Total","Sens.","Total","Sens.","Total","Sens.","Total","Sens.","Total","Sens."]
[null,null,null,null,null,null,null,null,null,null,null,null,null,null,null,null,null,"Total Factors",null,null,null,null,null,null,"Sens. %",null,null,null,null,null,null,"IDB Adj",null,null,null,null,null,null,"Sens Calc"]
[1475,71,{"$f":"R8*$B$2","v":20.416253164556963},{"$f":"IF(AM8>C8,C8,AM8)","v":11.159594936708862},{"$f":"S8*$B$2","v":19.884075949367091},{"$f":"IF(AN8>E8,E8,AN8)","v":10.968753649889017},{"$f":"T8*$B$2","v":19.351898734177212},{"$f":"IF(AO8>G8,G8,AO8)","v":10.772556962025314},{"$f":"U8*$B$2","v":18.803594936708862},{"$f":"IF(AP8>I8,I8,AP8)","v":10.582393025599739},{"$f":"V8*$B$2","v":18.255291139240509},{"$f":"IF(AQ8>K8,K8,AQ8)","v":10.385518987341774},{"$f":"W8*$B$2","v":17.723113924050633},{"$f":"IF(AR8>M8,M8,AR8)","v":10.212007507879347},{"$f":"X8*$B$2","v":17.190936708860757},{"$f":"IF(AS8>O8,O8,AS8)","v":10.030734177215189},null,1.1217721518987342,1.0925316455696203,1.0632911392405062,1.0331645569620254,1.0030379746835445,0.97379746835443037,0.94455696202531636,0.54660347551342814,0.55163507109004739,0.55666666666666664,0.56278563015312133,0.56890459363957602,0.57619713734511635,0.58348968105065668,1.0342261904761907,1.0305059523809523,1.026785714285714,1.0267857142857144,1.0267857142857146,1.0267857142857144,1.0267857142857142,{"$f":"Y8*C8+($A$4-80)*AF8*$A$8/1000","v":11.159594936708862},{"$f":"Z8*E8+($A$4-80)*AG8*$A$8/1000","v":10.968753649889017},{"$f":"AA8*G8+($A$4-80)*AH8*$A$8/1000","v":10.772556962025314},{"$f":"AB8*I8+($A$4-80)*AI8*$A$8/1000","v":10.582393025599739},{"$f":"AC8*K8+($A$4-80)*AJ8*$A$8/1000","v":10.385518987341774},{"$f":"AD8*M8+($A$4-80)*AK8*$A$8/1000","v":10.212007507879347},{"$f":"AE8*O8+($A$4-80)*AL8*$A$8/1000","v":10.030734177215189}]
[null,67,{"$f":"R9*$B$2","v":18.835848101265821},13.449569620253163,18.335924050632912,{"$f":"IF(AN9>E9,E9,AN9)","v":13.26063188717781},17.835999999999999,{"$f":"IF(AO9>G9,G9,AO9)","v":13.062531645569619},17.336075949367089,{"$f":"IF(AP9>I9,I9,AP9)","v":12.874138046142768},16.836151898734176,{"$f":"IF(AQ9>K9,K9,AQ9)","v":12.675493670886073},16.336227848101267,{"$f":"IF(AR9>M9,M9,AR9)","v":12.487747269118541},15.836303797468355,{"$f":"IF(AS9>O9,O9,AS9)","v":12.288455696202533},null,1.0349367088607595,1.0074683544303797,0.98,0.95253164556962022,0.92506329113924057,0.89759493670886081,0.87012658227848105,0.71404109589041098,0.72320499640813496,0.73236889692585894,0.74262123007212488,0.75287356321839072,0.76442048833017295,0.77596741344195519,1.0267857142857146,1.0267857142857144,1.0267857142857142,1.026785714285714,1.026785714285714,1.026785714285714,1.0267857142857142,{"$f":"Y9*C9+($A$4-80)*AF9*$A$8/1000","v":13.449569620253163},{"$f":"Z9*E9+($A$4-80)*AG9*$A$8/1000","v":13.26063188717781},{"$f":"AA9*G9+($A$4-80)*AH9*$A$8/1000","v":13.062531645569619},{"$f":"AB9*I9+($A$4-80)*AI9*$A$8/1000","v":12.874138046142768},{"$f":"AC9*K9+($A$4-80)*AJ9*$A$8/1000","v":12.675493670886073},{"$f":"AD9*M9+($A$4-80)*AK9*$A$8/1000","v":12.487747269118541},{"$f":"AE9*O9+($A$4-80)*AL9*$A$8/1000","v":12.288455696202533}]
[null,63,17.610227848101268,15.804050632911395,17.142556962025317,15.616875343796162,16.67488607594937,15.417012658227849,16.223341772151898,15.229905698948842,15.77179746835443,15.029974683544303,15.30412658227848,14.84440406375596,14.836455696202531,14.642936708860759,null,0.96759493670886088,0.94189873417721526,0.91620253164556975,0.89139240506329109,0.86658227848101266,0.84088607594936704,0.81518987341772153,0.89743589743589747,0.91100034717055989,0.92456479690522231,0.93876501603952323,0.95296523517382414,0.96996087845647727,0.9869565217391304,1.026785714285714,1.026785714285714,1.026785714285714,1.0267857142857144,1.0267857142857146,1.0267857142857144,1.026785714285714,15.804050632911395,{"$f":"Z10*E10+($A$4-80)*AG10*$A$8/1000","v":15.616875343796162},{"$f":"AA10*G10+($A$4-80)*AH10*$A$8/1000","v":15.417012658227849},15.229905698948842,15.029974683544303,14.84440406375596,14.642936708860759]
[null,59,16.803898734177213,16.803898734177213,16.352354430379744,16.352354430379744,15.900810126582277,15.900810126582277,15.465392405063291,15.465392405063291,15.029974683544303,15.029974683544303,14.594556962025317,14.594556962025317,14.159139240506327,14.159139240506327,null,0.92329113924050632,0.89848101265822777,0.87367088607594934,0.84974683544303797,0.82582278481012661,0.80189873417721524,0.77797468354430377,1,1,1,1,1,1,1,0.68452380952380976,0.62499999999999989,0.56547619047619002,0.51339285714285698,0.46130952380952406,0.40550595238095233,0.3497023809523806,16.803898734177213,{"$f":"Z11*E11+($A$4-80)*AG11*$A$8/1000","v":16.352354430379744},{"$f":"AA11*G11+($A$4-80)*AH11*$A$8/1000","v":15.900810126582277},{"$f":"AB11*I11+($A$4-80)*AI11*$A$8/1000","v":15.465392405063291},15.029974683544303,14.594556962025317,14.159139240506327]
[1680,71,20.832911392405062,11.387341772151899,20.28987341772152,11.192605765192873,19.746835443037973,10.992405063291137,19.187341772151896,10.798360230203812,18.627848101265823,10.597468354430381,18.08481012658228,10.42041582436668,17.541772151898734,10.235443037974683,null,1.1446654611211573,1.1148282097649187,1.0849909584086799,1.0542495479204339,1.0235081374321882,0.99367088607594944,0.96383363471971062,0.54660347551342814,0.55163507109004739,0.55666666666666664,0.56278563015312133,0.56890459363957602,0.57619713734511635,0.58348968105065668,1.0342261904761907,1.0305059523809523,1.026785714285714,1.0267857142857144,1.0267857142857146,1.0267857142857144,1.0267857142857142,{"$f":"Y12*C12+($A$4-80)*AF12*$A$12/1000","v":11.387341772151899},{"$f":"Z12*E12+($A$4-80)*AG12*$A$12/1000","v":11.192605765192873},{"$f":"AA12*G12+($A$4-80)*AH12*$A$12/1000","v":10.992405063291137},{"$f":"AB12*I12+($A$4-80)*AI12*$A$12/1000","v":10.798360230203812},{"$f":"AC12*K12+($A$4-80)*AJ12*$A$12/1000","v":10.597468354430381},{"$f":"AD12*M12+($A$4-80)*AK12*$A$12/1000","v":10.42041582436668},{"$f":"AE12*O12+($A$4-80)*AL12*$A$12/1000","v":10.235443037974683}]
[null,67,19.220253164556961,13.724050632911393,18.710126582278477,13.531257027732456,18.2,13.329113924050633,17.689873417721518,13.136875557288537,17.179746835443037,12.934177215189871,16.66962025316456,12.742599254202593,16.159493670886079,12.539240506329115,null,1.0560578661844484,1.0280289330922241,1,0.97197106690777579,0.94394213381555159,0.91591320072332749,0.88788426763110317,0.71404109589041098,0.72320499640813496,0.73236889692585894,0.74262123007212488,0.75287356321839072,0.76442048833017295,0.77596741344195519,1.0267857142857146,1.0267857142857144,1.0267857142857142,1.026785714285714,1.026785714285714,1.026785714285714,1.0267857142857142,{"$f":"Y13*C13+($A$4-80)*AF13*$A$12/1000","v":13.724050632911393},{"$f":"Z13*E13+($A$4-80)*AG13*$A$12/1000","v":13.531257027732456},{"$f":"AA13*G13+($A$4-80)*AH13*$A$12/1000","v":13.329113924050633},{"$f":"AB13*I13+($A$4-80)*AI13*$A$12/1000","v":13.136875557288537},{"$f":"AC13*K13+($A$4-80)*AJ13*$A$12/1000","v":12.934177215189871},{"$f":"AD13*M13+($A$4-80)*AK13*$A$12/1000","v":12.742599254202593},{"$f":"AE13*O13+($A$4-80)*AL13*$A$12/1000","v":12.539240506329115}]
[null,63,17.969620253164557,16.126582278481013,17.492405063291141,15.935587085506288,17.015189873417722,15.731645569620252,16.554430379746837,15.54072010096821,16.093670886075948,15.336708860759492,15.616455696202532,15.147351085465267,15.139240506329115,14.941772151898734,null,0.98734177215189878,0.96112115732368908,0.93490054249547927,0.90958408679927671,0.88426763110307416,0.85804701627486446,0.83182640144665465,0.89743589743589747,0.91100034717055989,0.92456479690522231,0.93876501603952323,0.95296523517382414,0.96996087845647727,0.9869565217391304,1.026785714285714,1.026785714285714,1.026785714285714,1.0267857142857144,1.0267857142857146,1.0267857142857144,1.026785714285714,16.126582278481013,{"$f":"Z14*E14+($A$4-80)*AG14*$A$12/1000","v":15.935587085506288},{"$f":"AA14*G14+($A$4-80)*AH14*$A$12/1000","v":15.731645569620252},15.54072010096821,15.336708860759492,15.147351085465267,14.941772151898734]
[null,59,17.146835443037975,17.146835443037975,16.68607594936709,16.68607594936709,16.225316455696202,16.225316455696202,15.78101265822785,15.78101265822785,15.336708860759494,15.336708860759494,14.89240506329114,14.89240506329114,14.448101265822785,14.448101265822785,null,0.94213381555153719,0.91681735985533463,0.89150090415913197,0.86708860759493678,0.84267631103074148,0.81826401446654617,0.79385171790235087,1,1,1,1,1,1,1,0.68452380952380976,0.62499999999999989,0.56547619047619002,0.51339285714285698,0.46130952380952406,0.40550595238095233,0.3497023809523806,17.146835443037975,{"$f":"Z15*E15+($A$4-80)*AG15*$A$12/1000","v":16.68607594936709},{"$f":"AA15*G15+($A$4-80)*AH15*$A$12/1000","v":16.225316455696202},15.78101265822785,15.336708860759494,14.89240506329114,14.448101265822785]
[1900,71,21.249569620253165,11.615088607594938,20.695670886075948,11.416457880496729,20.141772151898735,11.212253164556962,19.571088607594938,11.014327434807891,19.00040506329114,10.809417721518988,18.446506329113923,10.628824140854013,17.89260759493671,10.440151898734179,null,1.1675587703435806,1.1371247739602171,1.1066907775768535,1.0753345388788427,1.0439783001808318,1.0135443037974683,0.98311030741410488,0.54660347551342814,0.55163507109004739,0.55666666666666664,0.56278563015312133,0.56890459363957602,0.57619713734511635,0.58348968105065668,1.0342261904761907,1.0305059523809523,1.026785714285714,1.0267857142857144,1.0267857142857146,1.0267857142857144,1.0267857142857142,{"$f":"Y16*C16+($A$4-80)*AF16*$A$16/1000","v":11.615088607594938},{"$f":"Z16*E16+($A$4-80)*AG16*$A$16/1000","v":11.416457880496729},{"$f":"AA16*G16+($A$4-80)*AH16*$A$16/1000","v":11.212253164556962},{"$f":"AB16*I16+($A$4-80)*AI16*$A$16/1000","v":11.014327434807891},{"$f":"AC16*K16+($A$4-80)*AJ16*$A$16/1000","v":10.809417721518988},{"$f":"AD16*M16+($A$4-80)*AK16*$A$16/1000","v":10.628824140854013},{"$f":"AE16*O16+($A$4-80)*AL16*$A$16/1000","v":10.440151898734179}]
[null,67,19.604658227848102,13.998531645569621,19.084329113924049,13.801882168287108,18.564,13.595696202531645,18.043670886075951,13.399613068434309,17.523341772151902,13.192860759493671,17.003012658227849,12.997451239286644,16.482683544303796,12.790025316455695,null,1.0771790235081375,1.0485895117540687,1.02,0.99141048824593137,0.96282097649186271,0.93423146473779395,0.90564195298372518,0.71404109589041098,0.72320499640813496,0.73236889692585894,0.74262123007212488,0.75287356321839072,0.76442048833017295,0.77596741344195519,1.0267857142857146,1.0267857142857144,1.0267857142857142,1.026785714285714,1.026785714285714,1.026785714285714,1.0267857142857142,{"$f":"Y17*C17+($A$4-80)*AF17*$A$16/1000","v":13.998531645569621},{"$f":"Z17*E17+($A$4-80)*AG17*$A$16/1000","v":13.801882168287108},{"$f":"AA17*G17+($A$4-80)*AH17*$A$16/1000","v":13.595696202531645},{"$f":"AB17*I17+($A$4-80)*AI17*$A$16/1000","v":13.399613068434309},{"$f":"AC17*K17+($A$4-80)*AJ17*$A$16/1000","v":13.192860759493671},{"$f":"AD17*M17+($A$4-80)*AK17*$A$16/1000","v":12.997451239286644},{"$f":"AE17*O17+($A$4-80)*AL17*$A$16/1000","v":12.790025316455695}]
[null,63,18.32901265822785,16.449113924050636,17.842253164556961,16.254298827216413,17.355493670886077,16.046278481012656,16.885518987341772,15.851534502987572,16.415544303797468,15.643443037974682,15.928784810126583,15.450298107174572,15.442025316455696,15.240607594936709,null,1.0070886075949368,0.98034358047016279,0.9535985533453889,0.92777576853526222,0.90195298372513566,0.87520795660036177,0.84846292947558777,0.89743589743589747,0.91100034717055989,0.92456479690522231,0.93876501603952323,0.95296523517382414,0.96996087845647727,0.9869565217391304,1.026785714285714,1.026785714285714,1.026785714285714,1.0267857142857144,1.0267857142857146,1.0267857142857144,1.026785714285714,16.449113924050636,{"$f":"Z18*E18+($A$4-80)*AG18*$A$16/1000","v":16.254298827216413},{"$f":"AA18*G18+($A$4-80)*AH18*$A$16/1000","v":16.046278481012656},15.851534502987572,15.643443037974682,15.450298107174572,15.240607594936709]
[null,59,17.489772151898737,17.489772151898737,17.01979746835443,17.01979746835443,16.549822784810129,16.549822784810129,16.096632911392408,16.096632911392408,15.643443037974684,15.643443037974684,15.190253164556962,15.190253164556962,14.73706329113924,14.73706329113924,null,0.96097649186256795,0.93515370705244127,0.90933092224231471,0.88443037974683558,0.85952983725135634,0.8346292947558771,0.80972875226039787,1,1,1,1,1,1,1,0.68452380952380976,0.62499999999999989,0.56547619047619002,0.51339285714285698,0.46130952380952406,0.40550595238095233,0.3497023809523806,17.489772151898737,{"$f":"Z19*E19+($A$4-80)*AG19*$A$16/1000","v":17.01979746835443},{"$f":"AA19*G19+($A$4-80)*AH19*$A$16/1000","v":16.549822784810129},16.096632911392408,15.643443037974684,15.190253164556962,14.73706329113924]

{"sheet":"4TTV00_61","index":46,"n_rows":19,"n_cols":45,"rows_kept":19,"cut":false,"hidden":true,"merged":[[130,0,133,0],[120,12,121,12],[120,13,121,13],[120,14,121,14],[120,15,121,15],[122,0,125,0],[126,0,129,0],[119,12,119,13],[119,14,119,15],[120,4,121,4],[120,5,121,5],[120,6,121,6],[120,7,121,7],[120,8,121,8],[120,9,121,9],[120,10,121,10],[120,11,121,11],[119,0,121,0],[119,1,121,1],[119,4,119,5],[119,6,119,7],[119,8,119,9],[119,10,119,11],[111,0,114,0],[117,0,118,1],[117,4,117,15],[118,4,118,5],[118,6,118,7],[118,8,118,9],[118,10,118,11],[118,12,118,13],[118,14,118,15],[101,12,102,12],[101,13,102,13],[101,14,102,14],[101,15,102,15],[103,0,106,0],[107,0,110,0],[100,12,100,13],[100,14,100,15],[101,4,102,4],[101,5,102,5],[101,6,102,6],[101,7,102,7],[101,8,102,8],[101,9,102,9],[101,10,102,10],[101,11,102,11],[100,0,102,0],[100,1,102,1],[100,4,100,5],[100,6,100,7],[100,8,100,9],[100,10,100,11],[92,0,95,0],[98,0,99,1],[98,4,98,15],[99,4,99,5],[99,6,99,7],[99,8,99,9],[99,10,99,11],[99,12,99,13],[99,14,99,15],[82,12,83,12],[82,13,83,13],[82,14,83,14],[82,15,83,15],[84,0,87,0],[88,0,91,0],[81,12,81,13],[81,14,81,15],[82,4,83,4],[82,5,83,5],[82,6,83,6],[82,7,83,7],[82,8,83,8],[82,9,83,9],[82,10,83,10],[82,11,83,11],[81,0,83,0],[81,1,83,1],[81,4,81,5],[81,6,81,7],[81,8,81,9],[81,10,81,11],[73,0,76,0],[79,0,80,1],[79,4,79,15],[80,4,80,5],[80,6,80,7],[80,8,80,9],[80,10,80,11],[80,12,80,13],[80,14,80,15],[63,12,64,12],[63,13,64,13],[63,14,64,14],[63,15,64,15],[65,0,68,0],[69,0,72,0],[62,12,62,13],[62,14,62,15],[63,4,64,4],[63,5,64,5],[63,6,64,6],[63,7,64,7],[63,8,64,8],[63,9,64,9],[63,10,64,10],[63,11,64,11],[62,0,64,0],[62,1,64,1],[62,4,62,5],[62,6,62,7],[62,8,62,9],[62,10,62,11],[54,0,57,0],[60,0,61,1],[60,4,60,15],[61,4,61,5],[61,6,61,7],[61,8,61,9],[61,10,61,11],[61,12,61,13],[61,14,61,15],[44,12,45,12],[44,13,45,13],[44,14,45,14],[44,15,45,15],[46,0,49,0],[50,0,53,0],[43,12,43,13],[43,14,43,15],[44,4,45,4],[44,5,45,5],[44,6,45,6],[44,7,45,7],[44,8,45,8],[44,9,45,9],[44,10,45,10],[44,11,45,11],[43,0,45,0],[43,1,45,1],[43,4,43,5],[43,6,43,7],[43,8,43,9],[43,10,43,11],[35,0,38,0],[41,0,42,1],[41,4,41,15],[42,4,42,5],[42,6,42,7],[42,8,42,9],[42,10,42,11],[42,12,42,13],[42,14,42,15],[25,12,26,12],[25,13,26,13],[25,14,26,14],[25,15,26,15],[27,0,30,0],[31,0,34,0],[24,12,24,13],[24,14,24,15],[25,4,26,4],[25,5,26,5],[25,6,26,6],[25,7,26,7],[25,8,26,8],[25,9,26,9],[25,10,26,10],[25,11,26,11],[24,0,26,0],[24,1,26,1],[24,4,24,5],[24,6,24,7],[24,8,24,9],[24,10,24,11],[7,0,10,0],[11,0,14,0],[15,0,18,0],[22,4,22,15],[23,4,23,5],[23,6,23,7],[23,8,23,9],[23,10,23,11],[23,12,23,13],[23,14,23,15],[5,10,6,10],[5,11,6,11],[5,12,6,12],[5,13,6,13],[5,14,6,14],[5,15,6,15],[4,10,4,11],[4,12,4,13],[4,14,4,15],[5,2,6,2],[5,3,6,3],[5,4,6,4],[5,5,6,5],[5,6,6,6],[5,7,6,7],[5,8,6,8],[4,0,6,0],[4,1,6,1],[4,2,4,3],[4,4,4,5],[4,6,4,7],[4,8,4,9],[5,9,6,9],[2,0,2,1],[2,2,2,15],[3,2,3,3],[3,4,3,5],[3,6,3,7],[3,8,3,9],[3,10,3,11],[3,12,3,13],[3,14,3,15]]}
[]
["4TTV00_61",18.2]
["Evaporator Air \n",null,"Condenser  Entering Air Temperature ˚F"]
[80,"°F DB",85,null,90,null,95,null,100,null,105,null,110,null,115]
["CFM","EWB†\n˚F","Capacity Mbtuh",null,"Capacity Mbtuh",null,"Capacity Mbtuh",null,"Capacity Mbtuh",null,"Capacity Mbtuh",null,"Capacity Mbtuh",null,"Capacity Mbtuh"]
[null,null,"Total","Sens.","Total","Sens.","Total","Sens.","Total","Sens.","Total","Sens.","Total","Sens.","Total","Sens."]
[null,null,null,null,null,null,null,null,null,null,null,null,null,null,null,null,null,"Total Factors",null,null,null,null,null,null,"Sens. %",null,null,null,null,null,null,"IDB Adj",null,null,null,null,null,null,"Sens Calc"]
[1600,71,{"$f":"R8*$B$2","v":20.533615658362987},{"$f":"IF(AM8>C8,C8,AM8)","v":11.393459074733094},{"$f":"S8*$B$2","v":19.946487544483986},{"$f":"IF(AN8>E8,E8,AN8)","v":11.190794717168551},{"$f":"T8*$B$2","v":19.359359430604982},{"$f":"IF(AO8>G8,G8,AO8)","v":10.98088256227758},{"$f":"U8*$B$2","v":18.756362989323843},{"$f":"IF(AP8>I8,I8,AP8)","v":10.779103126740244},{"$f":"V8*$B$2","v":18.153366548042705},{"$f":"IF(AQ8>K8,K8,AQ8)","v":10.568306049822063},{"$f":"W8*$B$2","v":17.566238434163701},{"$f":"IF(AR8>M8,M8,AR8)","v":10.383121004529279},{"$f":"X8*$B$2","v":16.979110320284697},{"$f":"IF(AS8>O8,O8,AS8)","v":10.187466192170819},null,1.1282206405693949,1.0959608540925267,1.0637010676156584,1.0305693950177937,0.9974377224199289,0.96517793594306045,0.93291814946619211,0.55486862442040186,0.56104086958725019,0.56721311475409841,0.57469047346096525,0.58216783216783208,0.59108391608391608,0.6,1.0233516483516483,1.0233516483516483,1.0233516483516485,1.0233516483516483,1.0233516483516483,1.0233516483516483,1.0233516483516485,{"$f":"Y8*C8+($A$4-80)*AF8*$A$8/1000","v":11.393459074733094},{"$f":"Z8*E8+($A$4-80)*AG8*$A$8/1000","v":11.190794717168551},{"$f":"AA8*G8+($A$4-80)*AH8*$A$8/1000","v":10.98088256227758},{"$f":"AB8*I8+($A$4-80)*AI8*$A$8/1000","v":10.779103126740244},{"$f":"AC8*K8+($A$4-80)*AJ8*$A$8/1000","v":10.568306049822063},{"$f":"AD8*M8+($A$4-80)*AK8*$A$8/1000","v":10.383121004529279},{"$f":"AE8*O8+($A$4-80)*AL8*$A$8/1000","v":10.187466192170819}]
[null,67,{"$f":"R9*$B$2","v":18.946782918149463},13.83718149466192,18.391391459074729,{"$f":"IF(AN9>E9,E9,AN9)","v":13.62073750700497},17.835999999999999,{"$f":"IF(AO9>G9,G9,AO9)","v":13.392868327402134},17.280608540925268,{"$f":"IF(AP9>I9,I9,AP9)","v":13.193578392854427},16.725217081850534,{"$f":"IF(AQ9>K9,K9,AQ9)","v":12.980291814946618},16.185693950177935,{"$f":"IF(AR9>M9,M9,AR9)","v":12.797744271016827},15.646170818505336,{"$f":"IF(AS9>O9,O9,AS9)","v":12.599451957295374},null,1.0410320284697507,1.0105160142348752,0.98,0.94948398576512461,0.91896797153024912,0.88932384341637005,0.85967971530249099,0.73031825795644889,0.74060396883587565,0.75088967971530252,0.76349038065461516,0.77609108159392781,0.79068245763266376,0.80527383367139971,1.0233516483516485,1.0233516483516485,1.0233516483516485,1.0233516483516483,1.0233516483516483,1.0233516483516483,1.0233516483516485,{"$f":"Y9*C9+($A$4-80)*AF9*$A$8/1000","v":13.83718149466192},{"$f":"Z9*E9+($A$4-80)*AG9*$A$8/1000","v":13.62073750700497},{"$f":"AA9*G9+($A$4-80)*AH9*$A$8/1000","v":13.392868327402134},{"$f":"AB9*I9+($A$4-80)*AI9*$A$8/1000","v":13.193578392854427},{"$f":"AC9*K9+($A$4-80)*AJ9*$A$8/1000","v":12.980291814946618},{"$f":"AD9*M9+($A$4-80)*AK9*$A$8/1000","v":12.797744271016827},{"$f":"AE9*O9+($A$4-80)*AL9*$A$8/1000","v":12.599451957295374}]
[null,63,17.709053380782915,16.344377224199285,17.20126690391459,16.129718720999051,16.693480427046261,15.900064056939499,16.1698256227758,15.703564618548148,15.646170818505336,15.487487544483983,15.138384341637009,15.061617686760554,14.630597864768681,14.630597864768681,null,0.97302491103202837,0.94512455516014227,0.91722419928825616,0.88845195729537363,0.85967971530249099,0.83177935943060488,0.80387900355871877,0.92293906810035842,0.93770527549504612,0.95247148288973382,0.97116474753005955,0.98985801217038538,0.99492900608519275,1,1.0233516483516483,1.0233516483516483,1.0233516483516483,1.0233516483516483,1.0233516483516483,0.97527472527472514,0.92719780219780212,16.344377224199285,{"$f":"Z10*E10+($A$4-80)*AG10*$A$8/1000","v":16.129718720999051},{"$f":"AA10*G10+($A$4-80)*AH10*$A$8/1000","v":15.900064056939499},15.703564618548148,15.487487544483983,15.061617686760554,14.630597864768681]
[null,59,16.883900355871887,16.883900355871887,16.407850533807828,16.407850533807828,15.931800711743772,15.931800711743772,15.439882562277582,15.439882562277582,14.947964412811388,14.947964412811388,14.456046263345193,14.456046263345193,13.964128113879001,13.964128113879001,null,0.92768683274021357,0.90153024911032031,0.87537366548042705,0.84834519572953748,0.82131672597864769,0.79428825622775789,0.76725978647686821,1,1,1,1,1,1,1,0.57005494505494536,0.51510989010989039,0.46016483516483536,0.40178571428571441,0.34340659340659341,0.2815934065934067,0.21978021978021997,16.883900355871887,{"$f":"Z11*E11+($A$4-80)*AG11*$A$8/1000","v":16.407850533807828},{"$f":"AA11*G11+($A$4-80)*AH11*$A$8/1000","v":15.931800711743772},{"$f":"AB11*I11+($A$4-80)*AI11*$A$8/1000","v":15.439882562277582},14.947964412811388,14.456046263345193,13.964128113879001]
[1820,71,20.952669039145906,11.625978647686832,20.353558718861208,11.419178282825051,19.75444839857651,11.204982206405694,19.139145907473306,10.999084823204329,18.523843416370106,10.783985765124553,17.924733096085408,10.595021433193141,17.32562277580071,10.395373665480426,null,1.1512455516014235,1.1183274021352312,1.0854092526690391,1.0516014234875444,1.0177935943060499,0.98487544483985767,0.95195729537366547,0.55486862442040186,0.56104086958725019,0.56721311475409841,0.57469047346096525,0.58216783216783208,0.59108391608391608,0.6,1.0233516483516483,1.0233516483516483,1.0233516483516485,1.0233516483516483,1.0233516483516483,1.0233516483516483,1.0233516483516485,{"$f":"Y12*C12+($A$4-80)*AF12*$A$12/1000","v":11.625978647686832},{"$f":"Z12*E12+($A$4-80)*AG12*$A$12/1000","v":11.419178282825051},{"$f":"AA12*G12+($A$4-80)*AH12*$A$12/1000","v":11.204982206405694},{"$f":"AB12*I12+($A$4-80)*AI12*$A$12/1000","v":10.999084823204329},{"$f":"AC12*K12+($A$4-80)*AJ12*$A$12/1000","v":10.783985765124553},{"$f":"AD12*M12+($A$4-80)*AK12*$A$12/1000","v":10.595021433193141},{"$f":"AE12*O12+($A$4-80)*AL12*$A$12/1000","v":10.395373665480426}]
[null,67,19.333451957295374,14.119572953736654,18.766725978647688,13.89871174184181,18.2,13.666192170818505,17.633274021352314,13.462835094749416,17.066548042704625,13.245195729537365,16.516014234875442,13.058922725527372,15.965480427046261,12.856583629893239,null,1.0622775800711743,1.0311387900355873,1,0.96886120996441283,0.93772241992882566,0.90747330960854089,0.87722419928825612,0.73031825795644889,0.74060396883587565,0.75088967971530252,0.76349038065461516,0.77609108159392781,0.79068245763266376,0.80527383367139971,1.0233516483516485,1.0233516483516485,1.0233516483516485,1.0233516483516483,1.0233516483516483,1.0233516483516483,1.0233516483516485,{"$f":"Y13*C13+($A$4-80)*AF13*$A$12/1000","v":14.119572953736654},{"$f":"Z13*E13+($A$4-80)*AG13*$A$12/1000","v":13.89871174184181},{"$f":"AA13*G13+($A$4-80)*AH13*$A$12/1000","v":13.666192170818505},{"$f":"AB13*I13+($A$4-80)*AI13*$A$12/1000","v":13.462835094749416},{"$f":"AC13*K13+($A$4-80)*AJ13*$A$12/1000","v":13.245195729537365},{"$f":"AD13*M13+($A$4-80)*AK13*$A$12/1000","v":13.058922725527372},{"$f":"AE13*O13+($A$4-80)*AL13*$A$12/1000","v":12.856583629893239}]
[null,63,18.070462633451957,16.677935943060497,17.552313167259786,16.458896654080664,17.034163701067616,16.224555160142348,16.499822064056939,16.024045529130763,15.965480427046261,15.803558718861208,15.447330960854092,15.368997639551587,14.92918149466192,14.92918149466192,null,0.99288256227757998,0.96441281138790036,0.93594306049822062,0.90658362989323849,0.87722419928825612,0.8487544483985765,0.82028469750889677,0.92293906810035842,0.93770527549504612,0.95247148288973382,0.97116474753005955,0.98985801217038538,0.99492900608519275,1,1.0233516483516483,1.0233516483516483,1.0233516483516483,1.0233516483516483,1.0233516483516483,0.97527472527472514,0.92719780219780212,16.677935943060497,{"$f":"Z14*E14+($A$4-80)*AG14*$A$12/1000","v":16.458896654080664},{"$f":"AA14*G14+($A$4-80)*AH14*$A$12/1000","v":16.224555160142348},16.024045529130763,15.803558718861208,15.368997639551587,14.92918149466192]
[null,59,17.22846975088968,17.22846975088968,16.742704626334518,16.742704626334518,16.25693950177936,16.25693950177936,15.754982206405694,15.754982206405694,15.253024911032028,15.253024911032028,14.751067615658361,14.751067615658361,14.249110320284695,14.249110320284695,null,0.94661921708185048,0.91992882562277578,0.89323843416370108,0.86565836298932386,0.83807829181494664,0.81049822064056931,0.78291814946619209,1,1,1,1,1,1,1,0.57005494505494536,0.51510989010989039,0.46016483516483536,0.40178571428571441,0.34340659340659341,0.2815934065934067,0.21978021978021997,17.22846975088968,{"$f":"Z15*E15+($A$4-80)*AG15*$A$12/1000","v":16.742704626334518},{"$f":"AA15*G15+($A$4-80)*AH15*$A$12/1000","v":16.25693950177936},15.754982206405694,15.253024911032028,14.751067615658361,14.249110320284695]
[2050,71,21.371722419928822,11.858498220640568,20.760629893238431,11.64756184848155,20.149537366548039,11.429081850533807,19.521928825622773,11.219066519668417,18.89432028469751,10.999665480427046,18.283227758007115,10.806921861857003,17.672135231316723,10.603281138790033,null,1.1742704626334519,1.1406939501779358,1.1071174377224198,1.0726334519572953,1.0381494661921709,1.0045729537366548,0.97099644128113871,0.55486862442040186,0.56104086958725019,0.56721311475409841,0.57469047346096525,0.58216783216783208,0.59108391608391608,0.6,1.0233516483516483,1.0233516483516483,1.0233516483516485,1.0233516483516483,1.0233516483516483,1.0233516483516483,1.0233516483516485,{"$f":"Y16*C16+($A$4-80)*AF16*$A$16/1000","v":11.858498220640568},{"$f":"Z16*E16+($A$4-80)*AG16*$A$16/1000","v":11.64756184848155},{"$f":"AA16*G16+($A$4-80)*AH16*$A$16/1000","v":11.429081850533807},{"$f":"AB16*I16+($A$4-80)*AI16*$A$16/1000","v":11.219066519668417},{"$f":"AC16*K16+($A$4-80)*AJ16*$A$16/1000","v":10.999665480427046},{"$f":"AD16*M16+($A$4-80)*AK16*$A$16/1000","v":10.806921861857003},{"$f":"AE16*O16+($A$4-80)*AL16*$A$16/1000","v":10.603281138790033}]
[null,67,19.720120996441281,14.401964412811388,19.142060498220644,14.176685976678648,18.564,13.939516014234876,17.98593950177936,13.732091796644402,17.407879003558719,13.510099644128113,16.846334519572952,13.320101180037922,16.284790035587189,13.113715302491105,null,1.083523131672598,1.0517615658362991,1.02,0.98823843416370105,0.9564768683274022,0.92562277580071173,0.89476868327402137,0.73031825795644889,0.74060396883587565,0.75088967971530252,0.76349038065461516,0.77609108159392781,0.79068245763266376,0.80527383367139971,1.0233516483516485,1.0233516483516485,1.0233516483516485,1.0233516483516483,1.0233516483516483,1.0233516483516483,1.0233516483516485,{"$f":"Y17*C17+($A$4-80)*AF17*$A$16/1000","v":14.401964412811388},{"$f":"Z17*E17+($A$4-80)*AG17*$A$16/1000","v":14.176685976678648},{"$f":"AA17*G17+($A$4-80)*AH17*$A$16/1000","v":13.939516014234876},{"$f":"AB17*I17+($A$4-80)*AI17*$A$16/1000","v":13.732091796644402},{"$f":"AC17*K17+($A$4-80)*AJ17*$A$16/1000","v":13.510099644128113},{"$f":"AD17*M17+($A$4-80)*AK17*$A$16/1000","v":13.320101180037922},{"$f":"AE17*O17+($A$4-80)*AL17*$A$16/1000","v":13.113715302491105}]
[null,63,18.431871886120994,17.011494661921706,17.903359430604983,16.788074587162278,17.374846975088968,16.549046263345193,16.829818505338078,16.34452643971338,16.284790035587189,16.119629893238436,15.756277580071172,15.676377592342618,15.227765124555161,15.227765124555161,null,1.0127402135231316,0.98370106761565834,0.95466192170818498,0.92471530249110323,0.89476868327402137,0.86572953736654801,0.83669039145907476,0.92293906810035842,0.93770527549504612,0.95247148288973382,0.97116474753005955,0.98985801217038538,0.99492900608519275,1,1.0233516483516483,1.0233516483516483,1.0233516483516483,1.0233516483516483,1.0233516483516483,0.97527472527472514,0.92719780219780212,17.011494661921706,{"$f":"Z18*E18+($A$4-80)*AG18*$A$16/1000","v":16.788074587162278},{"$f":"AA18*G18+($A$4-80)*AH18*$A$16/1000","v":16.549046263345193},16.34452643971338,16.119629893238436,15.676377592342618,15.227765124555161]
[null,59,17.573039145907472,17.573039145907472,17.077558718861209,17.077558718861209,16.582078291814945,16.582078291814945,16.070081850533807,16.070081850533807,15.558085409252667,15.558085409252667,15.046088967971528,15.046088967971528,14.53409252669039,14.53409252669039,null,0.9655516014234875,0.93832740213523125,0.9111032028469751,0.88297153024911035,0.85483985765124548,0.82670818505338073,0.79857651245551597,1,1,1,1,1,1,1,0.57005494505494536,0.51510989010989039,0.46016483516483536,0.40178571428571441,0.34340659340659341,0.2815934065934067,0.21978021978021997,17.573039145907472,{"$f":"Z19*E19+($A$4-80)*AG19*$A$16/1000","v":17.077558718861209},{"$f":"AA19*G19+($A$4-80)*AH19*$A$16/1000","v":16.582078291814945},16.070081850533807,15.558085409252667,15.046088967971528,14.53409252669039]

{"sheet":"4TTV80_24","index":47,"n_rows":19,"n_cols":45,"rows_kept":19,"cut":false,"hidden":true,"merged":[[130,0,133,0],[120,12,121,12],[120,13,121,13],[120,14,121,14],[120,15,121,15],[122,0,125,0],[126,0,129,0],[119,12,119,13],[119,14,119,15],[120,4,121,4],[120,5,121,5],[120,6,121,6],[120,7,121,7],[120,8,121,8],[120,9,121,9],[120,10,121,10],[120,11,121,11],[119,0,121,0],[119,1,121,1],[119,4,119,5],[119,6,119,7],[119,8,119,9],[119,10,119,11],[111,0,114,0],[117,0,118,1],[117,4,117,15],[118,4,118,5],[118,6,118,7],[118,8,118,9],[118,10,118,11],[118,12,118,13],[118,14,118,15],[101,12,102,12],[101,13,102,13],[101,14,102,14],[101,15,102,15],[103,0,106,0],[107,0,110,0],[100,12,100,13],[100,14,100,15],[101,4,102,4],[101,5,102,5],[101,6,102,6],[101,7,102,7],[101,8,102,8],[101,9,102,9],[101,10,102,10],[101,11,102,11],[100,0,102,0],[100,1,102,1],[100,4,100,5],[100,6,100,7],[100,8,100,9],[100,10,100,11],[92,0,95,0],[98,0,99,1],[98,4,98,15],[99,4,99,5],[99,6,99,7],[99,8,99,9],[99,10,99,11],[99,12,99,13],[99,14,99,15],[82,12,83,12],[82,13,83,13],[82,14,83,14],[82,15,83,15],[84,0,87,0],[88,0,91,0],[81,12,81,13],[81,14,81,15],[82,4,83,4],[82,5,83,5],[82,6,83,6],[82,7,83,7],[82,8,83,8],[82,9,83,9],[82,10,83,10],[82,11,83,11],[81,0,83,0],[81,1,83,1],[81,4,81,5],[81,6,81,7],[81,8,81,9],[81,10,81,11],[73,0,76,0],[79,0,80,1],[79,4,79,15],[80,4,80,5],[80,6,80,7],[80,8,80,9],[80,10,80,11],[80,12,80,13],[80,14,80,15],[63,12,64,12],[63,13,64,13],[63,14,64,14],[63,15,64,15],[65,0,68,0],[69,0,72,0],[62,12,62,13],[62,14,62,15],[63,4,64,4],[63,5,64,5],[63,6,64,6],[63,7,64,7],[63,8,64,8],[63,9,64,9],[63,10,64,10],[63,11,64,11],[62,0,64,0],[62,1,64,1],[62,4,62,5],[62,6,62,7],[62,8,62,9],[62,10,62,11],[54,0,57,0],[60,0,61,1],[60,4,60,15],[61,4,61,5],[61,6,61,7],[61,8,61,9],[61,10,61,11],[61,12,61,13],[61,14,61,15],[44,12,45,12],[44,13,45,13],[44,14,45,14],[44,15,45,15],[46,0,49,0],[50,0,53,0],[43,12,43,13],[43,14,43,15],[44,4,45,4],[44,5,45,5],[44,6,45,6],[44,7,45,7],[44,8,45,8],[44,9,45,9],[44,10,45,10],[44,11,45,11],[43,0,45,0],[43,1,45,1],[43,4,43,5],[43,6,43,7],[43,8,43,9],[43,10,43,11],[35,0,38,0],[41,0,42,1],[41,4,41,15],[42,4,42,5],[42,6,42,7],[42,8,42,9],[42,10,42,11],[42,12,42,13],[42,14,42,15],[25,12,26,12],[25,13,26,13],[25,14,26,14],[25,15,26,15],[27,0,30,0],[31,0,34,0],[24,12,24,13],[24,14,24,15],[25,4,26,4],[25,5,26,5],[25,6,26,6],[25,7,26,7],[25,8,26,8],[25,9,26,9],[25,10,26,10],[25,11,26,11],[24,0,26,0],[24,1,26,1],[24,4,24,5],[24,6,24,7],[24,8,24,9],[24,10,24,11],[7,0,10,0],[11,0,14,0],[15,0,18,0],[22,4,22,15],[23,4,23,5],[23,6,23,7],[23,8,23,9],[23,10,23,11],[23,12,23,13],[23,14,23,15],[5,10,6,10],[5,11,6,11],[5,12,6,12],[5,13,6,13],[5,14,6,14],[5,15,6,15],[4,10,4,11],[4,12,4,13],[4,14,4,15],[5,2,6,2],[5,3,6,3],[5,4,6,4],[5,5,6,5],[5,6,6,6],[5,7,6,7],[5,8,6,8],[4,0,6,0],[4,1,6,1],[4,2,4,3],[4,4,4,5],[4,6,4,7],[4,8,4,9],[5,9,6,9],[2,0,2,1],[2,2,2,15],[3,2,3,3],[3,4,3,5],[3,6,3,7],[3,8,3,9],[3,10,3,11],[3,12,3,13],[3,14,3,15]]}
[]
["4TTV80_24",18.2]
["Evaporator Air \n",null,"Condenser  Entering Air Temperature ˚F"]
[80,"°F DB",85,null,90,null,95,null,100,null,105,null,110,null,115]
["CFM","EWB†\n˚F","Capacity Mbtuh",null,"Capacity Mbtuh",null,"Capacity Mbtuh",null,"Capacity Mbtuh",null,"Capacity Mbtuh",null,"Capacity Mbtuh",null,"Capacity Mbtuh"]
[null,null,"Total","Sens.","Total","Sens.","Total","Sens.","Total","Sens.","Total","Sens.","Total","Sens.","Total","Sens."]
[null,null,null,null,null,null,null,null,null,null,null,null,null,null,null,null,null,"Total Factors",null,null,null,null,null,null,"Sens. %",null,null,null,null,null,null,"IDB Adj",null,null,null,null,null,null,"Sens Calc"]
[700,71,{"$f":"R8*$B$2","v":20.281258064516127},{"$f":"IF(AM8>C8,C8,AM8)","v":11.435177419354837},{"$f":"S8*$B$2","v":19.813782258064514},{"$f":"IF(AN8>E8,E8,AN8)","v":11.294232008882895},{"$f":"T8*$B$2","v":19.346306451612904},{"$f":"IF(AO8>G8,G8,AO8)","v":11.147500000000003},{"$f":"U8*$B$2","v":18.842870967741931},{"$f":"IF(AP8>I8,I8,AP8)","v":10.970729051303936},{"$f":"V8*$B$2","v":18.339435483870965},{"$f":"IF(AQ8>K8,K8,AQ8)","v":10.787903225806451},{"$f":"W8*$B$2","v":17.871959677419351},{"$f":"IF(AR8>M8,M8,AR8)","v":10.647587061097433},{"$f":"X8*$B$2","v":17.404483870967738},{"$f":"IF(AS8>O8,O8,AS8)","v":10.50022580645161},null,1.1143548387096773,1.0886693548387096,1.0629838709677419,1.0353225806451611,1.0076612903225806,0.98197580645161275,0.95629032258064506,0.56382978723404253,0.57001898283635222,0.57620817843866179,0.58222173627815443,0.58823529411764708,0.59577053962080706,0.60330578512396693,1.03125,1.03125,1.03125,1.03125,1.03125,1.03125,1.03125,{"$f":"Y8*C8+($A$4-80)*AF8*$A$8/1000","v":11.435177419354837},{"$f":"Z8*E8+($A$4-80)*AG8*$A$8/1000","v":11.294232008882895},{"$f":"AA8*G8+($A$4-80)*AH8*$A$8/1000","v":11.147500000000003},{"$f":"AB8*I8+($A$4-80)*AI8*$A$8/1000","v":10.970729051303936},{"$f":"AC8*K8+($A$4-80)*AJ8*$A$8/1000","v":10.787903225806451},{"$f":"AD8*M8+($A$4-80)*AK8*$A$8/1000","v":10.647587061097433},{"$f":"AE8*O8+($A$4-80)*AL8*$A$8/1000","v":10.50022580645161}]
[null,67,{"$f":"R9*$B$2","v":18.699032258064513},13.880435483870965,18.267516129032256,{"$f":"IF(AN9>E9,E9,AN9)","v":13.740866428199789},17.835999999999999,{"$f":"IF(AO9>G9,G9,AO9)","v":13.592758064516126},17.368524193548385,{"$f":"IF(AP9>I9,I9,AP9)","v":13.417840580443132},16.901048387096775,{"$f":"IF(AQ9>K9,K9,AQ9)","v":13.233161290322579},16.469532258064515,{"$f":"IF(AR9>M9,M9,AR9)","v":13.057615895891486},16.038016129032254,{"$f":"IF(AS9>O9,O9,AS9)","v":12.873564516129028},null,1.0274193548387096,1.0037096774193548,0.97999999999999987,0.95431451612903229,0.92862903225806459,0.90491935483870967,0.88120967741935474,0.74230769230769234,0.7522022332506203,0.76209677419354827,0.7725377487989018,0.78297872340425523,0.79283465318194812,0.80269058295964113,1.0312500000000002,1.03125,1.0312499999999996,1.0312499999999996,1.0312499999999996,1.0312499999999996,1.0312499999999996,{"$f":"Y9*C9+($A$4-80)*AF9*$A$8/1000","v":13.880435483870965},{"$f":"Z9*E9+($A$4-80)*AG9*$A$8/1000","v":13.740866428199789},{"$f":"AA9*G9+($A$4-80)*AH9*$A$8/1000","v":13.592758064516126},{"$f":"AB9*I9+($A$4-80)*AI9*$A$8/1000","v":13.417840580443132},{"$f":"AC9*K9+($A$4-80)*AJ9*$A$8/1000","v":13.233161290322579},{"$f":"AD9*M9+($A$4-80)*AK9*$A$8/1000","v":13.057615895891486},{"$f":"AE9*O9+($A$4-80)*AL9*$A$8/1000","v":12.873564516129028}]
[null,63,17.47640322580645,16.397612903225806,17.080846774193546,16.25916278718466,16.685290322580645,16.109935483870967,16.253774193548388,15.936596311558297,15.822258064516127,15.750338709677417,15.426701612903226,15.391640927419354,15.03114516129032,15.03114516129032,null,0.96024193548387093,0.93850806451612889,0.91677419354838707,0.89306451612903226,0.86935483870967734,0.84762096774193552,0.82588709677419347,0.93827160493827155,0.95189442315879091,0.96551724137931028,0.98048589341692782,0.99545454545454537,0.99772727272727268,1,1.0312500000000002,1.03125,1.0312499999999996,1.0312499999999996,1.0312499999999996,0.99218749999999956,0.95312499999999967,16.397612903225806,{"$f":"Z10*E10+($A$4-80)*AG10*$A$8/1000","v":16.25916278718466},{"$f":"AA10*G10+($A$4-80)*AH10*$A$8/1000","v":16.109935483870967},15.936596311558297,15.750338709677417,15.391640927419354,15.03114516129032]
[null,59,16.685290322580645,16.685290322580645,16.289733870967744,16.289733870967744,15.894177419354838,15.894177419354838,15.498620967741935,15.498620967741935,15.103064516129029,15.103064516129029,14.707508064516126,14.707508064516126,14.311951612903224,14.311951612903224,null,0.91677419354838707,0.89504032258064525,0.87330645161290321,0.85157258064516128,0.82983870967741924,0.80810483870967731,0.78637096774193538,1,1,1,1,1,1,1,0.51562500000000011,0.46875000000000028,0.42187500000000044,0.37500000000000033,0.32812500000000022,0.28125000000000011,0.234375,16.685290322580645,{"$f":"Z11*E11+($A$4-80)*AG11*$A$8/1000","v":16.289733870967744},{"$f":"AA11*G11+($A$4-80)*AH11*$A$8/1000","v":15.894177419354838},{"$f":"AB11*I11+($A$4-80)*AI11*$A$8/1000","v":15.498620967741935},15.103064516129029,14.707508064516126,14.311951612903224]
[800,71,20.695161290322577,11.668548387096772,20.21814516129032,11.524726539676424,19.741129032258062,11.375,19.227419354838709,11.194621480922384,18.713709677419352,11.008064516129032,18.236693548387095,10.864884756221871,17.759677419354837,10.714516129032257,null,1.1370967741935483,1.1108870967741935,1.0846774193548385,1.0564516129032258,1.0282258064516128,1.002016129032258,0.97580645161290314,0.56382978723404253,0.57001898283635222,0.57620817843866179,0.58222173627815443,0.58823529411764708,0.59577053962080706,0.60330578512396693,1.03125,1.03125,1.03125,1.03125,1.03125,1.03125,1.03125,{"$f":"Y12*C12+($A$4-80)*AF12*$A$12/1000","v":11.668548387096772},{"$f":"Z12*E12+($A$4-80)*AG12*$A$12/1000","v":11.524726539676424},{"$f":"AA12*G12+($A$4-80)*AH12*$A$12/1000","v":11.375},{"$f":"AB12*I12+($A$4-80)*AI12*$A$12/1000","v":11.194621480922384},{"$f":"AC12*K12+($A$4-80)*AJ12*$A$12/1000","v":11.008064516129032},{"$f":"AD12*M12+($A$4-80)*AK12*$A$12/1000","v":10.864884756221871},{"$f":"AE12*O12+($A$4-80)*AL12*$A$12/1000","v":10.714516129032257}]
[null,67,19.08064516129032,14.163709677419353,18.640322580645162,14.021292273673255,18.2,13.870161290322578,17.722983870967742,13.691674061676666,17.24596774193548,13.503225806451608,16.805645161290322,13.324097852950496,16.365322580645159,13.136290322580642,null,1.0483870967741935,1.0241935483870968,1,0.97379032258064513,0.94758064516129026,0.92338709677419351,0.89919354838709675,0.74230769230769234,0.7522022332506203,0.76209677419354827,0.7725377487989018,0.78297872340425523,0.79283465318194812,0.80269058295964113,1.0312500000000002,1.03125,1.0312499999999996,1.0312499999999996,1.0312499999999996,1.0312499999999996,1.0312499999999996,{"$f":"Y13*C13+($A$4-80)*AF13*$A$12/1000","v":14.163709677419353},{"$f":"Z13*E13+($A$4-80)*AG13*$A$12/1000","v":14.021292273673255},{"$f":"AA13*G13+($A$4-80)*AH13*$A$12/1000","v":13.870161290322578},{"$f":"AB13*I13+($A$4-80)*AI13*$A$12/1000","v":13.691674061676666},{"$f":"AC13*K13+($A$4-80)*AJ13*$A$12/1000","v":13.503225806451608},{"$f":"AD13*M13+($A$4-80)*AK13*$A$12/1000","v":13.324097852950496},{"$f":"AE13*O13+($A$4-80)*AL13*$A$12/1000","v":13.136290322580642}]
[null,63,17.833064516129031,16.732258064516127,17.429435483870968,16.590982435902717,17.025806451612901,16.43870967741935,16.585483870967742,16.261832970977853,16.14516129032258,16.071774193548386,15.741532258064515,15.705756048387094,15.33790322580645,15.33790322580645,null,0.97983870967741937,0.95766129032258063,0.93548387096774188,0.91129032258064524,0.88709677419354838,0.86491935483870963,0.84274193548387089,0.93827160493827155,0.95189442315879091,0.96551724137931028,0.98048589341692782,0.99545454545454537,0.99772727272727268,1,1.0312500000000002,1.03125,1.0312499999999996,1.0312499999999996,1.0312499999999996,0.99218749999999956,0.95312499999999967,16.732258064516127,{"$f":"Z14*E14+($A$4-80)*AG14*$A$12/1000","v":16.590982435902717},{"$f":"AA14*G14+($A$4-80)*AH14*$A$12/1000","v":16.43870967741935},16.261832970977853,16.071774193548386,15.705756048387094,15.33790322580645]
[null,59,17.025806451612901,17.025806451612901,16.622177419354838,16.622177419354838,16.218548387096774,16.218548387096774,15.814919354838707,15.814919354838707,15.411290322580644,15.411290322580644,15.007661290322579,15.007661290322579,14.604032258064514,14.604032258064514,null,0.93548387096774188,0.91330645161290314,0.8911290322580645,0.86895161290322576,0.84677419354838712,0.82459677419354838,0.80241935483870963,1,1,1,1,1,1,1,0.51562500000000011,0.46875000000000028,0.42187500000000044,0.37500000000000033,0.32812500000000022,0.28125000000000011,0.234375,17.025806451612901,{"$f":"Z15*E15+($A$4-80)*AG15*$A$12/1000","v":16.622177419354838},{"$f":"AA15*G15+($A$4-80)*AH15*$A$12/1000","v":16.218548387096774},15.814919354838707,15.411290322580644,15.007661290322579,14.604032258064514]
[900,71,21.109064516129028,11.901919354838707,20.622508064516129,11.755221070469954,20.135951612903224,11.602500000000001,19.611967741935484,11.418513910540833,19.08798387096774,11.228225806451611,18.601427419354838,11.082182451346309,18.114870967741936,10.928806451612903,null,1.1598387096774192,1.1331048387096774,1.1063709677419353,1.0775806451612904,1.0487903225806452,1.0220564516129031,0.99532258064516133,0.56382978723404253,0.57001898283635222,0.57620817843866179,0.58222173627815443,0.58823529411764708,0.59577053962080706,0.60330578512396693,1.03125,1.03125,1.03125,1.03125,1.03125,1.03125,1.03125,{"$f":"Y16*C16+($A$4-80)*AF16*$A$16/1000","v":11.901919354838707},{"$f":"Z16*E16+($A$4-80)*AG16*$A$16/1000","v":11.755221070469954},{"$f":"AA16*G16+($A$4-80)*AH16*$A$16/1000","v":11.602500000000001},{"$f":"AB16*I16+($A$4-80)*AI16*$A$16/1000","v":11.418513910540833},{"$f":"AC16*K16+($A$4-80)*AJ16*$A$16/1000","v":11.228225806451611},{"$f":"AD16*M16+($A$4-80)*AK16*$A$16/1000","v":11.082182451346309},{"$f":"AE16*O16+($A$4-80)*AL16*$A$16/1000","v":10.928806451612903}]
[null,67,19.462258064516128,14.446983870967742,19.013129032258064,14.30171811914672,18.564,14.14756451612903,18.077443548387098,13.965507542910201,17.590887096774193,13.773290322580642,17.141758064516129,13.590579810009507,16.692629032258065,13.399016129032256,null,1.0693548387096774,1.0446774193548387,1.02,0.99326612903225819,0.96653225806451604,0.94185483870967746,0.91717741935483876,0.74230769230769234,0.7522022332506203,0.76209677419354827,0.7725377487989018,0.78297872340425523,0.79283465318194812,0.80269058295964113,1.0312500000000002,1.03125,1.0312499999999996,1.0312499999999996,1.0312499999999996,1.0312499999999996,1.0312499999999996,{"$f":"Y17*C17+($A$4-80)*AF17*$A$16/1000","v":14.446983870967742},{"$f":"Z17*E17+($A$4-80)*AG17*$A$16/1000","v":14.30171811914672},{"$f":"AA17*G17+($A$4-80)*AH17*$A$16/1000","v":14.14756451612903},{"$f":"AB17*I17+($A$4-80)*AI17*$A$16/1000","v":13.965507542910201},{"$f":"AC17*K17+($A$4-80)*AJ17*$A$16/1000","v":13.773290322580642},{"$f":"AD17*M17+($A$4-80)*AK17*$A$16/1000","v":13.590579810009507},{"$f":"AE17*O17+($A$4-80)*AL17*$A$16/1000","v":13.399016129032256}]
[null,63,18.189725806451612,17.066903225806449,17.778024193548386,16.92280208462077,17.366322580645161,16.767483870967741,16.917193548387093,16.587069630397405,16.468064516129033,16.393209677419353,16.056362903225804,16.019871169354836,15.644661290322578,15.644661290322578,null,0.99943548387096781,0.97681451612903225,0.95419354838709669,0.929516129032258,0.90483870967741942,0.88221774193548375,0.8595967741935483,0.93827160493827155,0.95189442315879091,0.96551724137931028,0.98048589341692782,0.99545454545454537,0.99772727272727268,1,1.0312500000000002,1.03125,1.0312499999999996,1.0312499999999996,1.0312499999999996,0.99218749999999956,0.95312499999999967,17.066903225806449,{"$f":"Z18*E18+($A$4-80)*AG18*$A$16/1000","v":16.92280208462077},{"$f":"AA18*G18+($A$4-80)*AH18*$A$16/1000","v":16.767483870967741},16.587069630397405,16.393209677419353,16.019871169354836,15.644661290322578]
[null,59,17.366322580645161,17.366322580645161,16.954620967741935,16.954620967741935,16.542919354838709,16.542919354838709,16.131217741935483,16.131217741935483,15.719516129032259,15.719516129032259,15.307814516129033,15.307814516129033,14.896112903225804,14.896112903225804,null,0.95419354838709669,0.93157258064516135,0.90895161290322579,0.88633064516129034,0.86370967741935489,0.84108870967741944,0.81846774193548377,1,1,1,1,1,1,1,0.51562500000000011,0.46875000000000028,0.42187500000000044,0.37500000000000033,0.32812500000000022,0.28125000000000011,0.234375,17.366322580645161,{"$f":"Z19*E19+($A$4-80)*AG19*$A$16/1000","v":16.954620967741935},{"$f":"AA19*G19+($A$4-80)*AH19*$A$16/1000","v":16.542919354838709},16.131217741935483,15.719516129032259,15.307814516129033,14.896112903225804]

{"sheet":"4TTV80_36","index":48,"n_rows":19,"n_cols":45,"rows_kept":19,"cut":false,"hidden":true,"merged":[[130,0,133,0],[120,12,121,12],[120,13,121,13],[120,14,121,14],[120,15,121,15],[122,0,125,0],[126,0,129,0],[119,12,119,13],[119,14,119,15],[120,4,121,4],[120,5,121,5],[120,6,121,6],[120,7,121,7],[120,8,121,8],[120,9,121,9],[120,10,121,10],[120,11,121,11],[119,0,121,0],[119,1,121,1],[119,4,119,5],[119,6,119,7],[119,8,119,9],[119,10,119,11],[111,0,114,0],[117,0,118,1],[117,4,117,15],[118,4,118,5],[118,6,118,7],[118,8,118,9],[118,10,118,11],[118,12,118,13],[118,14,118,15],[101,12,102,12],[101,13,102,13],[101,14,102,14],[101,15,102,15],[103,0,106,0],[107,0,110,0],[100,12,100,13],[100,14,100,15],[101,4,102,4],[101,5,102,5],[101,6,102,6],[101,7,102,7],[101,8,102,8],[101,9,102,9],[101,10,102,10],[101,11,102,11],[100,0,102,0],[100,1,102,1],[100,4,100,5],[100,6,100,7],[100,8,100,9],[100,10,100,11],[92,0,95,0],[98,0,99,1],[98,4,98,15],[99,4,99,5],[99,6,99,7],[99,8,99,9],[99,10,99,11],[99,12,99,13],[99,14,99,15],[82,12,83,12],[82,13,83,13],[82,14,83,14],[82,15,83,15],[84,0,87,0],[88,0,91,0],[81,12,81,13],[81,14,81,15],[82,4,83,4],[82,5,83,5],[82,6,83,6],[82,7,83,7],[82,8,83,8],[82,9,83,9],[82,10,83,10],[82,11,83,11],[81,0,83,0],[81,1,83,1],[81,4,81,5],[81,6,81,7],[81,8,81,9],[81,10,81,11],[73,0,76,0],[79,0,80,1],[79,4,79,15],[80,4,80,5],[80,6,80,7],[80,8,80,9],[80,10,80,11],[80,12,80,13],[80,14,80,15],[63,12,64,12],[63,13,64,13],[63,14,64,14],[63,15,64,15],[65,0,68,0],[69,0,72,0],[62,12,62,13],[62,14,62,15],[63,4,64,4],[63,5,64,5],[63,6,64,6],[63,7,64,7],[63,8,64,8],[63,9,64,9],[63,10,64,10],[63,11,64,11],[62,0,64,0],[62,1,64,1],[62,4,62,5],[62,6,62,7],[62,8,62,9],[62,10,62,11],[54,0,57,0],[60,0,61,1],[60,4,60,15],[61,4,61,5],[61,6,61,7],[61,8,61,9],[61,10,61,11],[61,12,61,13],[61,14,61,15],[44,12,45,12],[44,13,45,13],[44,14,45,14],[44,15,45,15],[46,0,49,0],[50,0,53,0],[43,12,43,13],[43,14,43,15],[44,4,45,4],[44,5,45,5],[44,6,45,6],[44,7,45,7],[44,8,45,8],[44,9,45,9],[44,10,45,10],[44,11,45,11],[43,0,45,0],[43,1,45,1],[43,4,43,5],[43,6,43,7],[43,8,43,9],[43,10,43,11],[35,0,38,0],[41,0,42,1],[41,4,41,15],[42,4,42,5],[42,6,42,7],[42,8,42,9],[42,10,42,11],[42,12,42,13],[42,14,42,15],[25,12,26,12],[25,13,26,13],[25,14,26,14],[25,15,26,15],[27,0,30,0],[31,0,34,0],[24,12,24,13],[24,14,24,15],[25,4,26,4],[25,5,26,5],[25,6,26,6],[25,7,26,7],[25,8,26,8],[25,9,26,9],[25,10,26,10],[25,11,26,11],[24,0,26,0],[24,1,26,1],[24,4,24,5],[24,6,24,7],[24,8,24,9],[24,10,24,11],[7,0,10,0],[11,0,14,0],[15,0,18,0],[22,4,22,15],[23,4,23,5],[23,6,23,7],[23,8,23,9],[23,10,23,11],[23,12,23,13],[23,14,23,15],[5,10,6,10],[5,11,6,11],[5,12,6,12],[5,13,6,13],[5,14,6,14],[5,15,6,15],[4,10,4,11],[4,12,4,13],[4,14,4,15],[5,2,6,2],[5,3,6,3],[5,4,6,4],[5,5,6,5],[5,6,6,6],[5,7,6,7],[5,8,6,8],[4,0,6,0],[4,1,6,1],[4,2,4,3],[4,4,4,5],[4,6,4,7],[4,8,4,9],[5,9,6,9],[2,0,2,1],[2,2,2,15],[3,2,3,3],[3,4,3,5],[3,6,3,7],[3,8,3,9],[3,10,3,11],[3,12,3,13],[3,14,3,15]]}
[]
["4TTV80_36",18.2]
["Evaporator Air \n",null,"Condenser  Entering Air Temperature ˚F"]
[80,"°F DB",85,null,90,null,95,null,100,null,105,null,110,null,115]
["CFM","EWB†\n˚F","Capacity Mbtuh",null,"Capacity Mbtuh",null,"Capacity Mbtuh",null,"Capacity Mbtuh",null,"Capacity Mbtuh",null,"Capacity Mbtuh",null,"Capacity Mbtuh"]
[null,null,"Total","Sens.","Total","Sens.","Total","Sens.","Total","Sens.","Total","Sens.","Total","Sens.","Total","Sens."]
[null,null,null,null,null,null,null,null,null,null,null,null,null,null,null,null,null,"Total Factors",null,null,null,null,null,null,"Sens. %",null,null,null,null,null,null,"IDB Adj",null,null,null,null,null,null,"Sens Calc"]
[1050,71,{"$f":"R8*$B$2","v":20.469169916434542},{"$f":"IF(AM8>C8,C8,AM8)","v":11.426963788300835},{"$f":"S8*$B$2","v":19.922662952646242},{"$f":"IF(AN8>E8,E8,AN8)","v":11.231233853476486},{"$f":"T8*$B$2","v":19.376155988857938},{"$f":"IF(AO8>G8,G8,AO8)","v":11.02950417827298},{"$f":"U8*$B$2","v":18.829649025069639},{"$f":"IF(AP8>I8,I8,AP8)","v":10.859716685842317},{"$f":"V8*$B$2","v":18.283142061281335},{"$f":"IF(AQ8>K8,K8,AQ8)","v":10.681727019498608},{"$f":"W8*$B$2","v":17.761476323119776},{"$f":"IF(AR8>M8,M8,AR8)","v":10.511799056991727},{"$f":"X8*$B$2","v":17.239810584958217},{"$f":"IF(AS8>O8,O8,AS8)","v":10.333949860724234},null,1.1246796657381617,1.0946518105849583,1.0646239554317549,1.0345961002785515,1.0045682451253481,0.97590529247910862,0.9472423398328691,0.55825242718446599,0.5637415982076176,0.56923076923076921,0.57673494983277596,0.58423913043478271,0.59183138077935094,0.59942363112391928,0.98958333333333337,0.98958333333333337,0.98958333333333337,0.98958333333333337,0.98958333333333337,0.98958333333333337,0.98958333333333337,{"$f":"Y8*C8+($A$4-80)*AF8*$A$8/1000","v":11.426963788300835},{"$f":"Z8*E8+($A$4-80)*AG8*$A$8/1000","v":11.231233853476486},{"$f":"AA8*G8+($A$4-80)*AH8*$A$8/1000","v":11.02950417827298},{"$f":"AB8*I8+($A$4-80)*AI8*$A$8/1000","v":10.859716685842317},{"$f":"AC8*K8+($A$4-80)*AJ8*$A$8/1000","v":10.681727019498608},{"$f":"AD8*M8+($A$4-80)*AK8*$A$8/1000","v":10.511799056991727},{"$f":"AE8*O8+($A$4-80)*AL8*$A$8/1000","v":10.333949860724234}]
[null,67,{"$f":"R9*$B$2","v":18.829649025069639},13.811721448467967,18.332824512534817,{"$f":"IF(AN9>E9,E9,AN9)","v":13.617607118747062},17.835999999999999,{"$f":"IF(AO9>G9,G9,AO9)","v":13.414261838440112},17.33917548746518,{"$f":"IF(AP9>I9,I9,AP9)","v":13.246266112717596},16.842350974930362,{"$f":"IF(AQ9>K9,K9,AQ9)","v":13.06648467966574},16.34552646239554,{"$f":"IF(AR9>M9,M9,AR9)","v":12.899227869763241},15.848701949860722,{"$f":"IF(AS9>O9,O9,AS9)","v":12.718707520891364},null,1.0345961002785515,1.0072980501392756,0.97999999999999987,0.95270194986072421,0.92540389972144854,0.89810584958217266,0.87080779944289688,0.73350923482849606,0.74279918565937342,0.75208913649025078,0.76395017296488943,0.77581120943952808,0.78915952321506189,0.80250783699059569,0.98958333333333337,0.984375,0.97916666666666663,0.984375,0.98958333333333337,0.98958333333333337,0.98958333333333337,{"$f":"Y9*C9+($A$4-80)*AF9*$A$8/1000","v":13.811721448467967},{"$f":"Z9*E9+($A$4-80)*AG9*$A$8/1000","v":13.617607118747062},{"$f":"AA9*G9+($A$4-80)*AH9*$A$8/1000","v":13.414261838440112},{"$f":"AB9*I9+($A$4-80)*AI9*$A$8/1000","v":13.246266112717596},{"$f":"AC9*K9+($A$4-80)*AJ9*$A$8/1000","v":13.06648467966574},{"$f":"AD9*M9+($A$4-80)*AK9*$A$8/1000","v":12.899227869763241},{"$f":"AE9*O9+($A$4-80)*AL9*$A$8/1000","v":12.718707520891364}]
[null,63,17.637270194986073,16.295844011142059,17.165286908077992,16.103825169027157,16.693303621169914,15.898384401114203,16.246161559888577,15.731626793503965,15.799019498607242,15.550607242339833,15.327036211699165,15.206540643997128,14.855052924791087,14.855052924791087,null,0.96908077994428976,0.94314763231197762,0.91721448467966571,0.89264623955431754,0.86807799442896938,0.84214484679665746,0.81621169916434544,0.92394366197183087,0.9381623071763916,0.95238095238095233,0.96832884097035032,0.98427672955974843,0.99213836477987427,1,0.97916666666666663,0.97916666666666663,0.97916666666666663,0.97916666666666674,0.97916666666666685,0.94791666666666652,0.9166666666666663,16.295844011142059,{"$f":"Z10*E10+($A$4-80)*AG10*$A$8/1000","v":16.103825169027157},{"$f":"AA10*G10+($A$4-80)*AH10*$A$8/1000","v":15.898384401114203},15.731626793503965,15.550607242339833,15.206540643997128,14.855052924791087]
[null,59,16.842350974930362,16.842350974930362,16.395208913649025,16.395208913649025,15.94806685236769,15.94806685236769,15.500924791086351,15.500924791086351,15.053782729805015,15.053782729805015,14.606640668523676,14.606640668523676,14.159498607242339,14.159498607242339,null,0.92540389972144854,0.90083565459610038,0.87626740947075221,0.85169916434540394,0.82713091922005577,0.8025626740947075,0.77799442896935933,1,1,1,1,1,1,1,0.55208333333333304,0.49999999999999989,0.44791666666666674,0.39583333333333343,0.34375000000000011,0.28645833333333337,0.22916666666666657,16.842350974930362,{"$f":"Z11*E11+($A$4-80)*AG11*$A$8/1000","v":16.395208913649025},{"$f":"AA11*G11+($A$4-80)*AH11*$A$8/1000","v":15.94806685236769},{"$f":"AB11*I11+($A$4-80)*AI11*$A$8/1000","v":15.500924791086351},15.053782729805015,14.606640668523676,14.159498607242339]
[1200,71,20.88690807799443,11.66016713091922,20.329247910863508,11.460442707629065,19.771587743732589,11.254596100278549,19.213927576601673,11.081343556981956,18.656267409470754,10.89972144846797,18.123955431754876,10.726325568358906,17.591643454039001,10.544846796657383,null,1.1476323119777161,1.116991643454039,1.0863509749303621,1.0557103064066853,1.0250696378830084,0.99582172701949867,0.96657381615598903,0.55825242718446599,0.5637415982076176,0.56923076923076921,0.57673494983277596,0.58423913043478271,0.59183138077935094,0.59942363112391928,0.98958333333333337,0.98958333333333337,0.98958333333333337,0.98958333333333337,0.98958333333333337,0.98958333333333337,0.98958333333333337,{"$f":"Y12*C12+($A$4-80)*AF12*$A$12/1000","v":11.66016713091922},{"$f":"Z12*E12+($A$4-80)*AG12*$A$12/1000","v":11.460442707629065},{"$f":"AA12*G12+($A$4-80)*AH12*$A$12/1000","v":11.254596100278549},{"$f":"AB12*I12+($A$4-80)*AI12*$A$12/1000","v":11.081343556981956},{"$f":"AC12*K12+($A$4-80)*AJ12*$A$12/1000","v":10.89972144846797},{"$f":"AD12*M12+($A$4-80)*AK12*$A$12/1000","v":10.726325568358906},{"$f":"AE12*O12+($A$4-80)*AL12*$A$12/1000","v":10.544846796657383}]
[null,67,19.213927576601673,14.093593314763233,18.706963788300836,13.895517468109249,18.2,13.688022284122564,17.693036211699162,13.516598074201626,17.186072423398326,13.333147632311976,16.679108635097492,13.162477418125759,16.172144846796655,12.978272980501393,null,1.0557103064066853,1.0278551532033426,1,0.97214484679665736,0.94428969359331472,0.91643454038997219,0.88857938718662954,0.73350923482849606,0.74279918565937342,0.75208913649025078,0.76395017296488943,0.77581120943952808,0.78915952321506189,0.80250783699059569,0.98958333333333337,0.984375,0.97916666666666663,0.984375,0.98958333333333337,0.98958333333333337,0.98958333333333337,{"$f":"Y13*C13+($A$4-80)*AF13*$A$12/1000","v":14.093593314763233},{"$f":"Z13*E13+($A$4-80)*AG13*$A$12/1000","v":13.895517468109249},{"$f":"AA13*G13+($A$4-80)*AH13*$A$12/1000","v":13.688022284122564},{"$f":"AB13*I13+($A$4-80)*AI13*$A$12/1000","v":13.516598074201626},{"$f":"AC13*K13+($A$4-80)*AJ13*$A$12/1000","v":13.333147632311976},{"$f":"AD13*M13+($A$4-80)*AK13*$A$12/1000","v":13.162477418125759},{"$f":"AE13*O13+($A$4-80)*AL13*$A$12/1000","v":12.978272980501393}]
[null,63,17.997214484679667,16.62841225626741,17.515598885793871,16.432474662272611,17.033983286908079,16.222841225626741,16.577715877437328,16.052680401534662,16.121448467966573,15.867966573816155,15.639832869080781,15.516878208160335,15.158217270194985,15.158217270194985,null,0.98885793871866301,0.96239554317548748,0.93593314763231206,0.91086350974930375,0.88579387186629532,0.8593314763231199,0.83286908077994426,0.92394366197183087,0.9381623071763916,0.95238095238095233,0.96832884097035032,0.98427672955974843,0.99213836477987427,1,0.97916666666666663,0.97916666666666663,0.97916666666666663,0.97916666666666674,0.97916666666666685,0.94791666666666652,0.9166666666666663,16.62841225626741,{"$f":"Z14*E14+($A$4-80)*AG14*$A$12/1000","v":16.432474662272611},{"$f":"AA14*G14+($A$4-80)*AH14*$A$12/1000","v":16.222841225626741},16.052680401534662,15.867966573816155,15.516878208160335,15.158217270194985]
[null,59,17.186072423398326,17.186072423398326,16.729805013927574,16.729805013927574,16.273537604456823,16.273537604456823,15.817270194986074,15.817270194986074,15.36100278551532,15.36100278551532,14.904735376044567,14.904735376044567,14.448467966573816,14.448467966573816,null,0.94428969359331472,0.91922005571030641,0.89415041782729809,0.86908077994428978,0.84401114206128136,0.81894150417827294,0.79387186629526463,1,1,1,1,1,1,1,0.55208333333333304,0.49999999999999989,0.44791666666666674,0.39583333333333343,0.34375000000000011,0.28645833333333337,0.22916666666666657,17.186072423398326,{"$f":"Z15*E15+($A$4-80)*AG15*$A$12/1000","v":16.729805013927574},{"$f":"AA15*G15+($A$4-80)*AH15*$A$12/1000","v":16.273537604456823},15.817270194986074,15.36100278551532,14.904735376044567,14.448467966573816]
[1350,71,21.304646239554319,11.893370473537605,20.735832869080781,11.689651561781648,20.167019498607242,11.479688022284122,19.598206128133704,11.302970428121593,19.029392757660165,11.117715877437327,18.486434540389972,10.940852079726083,17.943476323119782,10.755743732590531,null,1.1705849582172703,1.1393314763231199,1.1080779944289694,1.076824512534819,1.0455710306406685,1.0157381615598886,0.98590529247910885,0.55825242718446599,0.5637415982076176,0.56923076923076921,0.57673494983277596,0.58423913043478271,0.59183138077935094,0.59942363112391928,0.98958333333333337,0.98958333333333337,0.98958333333333337,0.98958333333333337,0.98958333333333337,0.98958333333333337,0.98958333333333337,{"$f":"Y16*C16+($A$4-80)*AF16*$A$16/1000","v":11.893370473537605},{"$f":"Z16*E16+($A$4-80)*AG16*$A$16/1000","v":11.689651561781648},{"$f":"AA16*G16+($A$4-80)*AH16*$A$16/1000","v":11.479688022284122},{"$f":"AB16*I16+($A$4-80)*AI16*$A$16/1000","v":11.302970428121593},{"$f":"AC16*K16+($A$4-80)*AJ16*$A$16/1000","v":11.117715877437327},{"$f":"AD16*M16+($A$4-80)*AK16*$A$16/1000","v":10.940852079726083},{"$f":"AE16*O16+($A$4-80)*AL16*$A$16/1000","v":10.755743732590531}]
[null,67,19.598206128133704,14.375465181058496,19.081103064066856,14.173427817471435,18.564,13.961782729805016,18.046896935933148,13.786930035685662,17.529793871866293,13.599810584958217,17.012690807799437,13.42572696648827,16.495587743732589,13.237838440111421,null,1.076824512534819,1.0484122562674096,1.02,0.99158774373259051,0.963175487465181,0.93476323119777138,0.9063509749303621,0.73350923482849606,0.74279918565937342,0.75208913649025078,0.76395017296488943,0.77581120943952808,0.78915952321506189,0.80250783699059569,0.98958333333333337,0.984375,0.97916666666666663,0.984375,0.98958333333333337,0.98958333333333337,0.98958333333333337,{"$f":"Y17*C17+($A$4-80)*AF17*$A$16/1000","v":14.375465181058496},{"$f":"Z17*E17+($A$4-80)*AG17*$A$16/1000","v":14.173427817471435},{"$f":"AA17*G17+($A$4-80)*AH17*$A$16/1000","v":13.961782729805016},{"$f":"AB17*I17+($A$4-80)*AI17*$A$16/1000","v":13.786930035685662},{"$f":"AC17*K17+($A$4-80)*AJ17*$A$16/1000","v":13.599810584958217},{"$f":"AD17*M17+($A$4-80)*AK17*$A$16/1000","v":13.42572696648827},{"$f":"AE17*O17+($A$4-80)*AL17*$A$16/1000","v":13.237838440111421}]
[null,63,18.357158774373261,16.960980501392758,17.86591086350975,16.761124155518065,17.374662952646243,16.547298050139279,16.909270194986071,16.37373400956535,16.443877437325906,16.18532590529248,15.952629526462394,15.827215772323539,15.461381615598885,15.461381615598885,null,1.0086350974930363,0.98164345403899722,0.9546518105849584,0.92908077994428973,0.90350974930362116,0.87651810584958212,0.84952646239554319,0.92394366197183087,0.9381623071763916,0.95238095238095233,0.96832884097035032,0.98427672955974843,0.99213836477987427,1,0.97916666666666663,0.97916666666666663,0.97916666666666663,0.97916666666666674,0.97916666666666685,0.94791666666666652,0.9166666666666663,16.960980501392758,{"$f":"Z18*E18+($A$4-80)*AG18*$A$16/1000","v":16.761124155518065},{"$f":"AA18*G18+($A$4-80)*AH18*$A$16/1000","v":16.547298050139279},16.37373400956535,16.18532590529248,15.827215772323539,15.461381615598885]
[null,59,17.529793871866293,17.529793871866293,17.064401114206127,17.064401114206127,16.599008356545962,16.599008356545962,16.133615598885797,16.133615598885797,15.668222841225628,15.668222841225628,15.202830083565461,15.202830083565461,14.737437325905292,14.737437325905292,null,0.963175487465181,0.93760445682451243,0.9120334261838442,0.88646239554317563,0.86089136490250706,0.83532033426183849,0.80974930362116992,1,1,1,1,1,1,1,0.55208333333333304,0.49999999999999989,0.44791666666666674,0.39583333333333343,0.34375000000000011,0.28645833333333337,0.22916666666666657,17.529793871866293,{"$f":"Z19*E19+($A$4-80)*AG19*$A$16/1000","v":17.064401114206127},{"$f":"AA19*G19+($A$4-80)*AH19*$A$16/1000","v":16.599008356545962},16.133615598885797,15.668222841225628,15.202830083565461,14.737437325905292]

{"sheet":"4TTV80_37","index":49,"n_rows":19,"n_cols":45,"rows_kept":19,"cut":false,"hidden":true,"merged":[[130,0,133,0],[120,12,121,12],[120,13,121,13],[120,14,121,14],[120,15,121,15],[122,0,125,0],[126,0,129,0],[119,12,119,13],[119,14,119,15],[120,4,121,4],[120,5,121,5],[120,6,121,6],[120,7,121,7],[120,8,121,8],[120,9,121,9],[120,10,121,10],[120,11,121,11],[119,0,121,0],[119,1,121,1],[119,4,119,5],[119,6,119,7],[119,8,119,9],[119,10,119,11],[111,0,114,0],[117,0,118,1],[117,4,117,15],[118,4,118,5],[118,6,118,7],[118,8,118,9],[118,10,118,11],[118,12,118,13],[118,14,118,15],[101,12,102,12],[101,13,102,13],[101,14,102,14],[101,15,102,15],[103,0,106,0],[107,0,110,0],[100,12,100,13],[100,14,100,15],[101,4,102,4],[101,5,102,5],[101,6,102,6],[101,7,102,7],[101,8,102,8],[101,9,102,9],[101,10,102,10],[101,11,102,11],[100,0,102,0],[100,1,102,1],[100,4,100,5],[100,6,100,7],[100,8,100,9],[100,10,100,11],[92,0,95,0],[98,0,99,1],[98,4,98,15],[99,4,99,5],[99,6,99,7],[99,8,99,9],[99,10,99,11],[99,12,99,13],[99,14,99,15],[82,12,83,12],[82,13,83,13],[82,14,83,14],[82,15,83,15],[84,0,87,0],[88,0,91,0],[81,12,81,13],[81,14,81,15],[82,4,83,4],[82,5,83,5],[82,6,83,6],[82,7,83,7],[82,8,83,8],[82,9,83,9],[82,10,83,10],[82,11,83,11],[81,0,83,0],[81,1,83,1],[81,4,81,5],[81,6,81,7],[81,8,81,9],[81,10,81,11],[73,0,76,0],[79,0,80,1],[79,4,79,15],[80,4,80,5],[80,6,80,7],[80,8,80,9],[80,10,80,11],[80,12,80,13],[80,14,80,15],[63,12,64,12],[63,13,64,13],[63,14,64,14],[63,15,64,15],[65,0,68,0],[69,0,72,0],[62,12,62,13],[62,14,62,15],[63,4,64,4],[63,5,64,5],[63,6,64,6],[63,7,64,7],[63,8,64,8],[63,9,64,9],[63,10,64,10],[63,11,64,11],[62,0,64,0],[62,1,64,1],[62,4,62,5],[62,6,62,7],[62,8,62,9],[62,10,62,11],[54,0,57,0],[60,0,61,1],[60,4,60,15],[61,4,61,5],[61,6,61,7],[61,8,61,9],[61,10,61,11],[61,12,61,13],[61,14,61,15],[44,12,45,12],[44,13,45,13],[44,14,45,14],[44,15,45,15],[46,0,49,0],[50,0,53,0],[43,12,43,13],[43,14,43,15],[44,4,45,4],[44,5,45,5],[44,6,45,6],[44,7,45,7],[44,8,45,8],[44,9,45,9],[44,10,45,10],[44,11,45,11],[43,0,45,0],[43,1,45,1],[43,4,43,5],[43,6,43,7],[43,8,43,9],[43,10,43,11],[35,0,38,0],[41,0,42,1],[41,4,41,15],[42,4,42,5],[42,6,42,7],[42,8,42,9],[42,10,42,11],[42,12,42,13],[42,14,42,15],[25,12,26,12],[25,13,26,13],[25,14,26,14],[25,15,26,15],[27,0,30,0],[31,0,34,0],[24,12,24,13],[24,14,24,15],[25,4,26,4],[25,5,26,5],[25,6,26,6],[25,7,26,7],[25,8,26,8],[25,9,26,9],[25,10,26,10],[25,11,26,11],[24,0,26,0],[24,1,26,1],[24,4,24,5],[24,6,24,7],[24,8,24,9],[24,10,24,11],[7,0,10,0],[11,0,14,0],[15,0,18,0],[22,4,22,15],[23,4,23,5],[23,6,23,7],[23,8,23,9],[23,10,23,11],[23,12,23,13],[23,14,23,15],[5,10,6,10],[5,11,6,11],[5,12,6,12],[5,13,6,13],[5,14,6,14],[5,15,6,15],[4,10,4,11],[4,12,4,13],[4,14,4,15],[5,2,6,2],[5,3,6,3],[5,4,6,4],[5,5,6,5],[5,6,6,6],[5,7,6,7],[5,8,6,8],[4,0,6,0],[4,1,6,1],[4,2,4,3],[4,4,4,5],[4,6,4,7],[4,8,4,9],[5,9,6,9],[2,0,2,1],[2,2,2,15],[3,2,3,3],[3,4,3,5],[3,6,3,7],[3,8,3,9],[3,10,3,11],[3,12,3,13],[3,14,3,15]]}
[]
["4TTV80_37",18.2]
["Evaporator Air \n",null,"Condenser  Entering Air Temperature ˚F"]
[80,"°F DB",85,null,90,null,95,null,100,null,105,null,110,null,115]
["CFM","EWB†\n˚F","Capacity Mbtuh",null,"Capacity Mbtuh",null,"Capacity Mbtuh",null,"Capacity Mbtuh",null,"Capacity Mbtuh",null,"Capacity Mbtuh",null,"Capacity Mbtuh"]
[null,null,"Total","Sens.","Total","Sens.","Total","Sens.","Total","Sens.","Total","Sens.","Total","Sens.","Total","Sens."]
[null,null,null,null,null,null,null,null,null,null,null,null,null,null,null,null,null,"Total Factors",null,null,null,null,null,null,"Sens. %",null,null,null,null,null,null,"IDB Adj",null,null,null,null,null,null,"Sens Calc"]
[1050,71,{"$f":"R8*$B$2","v":20.850535211267609},{"$f":"IF(AM8>C8,C8,AM8)","v":11.656202816901409},{"$f":"S8*$B$2","v":20.122022535211268},{"$f":"IF(AN8>E8,E8,AN8)","v":11.410853668275962},{"$f":"T8*$B$2","v":19.393509859154928},{"$f":"IF(AO8>G8,G8,AO8)","v":11.153780281690139},{"$f":"U8*$B$2","v":18.639876056338032},{"$f":"IF(AP8>I8,I8,AP8)","v":10.91024706703281},{"$f":"V8*$B$2","v":17.886242253521125},{"$f":"IF(AQ8>K8,K8,AQ8)","v":10.651357746478872},{"$f":"W8*$B$2","v":17.157729577464789},{"$f":"IF(AR8>M8,M8,AR8)","v":10.434479462307985},{"$f":"X8*$B$2","v":16.429216901408452},{"$f":"IF(AS8>O8,O8,AS8)","v":10.199177464788734},null,1.1456338028169015,1.1056056338028171,1.0655774647887324,1.0241690140845072,0.98276056338028162,0.94273239436619716,0.9027042253521127,0.55903614457831319,0.56708283912853474,0.57512953367875641,0.58531757582814226,0.5955056179775281,0.60815036250558363,0.62079510703363916,1,1,1,1,1,1.0052083333333335,1.0104166666666667,{"$f":"Y8*C8+($A$4-80)*AF8*$A$8/1000","v":11.656202816901409},{"$f":"Z8*E8+($A$4-80)*AG8*$A$8/1000","v":11.410853668275962},{"$f":"AA8*G8+($A$4-80)*AH8*$A$8/1000","v":11.153780281690139},{"$f":"AB8*I8+($A$4-80)*AI8*$A$8/1000","v":10.91024706703281},{"$f":"AC8*K8+($A$4-80)*AJ8*$A$8/1000","v":10.651357746478872},{"$f":"AD8*M8+($A$4-80)*AK8*$A$8/1000","v":10.434479462307985},{"$f":"AE8*O8+($A$4-80)*AL8*$A$8/1000","v":10.199177464788734}]
[null,67,{"$f":"R9*$B$2","v":19.192540845070422},14.118073239436619,18.514270422535212,{"$f":"IF(AN9>E9,E9,AN9)","v":13.876282533300238},17.835999999999999,{"$f":"IF(AO9>G9,G9,AO9)","v":13.615650704225352},17.182850704225352,{"$f":"IF(AP9>I9,I9,AP9)","v":13.400328481262161},16.529701408450702,{"$f":"IF(AQ9>K9,K9,AQ9)","v":13.163470422535211},15.85143098591549,{"$f":"IF(AR9>M9,M9,AR9)","v":12.925174950733},15.17316056338028,{"$f":"IF(AS9>O9,O9,AS9)","v":12.661047887323944},null,1.0545352112676056,1.0172676056338028,0.98,0.94411267605633797,0.90822535211267597,0.87095774647887314,0.83369014084507043,0.73560209424083767,0.7494911879654893,0.76338028169014094,0.77986643263838351,0.79635258358662619,0.81539483483967068,0.83443708609271527,1.0000000000000002,1.0000000000000002,1.0000000000000002,1,0.99999999999999978,0.99999999999999989,1,{"$f":"Y9*C9+($A$4-80)*AF9*$A$8/1000","v":14.118073239436619},{"$f":"Z9*E9+($A$4-80)*AG9*$A$8/1000","v":13.876282533300238},{"$f":"AA9*G9+($A$4-80)*AH9*$A$8/1000","v":13.615650704225352},{"$f":"AB9*I9+($A$4-80)*AI9*$A$8/1000","v":13.400328481262161},{"$f":"AC9*K9+($A$4-80)*AJ9*$A$8/1000","v":13.163470422535211},{"$f":"AD9*M9+($A$4-80)*AK9*$A$8/1000","v":12.925174950733},{"$f":"AE9*O9+($A$4-80)*AL9*$A$8/1000","v":12.661047887323944}]
[null,63,17.986726760563378,16.730670422535212,17.358698591549292,16.46589354839929,16.730670422535209,16.178005633802819,16.077521126760562,15.811976483525779,15.424371830985914,15.424371830985914,14.796343661971829,14.796343661971829,14.168315492957747,14.168315492957747,null,0.98828169014084499,0.9537746478873238,0.91926760563380261,0.88338028169014071,0.84749295774647881,0.81298591549295762,0.77847887323943665,0.93016759776536317,0.94856728236616517,0.96696696696696716,0.98348348348348358,1,1,1,0.99999999999999978,1,1.0000000000000002,0.97395833333333326,0.94791666666666641,0.86979166666666641,0.79166666666666641,16.730670422535212,{"$f":"Z10*E10+($A$4-80)*AG10*$A$8/1000","v":16.46589354839929},{"$f":"AA10*G10+($A$4-80)*AH10*$A$8/1000","v":16.178005633802819},15.811976483525779,15.424371830985914,14.796343661971829,14.168315492957747]
[null,59,17.132608450704225,17.132608450704225,16.529701408450702,16.529701408450702,15.926794366197182,15.926794366197182,15.323887323943662,15.323887323943662,14.720980281690139,14.720980281690139,14.118073239436617,14.118073239436617,13.515166197183097,13.515166197183097,null,0.94135211267605634,0.90822535211267597,0.8750985915492957,0.84197183098591555,0.80884507042253517,0.7757183098591548,0.74259154929577464,1,1,1,1,1,1,1,0.53125000000000011,0.46354166666666674,0.39583333333333343,0.32812500000000006,0.26041666666666669,0.18749999999999989,0.11458333333333312,17.132608450704225,{"$f":"Z11*E11+($A$4-80)*AG11*$A$8/1000","v":16.529701408450702},{"$f":"AA11*G11+($A$4-80)*AH11*$A$8/1000","v":15.926794366197182},{"$f":"AB11*I11+($A$4-80)*AI11*$A$8/1000","v":15.323887323943662},14.720980281690139,14.118073239436617,13.515166197183097]
[1200,71,21.27605633802817,11.894084507042253,20.532676056338023,11.643728232934652,19.78929577464789,11.381408450704226,19.020281690140845,11.13290517044164,18.251267605633803,10.868732394366198,17.507887323943663,10.647428022763251,16.764507042253523,10.407323943661973,null,1.1690140845070423,1.1281690140845069,1.0873239436619719,1.0450704225352112,1.0028169014084507,0.96197183098591565,0.92112676056338039,0.55903614457831319,0.56708283912853474,0.57512953367875641,0.58531757582814226,0.5955056179775281,0.60815036250558363,0.62079510703363916,1,1,1,1,1,1.0052083333333335,1.0104166666666667,{"$f":"Y12*C12+($A$4-80)*AF12*$A$12/1000","v":11.894084507042253},{"$f":"Z12*E12+($A$4-80)*AG12*$A$12/1000","v":11.643728232934652},{"$f":"AA12*G12+($A$4-80)*AH12*$A$12/1000","v":11.381408450704226},{"$f":"AB12*I12+($A$4-80)*AI12*$A$12/1000","v":11.13290517044164},{"$f":"AC12*K12+($A$4-80)*AJ12*$A$12/1000","v":10.868732394366198},{"$f":"AD12*M12+($A$4-80)*AK12*$A$12/1000","v":10.647428022763251},{"$f":"AE12*O12+($A$4-80)*AL12*$A$12/1000","v":10.407323943661973}]
[null,67,19.584225352112679,14.406197183098593,18.892112676056335,14.159471972755343,18.2,13.893521126760564,17.533521126760565,13.673804572716492,16.867042253521127,13.43211267605634,16.174929577464788,13.188954031360204,15.48281690140845,12.91943661971831,null,1.0760563380281691,1.0380281690140845,1,0.96338028169014089,0.92676056338028168,0.88873239436619711,0.85070422535211265,0.73560209424083767,0.7494911879654893,0.76338028169014094,0.77986643263838351,0.79635258358662619,0.81539483483967068,0.83443708609271527,1.0000000000000002,1.0000000000000002,1.0000000000000002,1,0.99999999999999978,0.99999999999999989,1,{"$f":"Y13*C13+($A$4-80)*AF13*$A$12/1000","v":14.406197183098593},{"$f":"Z13*E13+($A$4-80)*AG13*$A$12/1000","v":14.159471972755343},{"$f":"AA13*G13+($A$4-80)*AH13*$A$12/1000","v":13.893521126760564},{"$f":"AB13*I13+($A$4-80)*AI13*$A$12/1000","v":13.673804572716492},{"$f":"AC13*K13+($A$4-80)*AJ13*$A$12/1000","v":13.43211267605634},{"$f":"AD13*M13+($A$4-80)*AK13*$A$12/1000","v":13.188954031360204},{"$f":"AE13*O13+($A$4-80)*AL13*$A$12/1000","v":12.91943661971831}]
[null,63,18.353802816901407,17.072112676056339,17.712957746478871,16.801932192244177,17.072112676056335,16.508169014084508,16.405633802816901,16.134669881148756,15.739154929577463,15.739154929577463,15.098309859154929,15.098309859154929,14.457464788732393,14.457464788732393,null,1.0084507042253521,0.97323943661971823,0.93802816901408448,0.90140845070422537,0.86478873239436616,0.8295774647887324,0.79436619718309853,0.93016759776536317,0.94856728236616517,0.96696696696696716,0.98348348348348358,1,1,1,0.99999999999999978,1,1.0000000000000002,0.97395833333333326,0.94791666666666641,0.86979166666666641,0.79166666666666641,17.072112676056339,{"$f":"Z14*E14+($A$4-80)*AG14*$A$12/1000","v":16.801932192244177},{"$f":"AA14*G14+($A$4-80)*AH14*$A$12/1000","v":16.508169014084508},16.134669881148756,15.739154929577463,15.098309859154929,14.457464788732393]
[null,59,17.482253521126761,17.482253521126761,16.867042253521127,16.867042253521127,16.251830985915493,16.251830985915493,15.636619718309857,15.636619718309857,15.021408450704225,15.021408450704225,14.406197183098593,14.406197183098593,13.790985915492957,13.790985915492957,null,0.96056338028169019,0.92676056338028168,0.89295774647887327,0.85915492957746475,0.82535211267605635,0.79154929577464794,0.75774647887323943,1,1,1,1,1,1,1,0.53125000000000011,0.46354166666666674,0.39583333333333343,0.32812500000000006,0.26041666666666669,0.18749999999999989,0.11458333333333312,17.482253521126761,{"$f":"Z15*E15+($A$4-80)*AG15*$A$12/1000","v":16.867042253521127},{"$f":"AA15*G15+($A$4-80)*AH15*$A$12/1000","v":16.251830985915493},15.636619718309857,15.021408450704225,14.406197183098593,13.790985915492957]
[1350,71,21.701577464788731,12.131966197183097,20.943329577464787,11.876602797593348,20.185081690140844,11.609036619718308,19.400687323943661,11.355563273850471,18.616292957746481,11.086107042253522,17.858045070422538,10.860376583218518,17.099797183098595,10.615470422535214,null,1.192394366197183,1.1507323943661971,1.1090704225352113,1.0659718309859154,1.0228732394366198,0.98121126760563393,0.93954929577464807,0.55903614457831319,0.56708283912853474,0.57512953367875641,0.58531757582814226,0.5955056179775281,0.60815036250558363,0.62079510703363916,1,1,1,1,1,1.0052083333333335,1.0104166666666667,{"$f":"Y16*C16+($A$4-80)*AF16*$A$16/1000","v":12.131966197183097},{"$f":"Z16*E16+($A$4-80)*AG16*$A$16/1000","v":11.876602797593348},{"$f":"AA16*G16+($A$4-80)*AH16*$A$16/1000","v":11.609036619718308},{"$f":"AB16*I16+($A$4-80)*AI16*$A$16/1000","v":11.355563273850471},{"$f":"AC16*K16+($A$4-80)*AJ16*$A$16/1000","v":11.086107042253522},{"$f":"AD16*M16+($A$4-80)*AK16*$A$16/1000","v":10.860376583218518},{"$f":"AE16*O16+($A$4-80)*AL16*$A$16/1000","v":10.615470422535214}]
[null,67,19.975909859154932,14.694321126760565,19.269954929577466,14.442661412210452,18.564,14.171391549295777,17.884191549295775,13.947280664170821,17.204383098591549,13.700754929577466,16.498428169014083,13.452733111987408,15.792473239436617,13.177825352112675,null,1.0975774647887326,1.0587887323943663,1.02,0.9826478873239437,0.94529577464788728,0.90650704225352108,0.86771830985915488,0.73560209424083767,0.7494911879654893,0.76338028169014094,0.77986643263838351,0.79635258358662619,0.81539483483967068,0.83443708609271527,1.0000000000000002,1.0000000000000002,1.0000000000000002,1,0.99999999999999978,0.99999999999999989,1,{"$f":"Y17*C17+($A$4-80)*AF17*$A$16/1000","v":14.694321126760565},{"$f":"Z17*E17+($A$4-80)*AG17*$A$16/1000","v":14.442661412210452},{"$f":"AA17*G17+($A$4-80)*AH17*$A$16/1000","v":14.171391549295777},{"$f":"AB17*I17+($A$4-80)*AI17*$A$16/1000","v":13.947280664170821},{"$f":"AC17*K17+($A$4-80)*AJ17*$A$16/1000","v":13.700754929577466},{"$f":"AD17*M17+($A$4-80)*AK17*$A$16/1000","v":13.452733111987408},{"$f":"AE17*O17+($A$4-80)*AL17*$A$16/1000","v":13.177825352112675}]
[null,63,18.720878873239435,17.413554929577465,18.06721690140845,17.13797083608906,17.413554929577465,16.838332394366201,16.73374647887324,16.45736327877173,16.053938028169014,16.053938028169014,15.400276056338027,15.400276056338027,14.746614084507041,14.746614084507041,null,1.0286197183098591,0.99270422535211267,0.95678873239436624,0.91943661971830992,0.8820845070422535,0.84616901408450707,0.81025352112676052,0.93016759776536317,0.94856728236616517,0.96696696696696716,0.98348348348348358,1,1,1,0.99999999999999978,1,1.0000000000000002,0.97395833333333326,0.94791666666666641,0.86979166666666641,0.79166666666666641,17.413554929577465,{"$f":"Z18*E18+($A$4-80)*AG18*$A$16/1000","v":17.13797083608906},{"$f":"AA18*G18+($A$4-80)*AH18*$A$16/1000","v":16.838332394366201},16.45736327877173,16.053938028169014,15.400276056338027,14.746614084507041]
[null,59,17.831898591549297,17.831898591549297,17.204383098591553,17.204383098591553,16.576867605633804,16.576867605633804,15.949352112676058,15.949352112676058,15.32183661971831,15.32183661971831,14.694321126760563,14.694321126760563,14.066805633802817,14.066805633802817,null,0.97977464788732405,0.9452957746478875,0.91081690140845084,0.87633802816901418,0.84185915492957752,0.80738028169014087,0.77290140845070421,1,1,1,1,1,1,1,0.53125000000000011,0.46354166666666674,0.39583333333333343,0.32812500000000006,0.26041666666666669,0.18749999999999989,0.11458333333333312,17.831898591549297,{"$f":"Z19*E19+($A$4-80)*AG19*$A$16/1000","v":17.204383098591553},{"$f":"AA19*G19+($A$4-80)*AH19*$A$16/1000","v":16.576867605633804},15.949352112676058,15.32183661971831,14.694321126760563,14.066805633802817]

{"sheet":"4TTV80_48","index":50,"n_rows":19,"n_cols":45,"rows_kept":19,"cut":false,"hidden":true,"merged":[[130,0,133,0],[120,12,121,12],[120,13,121,13],[120,14,121,14],[120,15,121,15],[122,0,125,0],[126,0,129,0],[119,12,119,13],[119,14,119,15],[120,4,121,4],[120,5,121,5],[120,6,121,6],[120,7,121,7],[120,8,121,8],[120,9,121,9],[120,10,121,10],[120,11,121,11],[119,0,121,0],[119,1,121,1],[119,4,119,5],[119,6,119,7],[119,8,119,9],[119,10,119,11],[111,0,114,0],[117,0,118,1],[117,4,117,15],[118,4,118,5],[118,6,118,7],[118,8,118,9],[118,10,118,11],[118,12,118,13],[118,14,118,15],[101,12,102,12],[101,13,102,13],[101,14,102,14],[101,15,102,15],[103,0,106,0],[107,0,110,0],[100,12,100,13],[100,14,100,15],[101,4,102,4],[101,5,102,5],[101,6,102,6],[101,7,102,7],[101,8,102,8],[101,9,102,9],[101,10,102,10],[101,11,102,11],[100,0,102,0],[100,1,102,1],[100,4,100,5],[100,6,100,7],[100,8,100,9],[100,10,100,11],[92,0,95,0],[98,0,99,1],[98,4,98,15],[99,4,99,5],[99,6,99,7],[99,8,99,9],[99,10,99,11],[99,12,99,13],[99,14,99,15],[82,12,83,12],[82,13,83,13],[82,14,83,14],[82,15,83,15],[84,0,87,0],[88,0,91,0],[81,12,81,13],[81,14,81,15],[82,4,83,4],[82,5,83,5],[82,6,83,6],[82,7,83,7],[82,8,83,8],[82,9,83,9],[82,10,83,10],[82,11,83,11],[81,0,83,0],[81,1,83,1],[81,4,81,5],[81,6,81,7],[81,8,81,9],[81,10,81,11],[73,0,76,0],[79,0,80,1],[79,4,79,15],[80,4,80,5],[80,6,80,7],[80,8,80,9],[80,10,80,11],[80,12,80,13],[80,14,80,15],[63,12,64,12],[63,13,64,13],[63,14,64,14],[63,15,64,15],[65,0,68,0],[69,0,72,0],[62,12,62,13],[62,14,62,15],[63,4,64,4],[63,5,64,5],[63,6,64,6],[63,7,64,7],[63,8,64,8],[63,9,64,9],[63,10,64,10],[63,11,64,11],[62,0,64,0],[62,1,64,1],[62,4,62,5],[62,6,62,7],[62,8,62,9],[62,10,62,11],[54,0,57,0],[60,0,61,1],[60,4,60,15],[61,4,61,5],[61,6,61,7],[61,8,61,9],[61,10,61,11],[61,12,61,13],[61,14,61,15],[44,12,45,12],[44,13,45,13],[44,14,45,14],[44,15,45,15],[46,0,49,0],[50,0,53,0],[43,12,43,13],[43,14,43,15],[44,4,45,4],[44,5,45,5],[44,6,45,6],[44,7,45,7],[44,8,45,8],[44,9,45,9],[44,10,45,10],[44,11,45,11],[43,0,45,0],[43,1,45,1],[43,4,43,5],[43,6,43,7],[43,8,43,9],[43,10,43,11],[35,0,38,0],[41,0,42,1],[41,4,41,15],[42,4,42,5],[42,6,42,7],[42,8,42,9],[42,10,42,11],[42,12,42,13],[42,14,42,15],[25,12,26,12],[25,13,26,13],[25,14,26,14],[25,15,26,15],[27,0,30,0],[31,0,34,0],[24,12,24,13],[24,14,24,15],[25,4,26,4],[25,5,26,5],[25,6,26,6],[25,7,26,7],[25,8,26,8],[25,9,26,9],[25,10,26,10],[25,11,26,11],[24,0,26,0],[24,1,26,1],[24,4,24,5],[24,6,24,7],[24,8,24,9],[24,10,24,11],[7,0,10,0],[11,0,14,0],[15,0,18,0],[22,4,22,15],[23,4,23,5],[23,6,23,7],[23,8,23,9],[23,10,23,11],[23,12,23,13],[23,14,23,15],[5,10,6,10],[5,11,6,11],[5,12,6,12],[5,13,6,13],[5,14,6,14],[5,15,6,15],[4,10,4,11],[4,12,4,13],[4,14,4,15],[5,2,6,2],[5,3,6,3],[5,4,6,4],[5,5,6,5],[5,6,6,6],[5,7,6,7],[5,8,6,8],[4,0,6,0],[4,1,6,1],[4,2,4,3],[4,4,4,5],[4,6,4,7],[4,8,4,9],[5,9,6,9],[2,0,2,1],[2,2,2,15],[3,2,3,3],[3,4,3,5],[3,6,3,7],[3,8,3,9],[3,10,3,11],[3,12,3,13],[3,14,3,15]]}
[]
["4TTV80_48",18.2]
["Evaporator Air \n",null,"Condenser  Entering Air Temperature ˚F"]
[80,"°F DB",85,null,90,null,95,null,100,null,105,null,110,null,115]
["CFM","EWB†\n˚F","Capacity Mbtuh",null,"Capacity Mbtuh",null,"Capacity Mbtuh",null,"Capacity Mbtuh",null,"Capacity Mbtuh",null,"Capacity Mbtuh",null,"Capacity Mbtuh"]
[null,null,"Total","Sens.","Total","Sens.","Total","Sens.","Total","Sens.","Total","Sens.","Total","Sens.","Total","Sens."]
[null,null,null,null,null,null,null,null,null,null,null,null,null,null,null,null,null,"Total Factors",null,null,null,null,null,null,"Sens. %",null,null,null,null,null,null,"IDB Adj",null,null,null,null,null,null,"Sens Calc"]
[1400,71,{"$f":"R8*$B$2","v":20.617081081081079},{"$f":"IF(AM8>C8,C8,AM8)","v":11.606378378378379},{"$f":"S8*$B$2","v":19.986702702702701},{"$f":"IF(AN8>E8,E8,AN8)","v":11.407347625347997},{"$f":"T8*$B$2","v":19.356324324324323},{"$f":"IF(AO8>G8,G8,AO8)","v":11.198486486486486},{"$f":"U8*$B$2","v":18.744486486486487},{"$f":"IF(AP8>I8,I8,AP8)","v":10.98043673396265},{"$f":"V8*$B$2","v":18.132648648648647},{"$f":"IF(AQ8>K8,K8,AQ8)","v":10.753513513513514},{"$f":"W8*$B$2","v":17.520810810810808},{"$f":"IF(AR8>M8,M8,AR8)","v":10.555317335215419},{"$f":"X8*$B$2","v":16.908972972972972},{"$f":"IF(AS8>O8,O8,AS8)","v":10.345621621621619},null,1.1328066528066527,1.0981704781704782,1.0635343035343034,1.0299168399168399,0.99629937629937626,0.96268191268191261,0.92906444906444907,0.56294964028776984,0.57074685079522591,0.57854406130268199,0.58579554803375411,0.59304703476482623,0.60244457001399199,0.61184210526315785,1.03125,1.03125,1.03125,1.02734375,1.0234375,1.02734375,1.03125,{"$f":"Y8*C8+($A$4-80)*AF8*$A$8/1000","v":11.606378378378379},{"$f":"Z8*E8+($A$4-80)*AG8*$A$8/1000","v":11.407347625347997},{"$f":"AA8*G8+($A$4-80)*AH8*$A$8/1000","v":11.198486486486486},{"$f":"AB8*I8+($A$4-80)*AI8*$A$8/1000","v":10.98043673396265},{"$f":"AC8*K8+($A$4-80)*AJ8*$A$8/1000","v":10.753513513513514},{"$f":"AD8*M8+($A$4-80)*AK8*$A$8/1000","v":10.555317335215419},{"$f":"AE8*O8+($A$4-80)*AL8*$A$8/1000","v":10.345621621621619}]
[null,67,{"$f":"R9*$B$2","v":18.985513513513514},14.127891891891892,18.410756756756754,{"$f":"IF(AN9>E9,E9,AN9)","v":13.912018310121612},17.835999999999999,{"$f":"IF(AO9>G9,G9,AO9)","v":13.682918918918917},17.279783783783781,{"$f":"IF(AP9>I9,I9,AP9)","v":13.486381719333595},16.723567567567567,{"$f":"IF(AQ9>K9,K9,AQ9)","v":13.275027027027026},16.148810810810811,{"$f":"IF(AR9>M9,M9,AR9)","v":13.061167050198756},15.574054054054052,{"$f":"IF(AS9>O9,O9,AS9)","v":12.830054054054054},null,1.0431600831600831,1.0115800415800416,0.98,0.94943866943866939,0.91887733887733891,0.88729729729729734,0.85571725571725565,0.744140625,0.75564619607588357,0.76715176715176714,0.78047167071557311,0.79379157427937908,0.80880054904445142,0.82380952380952388,1.0312500000000002,1.03125,1.03125,1.0312499999999998,1.0312499999999996,1.0273437499999998,1.0234375,{"$f":"Y9*C9+($A$4-80)*AF9*$A$8/1000","v":14.127891891891892},{"$f":"Z9*E9+($A$4-80)*AG9*$A$8/1000","v":13.912018310121612},{"$f":"AA9*G9+($A$4-80)*AH9*$A$8/1000","v":13.682918918918917},{"$f":"AB9*I9+($A$4-80)*AI9*$A$8/1000","v":13.486381719333595},{"$f":"AC9*K9+($A$4-80)*AJ9*$A$8/1000","v":13.275027027027026},{"$f":"AD9*M9+($A$4-80)*AK9*$A$8/1000","v":13.061167050198756},{"$f":"AE9*O9+($A$4-80)*AL9*$A$8/1000","v":12.830054054054054}]
[null,63,17.761837837837838,16.686486486486487,17.242702702702701,16.491349033094028,16.723567567567567,16.278594594594594,16.185891891891892,15.970558518607296,15.648216216216216,15.648216216216216,15.110540540540541,15.110540540540541,14.572864864864862,14.572864864864862,null,0.97592515592515594,0.94740124740124743,0.91887733887733891,0.8893347193347193,0.85979209979209981,0.83024948024948031,0.80070686070686059,0.93945720250521925,0.95642483185127913,0.97339246119733913,0.98669623059866951,1,1,1,1.0234375,1.02734375,1.03125,1.01171875,0.99218750000000022,0.921875,0.85156249999999989,16.686486486486487,{"$f":"Z10*E10+($A$4-80)*AG10*$A$8/1000","v":16.491349033094028},{"$f":"AA10*G10+($A$4-80)*AH10*$A$8/1000","v":16.278594594594594},15.970558518607296,15.648216216216216,15.110540540540541,14.572864864864862]
[null,59,16.946054054054056,16.946054054054056,16.44545945945946,16.44545945945946,15.944864864864865,15.944864864864865,15.42572972972973,15.42572972972973,14.906594594594594,14.906594594594594,14.405999999999999,14.405999999999999,13.905405405405403,13.905405405405403,null,0.93110187110187115,0.90359667359667362,0.87609147609147608,0.84756756756756757,0.81904365904365906,0.79153846153846152,0.76403326403326399,1,1,1,1,1,1,1,0.5078125,0.44921875,0.390625,0.33203125,0.2734375,0.21093749999999994,0.14843749999999989,16.946054054054056,{"$f":"Z11*E11+($A$4-80)*AG11*$A$8/1000","v":16.44545945945946},{"$f":"AA11*G11+($A$4-80)*AH11*$A$8/1000","v":15.944864864864865},{"$f":"AB11*I11+($A$4-80)*AI11*$A$8/1000","v":15.42572972972973},14.906594594594594,14.405999999999999,13.905405405405403]
[1600,71,21.037837837837838,11.843243243243244,20.394594594594597,11.640150638110203,19.751351351351349,11.427027027027027,19.127027027027026,11.204527279553723,18.502702702702702,10.972972972972974,17.878378378378375,10.770731974709612,17.254054054054055,10.556756756756757,null,1.155925155925156,1.1205821205821207,1.0852390852390852,1.0509355509355509,1.0166320166320166,0.98232848232848224,0.94802494802494808,0.56294964028776984,0.57074685079522591,0.57854406130268199,0.58579554803375411,0.59304703476482623,0.60244457001399199,0.61184210526315785,1.03125,1.03125,1.03125,1.02734375,1.0234375,1.02734375,1.03125,{"$f":"Y12*C12+($A$4-80)*AF12*$A$12/1000","v":11.843243243243244},{"$f":"Z12*E12+($A$4-80)*AG12*$A$12/1000","v":11.640150638110203},{"$f":"AA12*G12+($A$4-80)*AH12*$A$12/1000","v":11.427027027027027},{"$f":"AB12*I12+($A$4-80)*AI12*$A$12/1000","v":11.204527279553723},{"$f":"AC12*K12+($A$4-80)*AJ12*$A$12/1000","v":10.972972972972974},{"$f":"AD12*M12+($A$4-80)*AK12*$A$12/1000","v":10.770731974709612},{"$f":"AE12*O12+($A$4-80)*AL12*$A$12/1000","v":10.556756756756757}]
[null,67,19.372972972972974,14.416216216216217,18.786486486486485,14.195937051144503,18.2,13.962162162162162,17.632432432432434,13.761613999319998,17.064864864864862,13.545945945945943,16.478378378378377,13.327721479794649,15.891891891891889,13.091891891891891,null,1.0644490644490645,1.0322245322245323,1,0.96881496881496887,0.93762993762993763,0.90540540540540537,0.87318087318087312,0.744140625,0.75564619607588357,0.76715176715176714,0.78047167071557311,0.79379157427937908,0.80880054904445142,0.82380952380952388,1.0312500000000002,1.03125,1.03125,1.0312499999999998,1.0312499999999996,1.0273437499999998,1.0234375,{"$f":"Y13*C13+($A$4-80)*AF13*$A$12/1000","v":14.416216216216217},{"$f":"Z13*E13+($A$4-80)*AG13*$A$12/1000","v":14.195937051144503},{"$f":"AA13*G13+($A$4-80)*AH13*$A$12/1000","v":13.962162162162162},{"$f":"AB13*I13+($A$4-80)*AI13*$A$12/1000","v":13.761613999319998},{"$f":"AC13*K13+($A$4-80)*AJ13*$A$12/1000","v":13.545945945945943},{"$f":"AD13*M13+($A$4-80)*AK13*$A$12/1000","v":13.327721479794649},{"$f":"AE13*O13+($A$4-80)*AL13*$A$12/1000","v":13.091891891891891}]
[null,63,18.12432432432432,17.027027027027025,17.594594594594593,16.827907176626557,17.064864864864862,16.610810810810808,16.516216216216218,16.296488284293162,15.967567567567567,15.967567567567567,15.418918918918918,15.418918918918918,14.870270270270268,14.870270270270268,null,0.99584199584199573,0.96673596673596673,0.93762993762993763,0.90748440748440762,0.87733887733887739,0.84719334719334716,0.81704781704781693,0.93945720250521925,0.95642483185127913,0.97339246119733913,0.98669623059866951,1,1,1,1.0234375,1.02734375,1.03125,1.01171875,0.99218750000000022,0.921875,0.85156249999999989,17.027027027027025,{"$f":"Z14*E14+($A$4-80)*AG14*$A$12/1000","v":16.827907176626557},{"$f":"AA14*G14+($A$4-80)*AH14*$A$12/1000","v":16.610810810810808},16.296488284293162,15.967567567567567,15.418918918918918,14.870270270270268]
[null,59,17.29189189189189,17.29189189189189,16.78108108108108,16.78108108108108,16.27027027027027,16.27027027027027,15.740540540540541,15.740540540540541,15.210810810810811,15.210810810810811,14.7,14.7,14.189189189189188,14.189189189189188,null,0.9501039501039501,0.92203742203742201,0.89397089397089391,0.86486486486486491,0.83575883575883581,0.80769230769230771,0.77962577962577961,1,1,1,1,1,1,1,0.5078125,0.44921875,0.390625,0.33203125,0.2734375,0.21093749999999994,0.14843749999999989,17.29189189189189,{"$f":"Z15*E15+($A$4-80)*AG15*$A$12/1000","v":16.78108108108108},{"$f":"AA15*G15+($A$4-80)*AH15*$A$12/1000","v":16.27027027027027},15.740540540540541,15.210810810810811,14.7,14.189189189189188]
[1800,71,21.458594594594594,12.080108108108108,20.80248648648649,11.872953650872407,20.14637837837838,11.655567567567568,19.509567567567569,11.4286178251448,18.872756756756754,11.192432432432431,18.235945945945943,10.986146614203804,17.599135135135135,10.767891891891891,null,1.179043659043659,1.1429937629937632,1.1069438669438671,1.0719542619542621,1.0369646569646569,1.0019750519750519,0.96698544698544697,0.56294964028776984,0.57074685079522591,0.57854406130268199,0.58579554803375411,0.59304703476482623,0.60244457001399199,0.61184210526315785,1.03125,1.03125,1.03125,1.02734375,1.0234375,1.02734375,1.03125,{"$f":"Y16*C16+($A$4-80)*AF16*$A$16/1000","v":12.080108108108108},{"$f":"Z16*E16+($A$4-80)*AG16*$A$16/1000","v":11.872953650872407},{"$f":"AA16*G16+($A$4-80)*AH16*$A$16/1000","v":11.655567567567568},{"$f":"AB16*I16+($A$4-80)*AI16*$A$16/1000","v":11.4286178251448},{"$f":"AC16*K16+($A$4-80)*AJ16*$A$16/1000","v":11.192432432432431},{"$f":"AD16*M16+($A$4-80)*AK16*$A$16/1000","v":10.986146614203804},{"$f":"AE16*O16+($A$4-80)*AL16*$A$16/1000","v":10.767891891891891}]
[null,67,19.760432432432435,14.704540540540542,19.162216216216216,14.479855792167394,18.564,14.241405405405406,17.985081081081081,14.036846279306397,17.406162162162161,13.816864864864863,16.807945945945946,13.594275909390543,16.20972972972973,13.353729729729732,null,1.0857380457380459,1.052869022869023,1.02,0.98819126819126824,0.95638253638253645,0.92351351351351363,0.89064449064449069,0.744140625,0.75564619607588357,0.76715176715176714,0.78047167071557311,0.79379157427937908,0.80880054904445142,0.82380952380952388,1.0312500000000002,1.03125,1.03125,1.0312499999999998,1.0312499999999996,1.0273437499999998,1.0234375,{"$f":"Y17*C17+($A$4-80)*AF17*$A$16/1000","v":14.704540540540542},{"$f":"Z17*E17+($A$4-80)*AG17*$A$16/1000","v":14.479855792167394},{"$f":"AA17*G17+($A$4-80)*AH17*$A$16/1000","v":14.241405405405406},{"$f":"AB17*I17+($A$4-80)*AI17*$A$16/1000","v":14.036846279306397},{"$f":"AC17*K17+($A$4-80)*AJ17*$A$16/1000","v":13.816864864864863},{"$f":"AD17*M17+($A$4-80)*AK17*$A$16/1000","v":13.594275909390543},{"$f":"AE17*O17+($A$4-80)*AL17*$A$16/1000","v":13.353729729729732}]
[null,63,18.486810810810809,17.367567567567566,17.946486486486485,17.164465320159088,17.406162162162161,16.943027027027025,16.846540540540541,16.622418049979025,16.286918918918921,16.286918918918921,15.727297297297296,15.727297297297296,15.167675675675675,15.167675675675675,null,1.0157588357588356,0.98607068607068604,0.95638253638253645,0.92563409563409571,0.89488565488565497,0.86413721413721412,0.83338877338877337,0.93945720250521925,0.95642483185127913,0.97339246119733913,0.98669623059866951,1,1,1,1.0234375,1.02734375,1.03125,1.01171875,0.99218750000000022,0.921875,0.85156249999999989,17.367567567567566,{"$f":"Z18*E18+($A$4-80)*AG18*$A$16/1000","v":17.164465320159088},{"$f":"AA18*G18+($A$4-80)*AH18*$A$16/1000","v":16.943027027027025},16.622418049979025,16.286918918918921,15.727297297297296,15.167675675675675]
[null,59,17.637729729729731,17.637729729729731,17.116702702702703,17.116702702702703,16.595675675675675,16.595675675675675,16.055351351351351,16.055351351351351,15.515027027027028,15.515027027027028,14.994,14.994,14.472972972972972,14.472972972972972,null,0.96910602910602917,0.94047817047817051,0.91185031185031185,0.88216216216216214,0.85247401247401255,0.82384615384615389,0.79521829521829523,1,1,1,1,1,1,1,0.5078125,0.44921875,0.390625,0.33203125,0.2734375,0.21093749999999994,0.14843749999999989,17.637729729729731,{"$f":"Z19*E19+($A$4-80)*AG19*$A$16/1000","v":17.116702702702703},{"$f":"AA19*G19+($A$4-80)*AH19*$A$16/1000","v":16.595675675675675},16.055351351351351,15.515027027027028,14.994,14.472972972972972]

{"sheet":"4TTV80_60","index":51,"n_rows":19,"n_cols":45,"rows_kept":19,"cut":false,"hidden":true,"merged":[[130,0,133,0],[120,12,121,12],[120,13,121,13],[120,14,121,14],[120,15,121,15],[122,0,125,0],[126,0,129,0],[119,12,119,13],[119,14,119,15],[120,4,121,4],[120,5,121,5],[120,6,121,6],[120,7,121,7],[120,8,121,8],[120,9,121,9],[120,10,121,10],[120,11,121,11],[119,0,121,0],[119,1,121,1],[119,4,119,5],[119,6,119,7],[119,8,119,9],[119,10,119,11],[111,0,114,0],[117,0,118,1],[117,4,117,15],[118,4,118,5],[118,6,118,7],[118,8,118,9],[118,10,118,11],[118,12,118,13],[118,14,118,15],[101,12,102,12],[101,13,102,13],[101,14,102,14],[101,15,102,15],[103,0,106,0],[107,0,110,0],[100,12,100,13],[100,14,100,15],[101,4,102,4],[101,5,102,5],[101,6,102,6],[101,7,102,7],[101,8,102,8],[101,9,102,9],[101,10,102,10],[101,11,102,11],[100,0,102,0],[100,1,102,1],[100,4,100,5],[100,6,100,7],[100,8,100,9],[100,10,100,11],[92,0,95,0],[98,0,99,1],[98,4,98,15],[99,4,99,5],[99,6,99,7],[99,8,99,9],[99,10,99,11],[99,12,99,13],[99,14,99,15],[82,12,83,12],[82,13,83,13],[82,14,83,14],[82,15,83,15],[84,0,87,0],[88,0,91,0],[81,12,81,13],[81,14,81,15],[82,4,83,4],[82,5,83,5],[82,6,83,6],[82,7,83,7],[82,8,83,8],[82,9,83,9],[82,10,83,10],[82,11,83,11],[81,0,83,0],[81,1,83,1],[81,4,81,5],[81,6,81,7],[81,8,81,9],[81,10,81,11],[73,0,76,0],[79,0,80,1],[79,4,79,15],[80,4,80,5],[80,6,80,7],[80,8,80,9],[80,10,80,11],[80,12,80,13],[80,14,80,15],[63,12,64,12],[63,13,64,13],[63,14,64,14],[63,15,64,15],[65,0,68,0],[69,0,72,0],[62,12,62,13],[62,14,62,15],[63,4,64,4],[63,5,64,5],[63,6,64,6],[63,7,64,7],[63,8,64,8],[63,9,64,9],[63,10,64,10],[63,11,64,11],[62,0,64,0],[62,1,64,1],[62,4,62,5],[62,6,62,7],[62,8,62,9],[62,10,62,11],[54,0,57,0],[60,0,61,1],[60,4,60,15],[61,4,61,5],[61,6,61,7],[61,8,61,9],[61,10,61,11],[61,12,61,13],[61,14,61,15],[44,12,45,12],[44,13,45,13],[44,14,45,14],[44,15,45,15],[46,0,49,0],[50,0,53,0],[43,12,43,13],[43,14,43,15],[44,4,45,4],[44,5,45,5],[44,6,45,6],[44,7,45,7],[44,8,45,8],[44,9,45,9],[44,10,45,10],[44,11,45,11],[43,0,45,0],[43,1,45,1],[43,4,43,5],[43,6,43,7],[43,8,43,9],[43,10,43,11],[35,0,38,0],[41,0,42,1],[41,4,41,15],[42,4,42,5],[42,6,42,7],[42,8,42,9],[42,10,42,11],[42,12,42,13],[42,14,42,15],[25,12,26,12],[25,13,26,13],[25,14,26,14],[25,15,26,15],[27,0,30,0],[31,0,34,0],[24,12,24,13],[24,14,24,15],[25,4,26,4],[25,5,26,5],[25,6,26,6],[25,7,26,7],[25,8,26,8],[25,9,26,9],[25,10,26,10],[25,11,26,11],[24,0,26,0],[24,1,26,1],[24,4,24,5],[24,6,24,7],[24,8,24,9],[24,10,24,11],[7,0,10,0],[11,0,14,0],[15,0,18,0],[22,4,22,15],[23,4,23,5],[23,6,23,7],[23,8,23,9],[23,10,23,11],[23,12,23,13],[23,14,23,15],[5,10,6,10],[5,11,6,11],[5,12,6,12],[5,13,6,13],[5,14,6,14],[5,15,6,15],[4,10,4,11],[4,12,4,13],[4,14,4,15],[5,2,6,2],[5,3,6,3],[5,4,6,4],[5,5,6,5],[5,6,6,6],[5,7,6,7],[5,8,6,8],[4,0,6,0],[4,1,6,1],[4,2,4,3],[4,4,4,5],[4,6,4,7],[4,8,4,9],[5,9,6,9],[2,0,2,1],[2,2,2,15],[3,2,3,3],[3,4,3,5],[3,6,3,7],[3,8,3,9],[3,10,3,11],[3,12,3,13],[3,14,3,15]]}
[]
["4TTV80_60",18.2]
["Evaporator Air \n",null,"Condenser  Entering Air Temperature ˚F"]
[80,"°F DB",85,null,90,null,95,null,100,null,105,null,110,null,115]
["CFM","EWB†\n˚F","Capacity Mbtuh",null,"Capacity Mbtuh",null,"Capacity Mbtuh",null,"Capacity Mbtuh",null,"Capacity Mbtuh",null,"Capacity Mbtuh",null,"Capacity Mbtuh"]
[null,null,"Total","Sens.","Total","Sens.","Total","Sens.","Total","Sens.","Total","Sens.","Total","Sens.","Total","Sens."]
[null,null,null,null,null,null,null,null,null,null,null,null,null,null,null,null,null,"Total Factors",null,null,null,null,null,null,"Sens. %",null,null,null,null,null,null,"IDB Adj",null,null,null,null,null,null,"Sens Calc"]
[1475,71,{"$f":"R8*$B$2","v":20.416253164556963},{"$f":"IF(AM8>C8,C8,AM8)","v":11.159594936708862},{"$f":"S8*$B$2","v":19.884075949367091},{"$f":"IF(AN8>E8,E8,AN8)","v":10.968753649889017},{"$f":"T8*$B$2","v":19.351898734177212},{"$f":"IF(AO8>G8,G8,AO8)","v":10.772556962025314},{"$f":"U8*$B$2","v":18.803594936708862},{"$f":"IF(AP8>I8,I8,AP8)","v":10.582393025599739},{"$f":"V8*$B$2","v":18.255291139240509},{"$f":"IF(AQ8>K8,K8,AQ8)","v":10.385518987341774},{"$f":"W8*$B$2","v":17.723113924050633},{"$f":"IF(AR8>M8,M8,AR8)","v":10.212007507879347},{"$f":"X8*$B$2","v":17.190936708860757},{"$f":"IF(AS8>O8,O8,AS8)","v":10.030734177215189},null,1.1217721518987342,1.0925316455696203,1.0632911392405062,1.0331645569620254,1.0030379746835445,0.97379746835443037,0.94455696202531636,0.54660347551342814,0.55163507109004739,0.55666666666666664,0.56278563015312133,0.56890459363957602,0.57619713734511635,0.58348968105065668,1.0342261904761907,1.0305059523809523,1.026785714285714,1.0267857142857144,1.0267857142857146,1.0267857142857144,1.0267857142857142,{"$f":"Y8*C8+($A$4-80)*AF8*$A$8/1000","v":11.159594936708862},{"$f":"Z8*E8+($A$4-80)*AG8*$A$8/1000","v":10.968753649889017},{"$f":"AA8*G8+($A$4-80)*AH8*$A$8/1000","v":10.772556962025314},{"$f":"AB8*I8+($A$4-80)*AI8*$A$8/1000","v":10.582393025599739},{"$f":"AC8*K8+($A$4-80)*AJ8*$A$8/1000","v":10.385518987341774},{"$f":"AD8*M8+($A$4-80)*AK8*$A$8/1000","v":10.212007507879347},{"$f":"AE8*O8+($A$4-80)*AL8*$A$8/1000","v":10.030734177215189}]
[null,67,{"$f":"R9*$B$2","v":18.835848101265821},13.449569620253163,18.335924050632912,{"$f":"IF(AN9>E9,E9,AN9)","v":13.26063188717781},17.835999999999999,{"$f":"IF(AO9>G9,G9,AO9)","v":13.062531645569619},17.336075949367089,{"$f":"IF(AP9>I9,I9,AP9)","v":12.874138046142768},16.836151898734176,{"$f":"IF(AQ9>K9,K9,AQ9)","v":12.675493670886073},16.336227848101267,{"$f":"IF(AR9>M9,M9,AR9)","v":12.487747269118541},15.836303797468355,{"$f":"IF(AS9>O9,O9,AS9)","v":12.288455696202533},null,1.0349367088607595,1.0074683544303797,0.98,0.95253164556962022,0.92506329113924057,0.89759493670886081,0.87012658227848105,0.71404109589041098,0.72320499640813496,0.73236889692585894,0.74262123007212488,0.75287356321839072,0.76442048833017295,0.77596741344195519,1.0267857142857146,1.0267857142857144,1.0267857142857142,1.026785714285714,1.026785714285714,1.026785714285714,1.0267857142857142,{"$f":"Y9*C9+($A$4-80)*AF9*$A$8/1000","v":13.449569620253163},{"$f":"Z9*E9+($A$4-80)*AG9*$A$8/1000","v":13.26063188717781},{"$f":"AA9*G9+($A$4-80)*AH9*$A$8/1000","v":13.062531645569619},{"$f":"AB9*I9+($A$4-80)*AI9*$A$8/1000","v":12.874138046142768},{"$f":"AC9*K9+($A$4-80)*AJ9*$A$8/1000","v":12.675493670886073},{"$f":"AD9*M9+($A$4-80)*AK9*$A$8/1000","v":12.487747269118541},{"$f":"AE9*O9+($A$4-80)*AL9*$A$8/1000","v":12.288455696202533}]
[null,63,17.610227848101268,15.804050632911395,17.142556962025317,15.616875343796162,16.67488607594937,15.417012658227849,16.223341772151898,15.229905698948842,15.77179746835443,15.029974683544303,15.30412658227848,14.84440406375596,14.836455696202531,14.642936708860759,null,0.96759493670886088,0.94189873417721526,0.91620253164556975,0.89139240506329109,0.86658227848101266,0.84088607594936704,0.81518987341772153,0.89743589743589747,0.91100034717055989,0.92456479690522231,0.93876501603952323,0.95296523517382414,0.96996087845647727,0.9869565217391304,1.026785714285714,1.026785714285714,1.026785714285714,1.0267857142857144,1.0267857142857146,1.0267857142857144,1.026785714285714,15.804050632911395,{"$f":"Z10*E10+($A$4-80)*AG10*$A$8/1000","v":15.616875343796162},{"$f":"AA10*G10+($A$4-80)*AH10*$A$8/1000","v":15.417012658227849},15.229905698948842,15.029974683544303,14.84440406375596,14.642936708860759]
[null,59,16.803898734177213,16.803898734177213,16.352354430379744,16.352354430379744,15.900810126582277,15.900810126582277,15.465392405063291,15.465392405063291,15.029974683544303,15.029974683544303,14.594556962025317,14.594556962025317,14.159139240506327,14.159139240506327,null,0.92329113924050632,0.89848101265822777,0.87367088607594934,0.84974683544303797,0.82582278481012661,0.80189873417721524,0.77797468354430377,1,1,1,1,1,1,1,0.68452380952380976,0.62499999999999989,0.56547619047619002,0.51339285714285698,0.46130952380952406,0.40550595238095233,0.3497023809523806,16.803898734177213,{"$f":"Z11*E11+($A$4-80)*AG11*$A$8/1000","v":16.352354430379744},{"$f":"AA11*G11+($A$4-80)*AH11*$A$8/1000","v":15.900810126582277},{"$f":"AB11*I11+($A$4-80)*AI11*$A$8/1000","v":15.465392405063291},15.029974683544303,14.594556962025317,14.159139240506327]
[1680,71,20.832911392405062,11.387341772151899,20.28987341772152,11.192605765192873,19.746835443037973,10.992405063291137,19.187341772151896,10.798360230203812,18.627848101265823,10.597468354430381,18.08481012658228,10.42041582436668,17.541772151898734,10.235443037974683,null,1.1446654611211573,1.1148282097649187,1.0849909584086799,1.0542495479204339,1.0235081374321882,0.99367088607594944,0.96383363471971062,0.54660347551342814,0.55163507109004739,0.55666666666666664,0.56278563015312133,0.56890459363957602,0.57619713734511635,0.58348968105065668,1.0342261904761907,1.0305059523809523,1.026785714285714,1.0267857142857144,1.0267857142857146,1.0267857142857144,1.0267857142857142,{"$f":"Y12*C12+($A$4-80)*AF12*$A$12/1000","v":11.387341772151899},{"$f":"Z12*E12+($A$4-80)*AG12*$A$12/1000","v":11.192605765192873},{"$f":"AA12*G12+($A$4-80)*AH12*$A$12/1000","v":10.992405063291137},{"$f":"AB12*I12+($A$4-80)*AI12*$A$12/1000","v":10.798360230203812},{"$f":"AC12*K12+($A$4-80)*AJ12*$A$12/1000","v":10.597468354430381},{"$f":"AD12*M12+($A$4-80)*AK12*$A$12/1000","v":10.42041582436668},{"$f":"AE12*O12+($A$4-80)*AL12*$A$12/1000","v":10.235443037974683}]
[null,67,19.220253164556961,13.724050632911393,18.710126582278477,13.531257027732456,18.2,13.329113924050633,17.689873417721518,13.136875557288537,17.179746835443037,12.934177215189871,16.66962025316456,12.742599254202593,16.159493670886079,12.539240506329115,null,1.0560578661844484,1.0280289330922241,1,0.97197106690777579,0.94394213381555159,0.91591320072332749,0.88788426763110317,0.71404109589041098,0.72320499640813496,0.73236889692585894,0.74262123007212488,0.75287356321839072,0.76442048833017295,0.77596741344195519,1.0267857142857146,1.0267857142857144,1.0267857142857142,1.026785714285714,1.026785714285714,1.026785714285714,1.0267857142857142,{"$f":"Y13*C13+($A$4-80)*AF13*$A$12/1000","v":13.724050632911393},{"$f":"Z13*E13+($A$4-80)*AG13*$A$12/1000","v":13.531257027732456},{"$f":"AA13*G13+($A$4-80)*AH13*$A$12/1000","v":13.329113924050633},{"$f":"AB13*I13+($A$4-80)*AI13*$A$12/1000","v":13.136875557288537},{"$f":"AC13*K13+($A$4-80)*AJ13*$A$12/1000","v":12.934177215189871},{"$f":"AD13*M13+($A$4-80)*AK13*$A$12/1000","v":12.742599254202593},{"$f":"AE13*O13+($A$4-80)*AL13*$A$12/1000","v":12.539240506329115}]
[null,63,17.969620253164557,16.126582278481013,17.492405063291141,15.935587085506288,17.015189873417722,15.731645569620252,16.554430379746837,15.54072010096821,16.093670886075948,15.336708860759492,15.616455696202532,15.147351085465267,15.139240506329115,14.941772151898734,null,0.98734177215189878,0.96112115732368908,0.93490054249547927,0.90958408679927671,0.88426763110307416,0.85804701627486446,0.83182640144665465,0.89743589743589747,0.91100034717055989,0.92456479690522231,0.93876501603952323,0.95296523517382414,0.96996087845647727,0.9869565217391304,1.026785714285714,1.026785714285714,1.026785714285714,1.0267857142857144,1.0267857142857146,1.0267857142857144,1.026785714285714,16.126582278481013,{"$f":"Z14*E14+($A$4-80)*AG14*$A$12/1000","v":15.935587085506288},{"$f":"AA14*G14+($A$4-80)*AH14*$A$12/1000","v":15.731645569620252},15.54072010096821,15.336708860759492,15.147351085465267,14.941772151898734]
[null,59,17.146835443037975,17.146835443037975,16.68607594936709,16.68607594936709,16.225316455696202,16.225316455696202,15.78101265822785,15.78101265822785,15.336708860759494,15.336708860759494,14.89240506329114,14.89240506329114,14.448101265822785,14.448101265822785,null,0.94213381555153719,0.91681735985533463,0.89150090415913197,0.86708860759493678,0.84267631103074148,0.81826401446654617,0.79385171790235087,1,1,1,1,1,1,1,0.68452380952380976,0.62499999999999989,0.56547619047619002,0.51339285714285698,0.46130952380952406,0.40550595238095233,0.3497023809523806,17.146835443037975,{"$f":"Z15*E15+($A$4-80)*AG15*$A$12/1000","v":16.68607594936709},{"$f":"AA15*G15+($A$4-80)*AH15*$A$12/1000","v":16.225316455696202},15.78101265822785,15.336708860759494,14.89240506329114,14.448101265822785]
[1900,71,21.249569620253165,11.615088607594938,20.695670886075948,11.416457880496729,20.141772151898735,11.212253164556962,19.571088607594938,11.014327434807891,19.00040506329114,10.809417721518988,18.446506329113923,10.628824140854013,17.89260759493671,10.440151898734179,null,1.1675587703435806,1.1371247739602171,1.1066907775768535,1.0753345388788427,1.0439783001808318,1.0135443037974683,0.98311030741410488,0.54660347551342814,0.55163507109004739,0.55666666666666664,0.56278563015312133,0.56890459363957602,0.57619713734511635,0.58348968105065668,1.0342261904761907,1.0305059523809523,1.026785714285714,1.0267857142857144,1.0267857142857146,1.0267857142857144,1.0267857142857142,{"$f":"Y16*C16+($A$4-80)*AF16*$A$16/1000","v":11.615088607594938},{"$f":"Z16*E16+($A$4-80)*AG16*$A$16/1000","v":11.416457880496729},{"$f":"AA16*G16+($A$4-80)*AH16*$A$16/1000","v":11.212253164556962},{"$f":"AB16*I16+($A$4-80)*AI16*$A$16/1000","v":11.014327434807891},{"$f":"AC16*K16+($A$4-80)*AJ16*$A$16/1000","v":10.809417721518988},{"$f":"AD16*M16+($A$4-80)*AK16*$A$16/1000","v":10.628824140854013},{"$f":"AE16*O16+($A$4-80)*AL16*$A$16/1000","v":10.440151898734179}]
[null,67,19.604658227848102,13.998531645569621,19.084329113924049,13.801882168287108,18.564,13.595696202531645,18.043670886075951,13.399613068434309,17.523341772151902,13.192860759493671,17.003012658227849,12.997451239286644,16.482683544303796,12.790025316455695,null,1.0771790235081375,1.0485895117540687,1.02,0.99141048824593137,0.96282097649186271,0.93423146473779395,0.90564195298372518,0.71404109589041098,0.72320499640813496,0.73236889692585894,0.74262123007212488,0.75287356321839072,0.76442048833017295,0.77596741344195519,1.0267857142857146,1.0267857142857144,1.0267857142857142,1.026785714285714,1.026785714285714,1.026785714285714,1.0267857142857142,{"$f":"Y17*C17+($A$4-80)*AF17*$A$16/1000","v":13.998531645569621},{"$f":"Z17*E17+($A$4-80)*AG17*$A$16/1000","v":13.801882168287108},{"$f":"AA17*G17+($A$4-80)*AH17*$A$16/1000","v":13.595696202531645},{"$f":"AB17*I17+($A$4-80)*AI17*$A$16/1000","v":13.399613068434309},{"$f":"AC17*K17+($A$4-80)*AJ17*$A$16/1000","v":13.192860759493671},{"$f":"AD17*M17+($A$4-80)*AK17*$A$16/1000","v":12.997451239286644},{"$f":"AE17*O17+($A$4-80)*AL17*$A$16/1000","v":12.790025316455695}]
[null,63,18.32901265822785,16.449113924050636,17.842253164556961,16.254298827216413,17.355493670886077,16.046278481012656,16.885518987341772,15.851534502987572,16.415544303797468,15.643443037974682,15.928784810126583,15.450298107174572,15.442025316455696,15.240607594936709,null,1.0070886075949368,0.98034358047016279,0.9535985533453889,0.92777576853526222,0.90195298372513566,0.87520795660036177,0.84846292947558777,0.89743589743589747,0.91100034717055989,0.92456479690522231,0.93876501603952323,0.95296523517382414,0.96996087845647727,0.9869565217391304,1.026785714285714,1.026785714285714,1.026785714285714,1.0267857142857144,1.0267857142857146,1.0267857142857144,1.026785714285714,16.449113924050636,{"$f":"Z18*E18+($A$4-80)*AG18*$A$16/1000","v":16.254298827216413},{"$f":"AA18*G18+($A$4-80)*AH18*$A$16/1000","v":16.046278481012656},15.851534502987572,15.643443037974682,15.450298107174572,15.240607594936709]
[null,59,17.489772151898737,17.489772151898737,17.01979746835443,17.01979746835443,16.549822784810129,16.549822784810129,16.096632911392408,16.096632911392408,15.643443037974684,15.643443037974684,15.190253164556962,15.190253164556962,14.73706329113924,14.73706329113924,null,0.96097649186256795,0.93515370705244127,0.90933092224231471,0.88443037974683558,0.85952983725135634,0.8346292947558771,0.80972875226039787,1,1,1,1,1,1,1,0.68452380952380976,0.62499999999999989,0.56547619047619002,0.51339285714285698,0.46130952380952406,0.40550595238095233,0.3497023809523806,17.489772151898737,{"$f":"Z19*E19+($A$4-80)*AG19*$A$16/1000","v":17.01979746835443},{"$f":"AA19*G19+($A$4-80)*AH19*$A$16/1000","v":16.549822784810129},16.096632911392408,15.643443037974684,15.190253164556962,14.73706329113924]

{"sheet":"4TTX60_18","index":52,"n_rows":19,"n_cols":45,"rows_kept":19,"cut":false,"hidden":true,"merged":[[130,0,133,0],[120,12,121,12],[120,13,121,13],[120,14,121,14],[120,15,121,15],[122,0,125,0],[126,0,129,0],[119,12,119,13],[119,14,119,15],[120,4,121,4],[120,5,121,5],[120,6,121,6],[120,7,121,7],[120,8,121,8],[120,9,121,9],[120,10,121,10],[120,11,121,11],[119,0,121,0],[119,1,121,1],[119,4,119,5],[119,6,119,7],[119,8,119,9],[119,10,119,11],[111,0,114,0],[117,0,118,1],[117,4,117,15],[118,4,118,5],[118,6,118,7],[118,8,118,9],[118,10,118,11],[118,12,118,13],[118,14,118,15],[101,12,102,12],[101,13,102,13],[101,14,102,14],[101,15,102,15],[103,0,106,0],[107,0,110,0],[100,12,100,13],[100,14,100,15],[101,4,102,4],[101,5,102,5],[101,6,102,6],[101,7,102,7],[101,8,102,8],[101,9,102,9],[101,10,102,10],[101,11,102,11],[100,0,102,0],[100,1,102,1],[100,4,100,5],[100,6,100,7],[100,8,100,9],[100,10,100,11],[92,0,95,0],[98,0,99,1],[98,4,98,15],[99,4,99,5],[99,6,99,7],[99,8,99,9],[99,10,99,11],[99,12,99,13],[99,14,99,15],[82,12,83,12],[82,13,83,13],[82,14,83,14],[82,15,83,15],[84,0,87,0],[88,0,91,0],[81,12,81,13],[81,14,81,15],[82,4,83,4],[82,5,83,5],[82,6,83,6],[82,7,83,7],[82,8,83,8],[82,9,83,9],[82,10,83,10],[82,11,83,11],[81,0,83,0],[81,1,83,1],[81,4,81,5],[81,6,81,7],[81,8,81,9],[81,10,81,11],[73,0,76,0],[79,0,80,1],[79,4,79,15],[80,4,80,5],[80,6,80,7],[80,8,80,9],[80,10,80,11],[80,12,80,13],[80,14,80,15],[63,12,64,12],[63,13,64,13],[63,14,64,14],[63,15,64,15],[65,0,68,0],[69,0,72,0],[62,12,62,13],[62,14,62,15],[63,4,64,4],[63,5,64,5],[63,6,64,6],[63,7,64,7],[63,8,64,8],[63,9,64,9],[63,10,64,10],[63,11,64,11],[62,0,64,0],[62,1,64,1],[62,4,62,5],[62,6,62,7],[62,8,62,9],[62,10,62,11],[54,0,57,0],[60,0,61,1],[60,4,60,15],[61,4,61,5],[61,6,61,7],[61,8,61,9],[61,10,61,11],[61,12,61,13],[61,14,61,15],[44,12,45,12],[44,13,45,13],[44,14,45,14],[44,15,45,15],[46,0,49,0],[50,0,53,0],[43,12,43,13],[43,14,43,15],[44,4,45,4],[44,5,45,5],[44,6,45,6],[44,7,45,7],[44,8,45,8],[44,9,45,9],[44,10,45,10],[44,11,45,11],[43,0,45,0],[43,1,45,1],[43,4,43,5],[43,6,43,7],[43,8,43,9],[43,10,43,11],[35,0,38,0],[41,0,42,1],[41,4,41,15],[42,4,42,5],[42,6,42,7],[42,8,42,9],[42,10,42,11],[42,12,42,13],[42,14,42,15],[25,12,26,12],[25,13,26,13],[25,14,26,14],[25,15,26,15],[27,0,30,0],[31,0,34,0],[24,12,24,13],[24,14,24,15],[25,4,26,4],[25,5,26,5],[25,6,26,6],[25,7,26,7],[25,8,26,8],[25,9,26,9],[25,10,26,10],[25,11,26,11],[24,0,26,0],[24,1,26,1],[24,4,24,5],[24,6,24,7],[24,8,24,9],[24,10,24,11],[7,0,10,0],[11,0,14,0],[15,0,18,0],[22,4,22,15],[23,4,23,5],[23,6,23,7],[23,8,23,9],[23,10,23,11],[23,12,23,13],[23,14,23,15],[5,10,6,10],[5,11,6,11],[5,12,6,12],[5,13,6,13],[5,14,6,14],[5,15,6,15],[4,10,4,11],[4,12,4,13],[4,14,4,15],[5,2,6,2],[5,3,6,3],[5,4,6,4],[5,5,6,5],[5,6,6,6],[5,7,6,7],[5,8,6,8],[4,0,6,0],[4,1,6,1],[4,2,4,3],[4,4,4,5],[4,6,4,7],[4,8,4,9],[5,9,6,9],[2,0,2,1],[2,2,2,15],[3,2,3,3],[3,4,3,5],[3,6,3,7],[3,8,3,9],[3,10,3,11],[3,12,3,13],[3,14,3,15]]}
[]
["4TTX60_18",18.2]
["Evaporator Air \n",null,"Condenser  Entering Air Temperature ˚F"]
[80,"°F DB",85,null,90,null,95,null,100,null,105,null,110,null,115]
["CFM","EWB†\n˚F","Capacity Mbtuh",null,"Capacity Mbtuh",null,"Capacity Mbtuh",null,"Capacity Mbtuh",null,"Capacity Mbtuh",null,"Capacity Mbtuh",null,"Capacity Mbtuh"]
[null,null,"Total","Sens.","Total","Sens.","Total","Sens.","Total","Sens.","Total","Sens.","Total","Sens.","Total","Sens."]
[null,null,null,null,null,null,null,null,null,null,null,null,null,null,null,null,null,"Total Factors",null,null,null,null,null,null,"Sens. %",null,null,null,null,null,null,"IDB Adj",null,null,null,null,null,null,"Sens Calc"]
[525,71,{"$f":"R8*$B$2","v":20.511399999999995},{"$f":"IF(AM8>C8,C8,AM8)","v":3.6662888888888885},{"$f":"S8*$B$2","v":19.916866666666667},{"$f":"IF(AN8>E8,E8,AN8)","v":3.465283156199678},{"$f":"T8*$B$2","v":19.322333333333329},{"$f":"IF(AO8>G8,G8,AO8)","v":3.2699333333333325},{"$f":"U8*$B$2","v":18.777344444444445},{"$f":"IF(AP8>I8,I8,AP8)","v":3.0685886050724638},{"$f":"V8*$B$2","v":18.232355555555557},{"$f":"IF(AQ8>K8,K8,AQ8)","v":2.8735777777777782},{"$f":"W8*$B$2","v":17.637822222222219},{"$f":"IF(AR8>M8,M8,AR8)","v":2.6717555527468821},{"$f":"X8*$B$2","v":17.043288888888885},{"$f":"IF(AS8>O8,O8,AS8)","v":2.4772222222222218},null,1.1269999999999998,1.0943333333333334,1.0616666666666665,1.0317222222222222,1.0017777777777779,0.96911111111111103,0.9364444444444443,0.17874396135265702,0.1739873652917131,0.16923076923076921,0.16341973244147157,0.15760869565217392,0.15147876643073813,0.14534883720930233,-0.41666666666666669,-0.41666666666666669,-0.41666666666666669,-0.41666666666666674,-0.41666666666666674,-0.41666666666666674,-0.41666666666666669,{"$f":"Y8*C8+($A$4-80)*AF8*$A$8/1000","v":3.6662888888888885},{"$f":"Z8*E8+($A$4-80)*AG8*$A$8/1000","v":3.465283156199678},{"$f":"AA8*G8+($A$4-80)*AH8*$A$8/1000","v":3.2699333333333325},{"$f":"AB8*I8+($A$4-80)*AI8*$A$8/1000","v":3.0685886050724638},{"$f":"AC8*K8+($A$4-80)*AJ8*$A$8/1000","v":2.8735777777777782},{"$f":"AD8*M8+($A$4-80)*AK8*$A$8/1000","v":2.6717555527468821},{"$f":"AE8*O8+($A$4-80)*AL8*$A$8/1000","v":2.4772222222222218}]
[null,67,{"$f":"R9*$B$2","v":18.925977777777778},2.7744888888888886,18.38098888888889,{"$f":"IF(AN9>E9,E9,AN9)","v":2.5726968741516387},17.835999999999999,{"$f":"IF(AO9>G9,G9,AO9)","v":2.378133333333333},17.291011111111111,{"$f":"IF(AP9>I9,I9,AP9)","v":2.1758708262108262},16.746022222222219,{"$f":"IF(AQ9>K9,K9,AQ9)","v":1.9817777777777776},16.201033333333331,{"$f":"IF(AR9>M9,M9,AR9)","v":1.7789465108730931},15.656044444444444,{"$f":"IF(AS9>O9,O9,AS9)","v":1.5854222222222221},null,1.0398888888888889,1.0099444444444445,0.98,0.95005555555555554,0.92011111111111099,0.89016666666666666,0.86022222222222222,0.14659685863874344,0.1399650959860384,0.13333333333333333,0.12583826429980277,0.1183431952662722,0.10980450902554116,0.10126582278481013,-0.41666666666666669,-0.41666666666666674,-0.41666666666666674,-0.41666666666666674,-0.41666666666666669,-0.40625,-0.39583333333333331,{"$f":"Y9*C9+($A$4-80)*AF9*$A$8/1000","v":2.7744888888888886},{"$f":"Z9*E9+($A$4-80)*AG9*$A$8/1000","v":2.5726968741516387},{"$f":"AA9*G9+($A$4-80)*AH9*$A$8/1000","v":2.378133333333333},{"$f":"AB9*I9+($A$4-80)*AI9*$A$8/1000","v":2.1758708262108262},{"$f":"AC9*K9+($A$4-80)*AJ9*$A$8/1000","v":1.9817777777777776},{"$f":"AD9*M9+($A$4-80)*AK9*$A$8/1000","v":1.7789465108730931},{"$f":"AE9*O9+($A$4-80)*AL9*$A$8/1000","v":1.5854222222222221}]
[null,63,17.736911111111109,1.9817777777777776,17.191922222222221,1.7791055452100142,16.646933333333333,1.5854222222222221,16.151488888888888,1.382466197843413,15.656044444444444,1.1890666666666665,15.160599999999999,0.985464933287718,14.665155555555554,0.79271111111111103,null,0.9745555555555554,0.94461111111111107,0.91466666666666663,0.88744444444444448,0.86022222222222222,0.83299999999999996,0.8057777777777777,0.111731843575419,0.10348496940675711,9.5238095238095233E-2,8.5593731163351408E-2,7.5949367088607583E-2,6.500171057133082E-2,5.4054054054054057E-2,-0.41666666666666669,-0.40625,-0.39583333333333331,-0.39583333333333337,-0.39583333333333337,-0.39583333333333337,-0.39583333333333337,1.9817777777777776,{"$f":"Z10*E10+($A$4-80)*AG10*$A$8/1000","v":1.7791055452100142},{"$f":"AA10*G10+($A$4-80)*AH10*$A$8/1000","v":1.5854222222222221},1.382466197843413,1.1890666666666665,0.985464933287718,0.79271111111111103]
[null,59,16.845111111111112,0.49544444444444447,16.399211111111111,0.4958110045467462,15.953311111111111,0.49544444444444435,15.457866666666668,0.49595393031960849,14.962422222222221,0.49544444444444447,14.466977777777776,0.23951949963208241,13.971533333333332,0,null,0.92555555555555558,0.90105555555555561,0.87655555555555553,0.84933333333333338,0.82211111111111113,0.79488888888888887,0.76766666666666661,2.9411764705882353E-2,3.0233832663500181E-2,3.1055900621118009E-2,3.2084241701287486E-2,3.3112582781456956E-2,1.6556291390728478E-2,0,-0.58333333333333326,-0.54166666666666663,-0.5,-0.44791666666666663,-0.39583333333333331,-0.40625,-0.41666666666666669,0.49544444444444447,{"$f":"Z11*E11+($A$4-80)*AG11*$A$8/1000","v":0.4958110045467462},{"$f":"AA11*G11+($A$4-80)*AH11*$A$8/1000","v":0.49544444444444435},{"$f":"AB11*I11+($A$4-80)*AI11*$A$8/1000","v":0.49595393031960849},0.49544444444444447,0.23951949963208241,0]
[600,71,20.929999999999996,3.7411111111111106,20.323333333333334,3.5360032206119163,19.716666666666665,3.336666666666666,19.160555555555554,3.13121286231884,18.604444444444443,2.9322222222222223,17.997777777777774,2.7262811762723285,17.391111111111108,2.5277777777777777,null,1.1499999999999999,1.1166666666666667,1.0833333333333333,1.0527777777777778,1.0222222222222221,0.98888888888888871,0.95555555555555549,0.17874396135265702,0.1739873652917131,0.16923076923076921,0.16341973244147157,0.15760869565217392,0.15147876643073813,0.14534883720930233,-0.41666666666666669,-0.41666666666666669,-0.41666666666666669,-0.41666666666666674,-0.41666666666666674,-0.41666666666666674,-0.41666666666666669,{"$f":"Y12*C12+($A$4-80)*AF12*$A$12/1000","v":3.7411111111111106},{"$f":"Z12*E12+($A$4-80)*AG12*$A$12/1000","v":3.5360032206119163},{"$f":"AA12*G12+($A$4-80)*AH12*$A$12/1000","v":3.336666666666666},{"$f":"AB12*I12+($A$4-80)*AI12*$A$12/1000","v":3.13121286231884},{"$f":"AC12*K12+($A$4-80)*AJ12*$A$12/1000","v":2.9322222222222223},{"$f":"AD12*M12+($A$4-80)*AK12*$A$12/1000","v":2.7262811762723285},{"$f":"AE12*O12+($A$4-80)*AL12*$A$12/1000","v":2.5277777777777777}]
[null,67,19.312222222222221,2.8311111111111109,18.756111111111114,2.6252008919914682,18.2,2.4266666666666667,17.643888888888888,2.2202763532763532,17.087777777777774,2.0222222222222217,16.531666666666666,1.8152515417072379,15.975555555555555,1.6177777777777778,null,1.0611111111111111,1.0305555555555557,1,0.96944444444444444,0.93888888888888877,0.90833333333333344,0.87777777777777777,0.14659685863874344,0.1399650959860384,0.13333333333333333,0.12583826429980277,0.1183431952662722,0.10980450902554116,0.10126582278481013,-0.41666666666666669,-0.41666666666666674,-0.41666666666666674,-0.41666666666666674,-0.41666666666666669,-0.40625,-0.39583333333333331,{"$f":"Y13*C13+($A$4-80)*AF13*$A$12/1000","v":2.8311111111111109},{"$f":"Z13*E13+($A$4-80)*AG13*$A$12/1000","v":2.6252008919914682},{"$f":"AA13*G13+($A$4-80)*AH13*$A$12/1000","v":2.4266666666666667},{"$f":"AB13*I13+($A$4-80)*AI13*$A$12/1000","v":2.2202763532763532},{"$f":"AC13*K13+($A$4-80)*AJ13*$A$12/1000","v":2.0222222222222217},{"$f":"AD13*M13+($A$4-80)*AK13*$A$12/1000","v":1.8152515417072379},{"$f":"AE13*O13+($A$4-80)*AL13*$A$12/1000","v":1.6177777777777778}]
[null,63,18.098888888888887,2.0222222222222221,17.542777777777779,1.8154138216428719,16.986666666666665,1.6177777777777775,16.481111111111112,1.4106797937177684,15.975555555555555,1.2133333333333332,15.47,1.0055764625384878,14.964444444444446,0.80888888888888899,null,0.99444444444444435,0.96388888888888902,0.93333333333333335,0.90555555555555556,0.87777777777777777,0.85000000000000009,0.8222222222222223,0.111731843575419,0.10348496940675711,9.5238095238095233E-2,8.5593731163351408E-2,7.5949367088607583E-2,6.500171057133082E-2,5.4054054054054057E-2,-0.41666666666666669,-0.40625,-0.39583333333333331,-0.39583333333333337,-0.39583333333333337,-0.39583333333333337,-0.39583333333333337,2.0222222222222221,{"$f":"Z14*E14+($A$4-80)*AG14*$A$12/1000","v":1.8154138216428719},{"$f":"AA14*G14+($A$4-80)*AH14*$A$12/1000","v":1.6177777777777775},1.4106797937177684,1.2133333333333332,1.0055764625384878,0.80888888888888899]
[null,59,17.188888888888886,0.50555555555555542,16.733888888888888,0.50592959647627156,16.27888888888889,0.50555555555555554,15.773333333333333,0.50607543910164132,15.267777777777777,0.50555555555555554,14.762222222222222,0.24440765268579839,14.256666666666666,0,null,0.94444444444444442,0.91944444444444451,0.89444444444444449,0.8666666666666667,0.83888888888888891,0.81111111111111112,0.78333333333333333,2.9411764705882353E-2,3.0233832663500181E-2,3.1055900621118009E-2,3.2084241701287486E-2,3.3112582781456956E-2,1.6556291390728478E-2,0,-0.58333333333333326,-0.54166666666666663,-0.5,-0.44791666666666663,-0.39583333333333331,-0.40625,-0.41666666666666669,0.50555555555555542,{"$f":"Z15*E15+($A$4-80)*AG15*$A$12/1000","v":0.50592959647627156},{"$f":"AA15*G15+($A$4-80)*AH15*$A$12/1000","v":0.50555555555555554},0.50607543910164132,0.50555555555555554,0.24440765268579839,0]
[675,71,21.348600000000001,3.8159333333333341,20.729800000000004,3.6067232850241551,20.111000000000001,3.4033999999999995,19.543766666666667,3.1938371195652171,18.976533333333329,2.9908666666666659,18.357733333333332,2.7808067997977757,17.738933333333332,2.5783333333333331,null,1.173,1.1390000000000002,1.105,1.0738333333333334,1.0426666666666664,1.0086666666666666,0.97466666666666668,0.17874396135265702,0.1739873652917131,0.16923076923076921,0.16341973244147157,0.15760869565217392,0.15147876643073813,0.14534883720930233,-0.41666666666666669,-0.41666666666666669,-0.41666666666666669,-0.41666666666666674,-0.41666666666666674,-0.41666666666666674,-0.41666666666666669,{"$f":"Y16*C16+($A$4-80)*AF16*$A$16/1000","v":3.8159333333333341},{"$f":"Z16*E16+($A$4-80)*AG16*$A$16/1000","v":3.6067232850241551},{"$f":"AA16*G16+($A$4-80)*AH16*$A$16/1000","v":3.4033999999999995},{"$f":"AB16*I16+($A$4-80)*AI16*$A$16/1000","v":3.1938371195652171},{"$f":"AC16*K16+($A$4-80)*AJ16*$A$16/1000","v":2.9908666666666659},{"$f":"AD16*M16+($A$4-80)*AK16*$A$16/1000","v":2.7808067997977757},{"$f":"AE16*O16+($A$4-80)*AL16*$A$16/1000","v":2.5783333333333331}]
[null,67,19.698466666666672,2.8877333333333337,19.131233333333331,2.6777049098312968,18.564,2.4752000000000001,17.996766666666666,2.2646818803418802,17.429533333333332,2.0626666666666664,16.862299999999998,1.8515565725413825,16.295066666666667,1.6501333333333335,null,1.0823333333333336,1.0511666666666666,1.02,0.98883333333333334,0.95766666666666667,0.92649999999999999,0.89533333333333331,0.14659685863874344,0.1399650959860384,0.13333333333333333,0.12583826429980277,0.1183431952662722,0.10980450902554116,0.10126582278481013,-0.41666666666666669,-0.41666666666666674,-0.41666666666666674,-0.41666666666666674,-0.41666666666666669,-0.40625,-0.39583333333333331,{"$f":"Y17*C17+($A$4-80)*AF17*$A$16/1000","v":2.8877333333333337},{"$f":"Z17*E17+($A$4-80)*AG17*$A$16/1000","v":2.6777049098312968},{"$f":"AA17*G17+($A$4-80)*AH17*$A$16/1000","v":2.4752000000000001},{"$f":"AB17*I17+($A$4-80)*AI17*$A$16/1000","v":2.2646818803418802},{"$f":"AC17*K17+($A$4-80)*AJ17*$A$16/1000","v":2.0626666666666664},{"$f":"AD17*M17+($A$4-80)*AK17*$A$16/1000","v":1.8515565725413825},{"$f":"AE17*O17+($A$4-80)*AL17*$A$16/1000","v":1.6501333333333335}]
[null,63,18.460866666666664,2.0626666666666664,17.893633333333337,1.8517220980757296,17.326400000000003,1.6501333333333335,16.810733333333335,1.4388933895921239,16.295066666666667,1.2375999999999998,15.779400000000001,1.0256879917892576,15.263733333333334,0.82506666666666673,null,1.0143333333333333,0.98316666666666686,0.95200000000000018,0.92366666666666675,0.89533333333333331,0.8670000000000001,0.83866666666666678,0.111731843575419,0.10348496940675711,9.5238095238095233E-2,8.5593731163351408E-2,7.5949367088607583E-2,6.500171057133082E-2,5.4054054054054057E-2,-0.41666666666666669,-0.40625,-0.39583333333333331,-0.39583333333333337,-0.39583333333333337,-0.39583333333333337,-0.39583333333333337,2.0626666666666664,{"$f":"Z18*E18+($A$4-80)*AG18*$A$16/1000","v":1.8517220980757296},{"$f":"AA18*G18+($A$4-80)*AH18*$A$16/1000","v":1.6501333333333335},1.4388933895921239,1.2375999999999998,1.0256879917892576,0.82506666666666673]
[null,59,17.532666666666668,0.51566666666666672,17.068566666666666,0.51604818840579703,16.604466666666667,0.51566666666666661,16.088799999999999,0.5161969478836741,15.573133333333331,0.51566666666666661,15.057466666666665,0.24929580573951435,14.541799999999999,0,null,0.96333333333333337,0.9378333333333333,0.91233333333333333,0.8839999999999999,0.85566666666666658,0.82733333333333325,0.79899999999999993,2.9411764705882353E-2,3.0233832663500181E-2,3.1055900621118009E-2,3.2084241701287486E-2,3.3112582781456956E-2,1.6556291390728478E-2,0,-0.58333333333333326,-0.54166666666666663,-0.5,-0.44791666666666663,-0.39583333333333331,-0.40625,-0.41666666666666669,0.51566666666666672,{"$f":"Z19*E19+($A$4-80)*AG19*$A$16/1000","v":0.51604818840579703},{"$f":"AA19*G19+($A$4-80)*AH19*$A$16/1000","v":0.51566666666666661},0.5161969478836741,0.51566666666666661,0.24929580573951435,0]

{"sheet":"4TTX60_24","index":53,"n_rows":19,"n_cols":45,"rows_kept":19,"cut":false,"hidden":true,"merged":[[130,0,133,0],[120,12,121,12],[120,13,121,13],[120,14,121,14],[120,15,121,15],[122,0,125,0],[126,0,129,0],[119,12,119,13],[119,14,119,15],[120,4,121,4],[120,5,121,5],[120,6,121,6],[120,7,121,7],[120,8,121,8],[120,9,121,9],[120,10,121,10],[120,11,121,11],[119,0,121,0],[119,1,121,1],[119,4,119,5],[119,6,119,7],[119,8,119,9],[119,10,119,11],[111,0,114,0],[117,0,118,1],[117,4,117,15],[118,4,118,5],[118,6,118,7],[118,8,118,9],[118,10,118,11],[118,12,118,13],[118,14,118,15],[101,12,102,12],[101,13,102,13],[101,14,102,14],[101,15,102,15],[103,0,106,0],[107,0,110,0],[100,12,100,13],[100,14,100,15],[101,4,102,4],[101,5,102,5],[101,6,102,6],[101,7,102,7],[101,8,102,8],[101,9,102,9],[101,10,102,10],[101,11,102,11],[100,0,102,0],[100,1,102,1],[100,4,100,5],[100,6,100,7],[100,8,100,9],[100,10,100,11],[92,0,95,0],[98,0,99,1],[98,4,98,15],[99,4,99,5],[99,6,99,7],[99,8,99,9],[99,10,99,11],[99,12,99,13],[99,14,99,15],[82,12,83,12],[82,13,83,13],[82,14,83,14],[82,15,83,15],[84,0,87,0],[88,0,91,0],[81,12,81,13],[81,14,81,15],[82,4,83,4],[82,5,83,5],[82,6,83,6],[82,7,83,7],[82,8,83,8],[82,9,83,9],[82,10,83,10],[82,11,83,11],[81,0,83,0],[81,1,83,1],[81,4,81,5],[81,6,81,7],[81,8,81,9],[81,10,81,11],[73,0,76,0],[79,0,80,1],[79,4,79,15],[80,4,80,5],[80,6,80,7],[80,8,80,9],[80,10,80,11],[80,12,80,13],[80,14,80,15],[63,12,64,12],[63,13,64,13],[63,14,64,14],[63,15,64,15],[65,0,68,0],[69,0,72,0],[62,12,62,13],[62,14,62,15],[63,4,64,4],[63,5,64,5],[63,6,64,6],[63,7,64,7],[63,8,64,8],[63,9,64,9],[63,10,64,10],[63,11,64,11],[62,0,64,0],[62,1,64,1],[62,4,62,5],[62,6,62,7],[62,8,62,9],[62,10,62,11],[54,0,57,0],[60,0,61,1],[60,4,60,15],[61,4,61,5],[61,6,61,7],[61,8,61,9],[61,10,61,11],[61,12,61,13],[61,14,61,15],[44,12,45,12],[44,13,45,13],[44,14,45,14],[44,15,45,15],[46,0,49,0],[50,0,53,0],[43,12,43,13],[43,14,43,15],[44,4,45,4],[44,5,45,5],[44,6,45,6],[44,7,45,7],[44,8,45,8],[44,9,45,9],[44,10,45,10],[44,11,45,11],[43,0,45,0],[43,1,45,1],[43,4,43,5],[43,6,43,7],[43,8,43,9],[43,10,43,11],[35,0,38,0],[41,0,42,1],[41,4,41,15],[42,4,42,5],[42,6,42,7],[42,8,42,9],[42,10,42,11],[42,12,42,13],[42,14,42,15],[25,12,26,12],[25,13,26,13],[25,14,26,14],[25,15,26,15],[27,0,30,0],[31,0,34,0],[24,12,24,13],[24,14,24,15],[25,4,26,4],[25,5,26,5],[25,6,26,6],[25,7,26,7],[25,8,26,8],[25,9,26,9],[25,10,26,10],[25,11,26,11],[24,0,26,0],[24,1,26,1],[24,4,24,5],[24,6,24,7],[24,8,24,9],[24,10,24,11],[7,0,10,0],[11,0,14,0],[15,0,18,0],[22,4,22,15],[23,4,23,5],[23,6,23,7],[23,8,23,9],[23,10,23,11],[23,12,23,13],[23,14,23,15],[5,10,6,10],[5,11,6,11],[5,12,6,12],[5,13,6,13],[5,14,6,14],[5,15,6,15],[4,10,4,11],[4,12,4,13],[4,14,4,15],[5,2,6,2],[5,3,6,3],[5,4,6,4],[5,5,6,5],[5,6,6,6],[5,7,6,7],[5,8,6,8],[4,0,6,0],[4,1,6,1],[4,2,4,3],[4,4,4,5],[4,6,4,7],[4,8,4,9],[5,9,6,9],[2,0,2,1],[2,2,2,15],[3,2,3,3],[3,4,3,5],[3,6,3,7],[3,8,3,9],[3,10,3,11],[3,12,3,13],[3,14,3,15]]}
[]
["4TTX60_24",18.2]
["Evaporator Air \n",null,"Condenser  Entering Air Temperature ˚F"]
[80,"°F DB",85,null,90,null,95,null,100,null,105,null,110,null,115]
["CFM","EWB†\n˚F","Capacity Mbtuh",null,"Capacity Mbtuh",null,"Capacity Mbtuh",null,"Capacity Mbtuh",null,"Capacity Mbtuh",null,"Capacity Mbtuh",null,"Capacity Mbtuh"]
[null,null,"Total","Sens.","Total","Sens.","Total","Sens.","Total","Sens.","Total","Sens.","Total","Sens.","Total","Sens."]
[null,null,null,null,null,null,null,null,null,null,null,null,null,null,null,null,null,"Total Factors",null,null,null,null,null,null,"Sens. %",null,null,null,null,null,null,"IDB Adj",null,null,null,null,null,null,"Sens Calc"]
[700,71,{"$f":"R8*$B$2","v":20.362766666666662},{"$f":"IF(AM8>C8,C8,AM8)","v":3.6415166666666665},{"$f":"S8*$B$2","v":19.842549999999999},{"$f":"IF(AN8>E8,E8,AN8)","v":3.4532276094890513},{"$f":"T8*$B$2","v":19.322333333333333},{"$f":"IF(AO8>G8,G8,AO8)","v":3.2699333333333334},{"$f":"U8*$B$2","v":18.839275000000001},{"$f":"IF(AP8>I8,I8,AP8)","v":3.1195398684210529},{"$f":"V8*$B$2","v":18.356216666666668},{"$f":"IF(AQ8>K8,K8,AQ8)","v":2.972666666666667},{"$f":"W8*$B$2","v":17.873158333333333},{"$f":"IF(AR8>M8,M8,AR8)","v":2.7838871223196882},{"$f":"X8*$B$2","v":17.390099999999997},{"$f":"IF(AS8>O8,O8,AS8)","v":2.601083333333333},null,1.1188333333333331,1.0902499999999999,1.0616666666666668,1.0351250000000001,1.0085833333333334,0.98204166666666659,0.9554999999999999,0.1788321167883212,0.17403144300954521,0.16923076923076924,0.16558704453441297,0.16194331983805668,0.15575798470535313,0.14957264957264957,-0.40624999999999994,-0.40624999999999994,-0.40624999999999994,-0.40624999999999994,-0.40624999999999994,-0.40624999999999994,-0.40624999999999994,{"$f":"Y8*C8+($A$4-80)*AF8*$A$8/1000","v":3.6415166666666665},{"$f":"Z8*E8+($A$4-80)*AG8*$A$8/1000","v":3.4532276094890513},{"$f":"AA8*G8+($A$4-80)*AH8*$A$8/1000","v":3.2699333333333334},{"$f":"AB8*I8+($A$4-80)*AI8*$A$8/1000","v":3.1195398684210529},{"$f":"AC8*K8+($A$4-80)*AJ8*$A$8/1000","v":2.972666666666667},{"$f":"AD8*M8+($A$4-80)*AK8*$A$8/1000","v":2.7838871223196882},{"$f":"AE8*O8+($A$4-80)*AL8*$A$8/1000","v":2.601083333333333}]
[null,67,{"$f":"R9*$B$2","v":18.727799999999998},2.7497166666666666,18.281899999999997,{"$f":"IF(AN9>E9,E9,AN9)","v":2.5609169444444442},17.835999999999999,{"$f":"IF(AO9>G9,G9,AO9)","v":2.378133333333333},17.3901,{"$f":"IF(AP9>I9,I9,AP9)","v":2.2271531578947372},16.944199999999999,{"$f":"IF(AQ9>K9,K9,AQ9)","v":2.0808666666666662},16.461141666666666,{"$f":"IF(AR9>M9,M9,AR9)","v":1.8912515272677819},15.978083333333332,{"$f":"IF(AS9>O9,O9,AS9)","v":1.7092833333333333},null,1.0289999999999999,1.0044999999999999,0.98,0.95550000000000013,0.93100000000000005,0.90445833333333336,0.87791666666666668,0.14682539682539683,0.14007936507936508,0.13333333333333333,0.1280701754385965,0.12280701754385964,0.11489188086495308,0.10697674418604651,-0.40624999999999994,-0.40624999999999994,-0.40624999999999994,-0.40625,-0.40625000000000011,-0.40625000000000011,-0.40625000000000011,{"$f":"Y9*C9+($A$4-80)*AF9*$A$8/1000","v":2.7497166666666666},{"$f":"Z9*E9+($A$4-80)*AG9*$A$8/1000","v":2.5609169444444442},{"$f":"AA9*G9+($A$4-80)*AH9*$A$8/1000","v":2.378133333333333},{"$f":"AB9*I9+($A$4-80)*AI9*$A$8/1000","v":2.2271531578947372},{"$f":"AC9*K9+($A$4-80)*AJ9*$A$8/1000","v":2.0808666666666662},{"$f":"AD9*M9+($A$4-80)*AK9*$A$8/1000","v":1.8912515272677819},{"$f":"AE9*O9+($A$4-80)*AL9*$A$8/1000","v":1.7092833333333333}]
[null,63,17.538733333333333,1.9322333333333332,17.129991666666665,1.7810674951349654,16.721250000000001,1.6349666666666669,16.27535,1.4451695758998435,15.829449999999998,1.2633833333333331,15.420708333333332,1.0734212210833758,15.011966666666666,0.89179999999999993,null,0.96366666666666667,0.94120833333333331,0.91875000000000007,0.89424999999999999,0.86974999999999991,0.84729166666666667,0.82483333333333331,0.11016949152542373,0.10397363465160075,9.7777777777777783E-2,8.8794992175273868E-2,7.9812206572769953E-2,6.9609073583414671E-2,5.9405940594059403E-2,-0.40625000000000006,-0.40625,-0.40624999999999994,-0.40624999999999994,-0.40624999999999994,-0.40624999999999994,-0.40624999999999994,1.9322333333333332,{"$f":"Z10*E10+($A$4-80)*AG10*$A$8/1000","v":1.7810674951349654},{"$f":"AA10*G10+($A$4-80)*AH10*$A$8/1000","v":1.6349666666666669},1.4451695758998435,1.2633833333333331,1.0734212210833758,0.89179999999999993]
[null,59,16.721250000000001,0.52021666666666666,16.31250833333333,0.52054349022152979,15.903766666666664,0.52021666666666655,15.495025,0.52057890952304209,15.086283333333334,0.52021666666666666,14.677541666666666,0.32950659273227972,14.268799999999999,0.14863333333333334,null,0.91875000000000007,0.8962916666666666,0.87383333333333324,0.85137499999999999,0.82891666666666675,0.80645833333333339,0.78399999999999992,3.111111111111111E-2,3.1910695742471441E-2,3.2710280373831772E-2,3.359651949726071E-2,3.4482758620689655E-2,2.2449712643678163E-2,1.0416666666666668E-2,-0.5625,-0.5234375,-0.48437499999999994,-0.44531249999999994,-0.40624999999999994,-0.40624999999999994,-0.40624999999999994,0.52021666666666666,{"$f":"Z11*E11+($A$4-80)*AG11*$A$8/1000","v":0.52054349022152979},{"$f":"AA11*G11+($A$4-80)*AH11*$A$8/1000","v":0.52021666666666655},{"$f":"AB11*I11+($A$4-80)*AI11*$A$8/1000","v":0.52057890952304209},0.52021666666666666,0.32950659273227972,0.14863333333333334]
[800,71,20.778333333333332,3.7158333333333338,20.247499999999999,3.5237016423357663,19.716666666666665,3.3366666666666664,19.223750000000003,3.1832039473684217,18.730833333333329,3.0333333333333328,18.237916666666663,2.8407011452241711,17.744999999999997,2.6541666666666663,null,1.1416666666666666,1.1125,1.0833333333333333,1.0562500000000001,1.0291666666666666,1.0020833333333332,0.97499999999999998,0.1788321167883212,0.17403144300954521,0.16923076923076924,0.16558704453441297,0.16194331983805668,0.15575798470535313,0.14957264957264957,-0.40624999999999994,-0.40624999999999994,-0.40624999999999994,-0.40624999999999994,-0.40624999999999994,-0.40624999999999994,-0.40624999999999994,{"$f":"Y12*C12+($A$4-80)*AF12*$A$12/1000","v":3.7158333333333338},{"$f":"Z12*E12+($A$4-80)*AG12*$A$12/1000","v":3.5237016423357663},{"$f":"AA12*G12+($A$4-80)*AH12*$A$12/1000","v":3.3366666666666664},{"$f":"AB12*I12+($A$4-80)*AI12*$A$12/1000","v":3.1832039473684217},{"$f":"AC12*K12+($A$4-80)*AJ12*$A$12/1000","v":3.0333333333333328},{"$f":"AD12*M12+($A$4-80)*AK12*$A$12/1000","v":2.8407011452241711},{"$f":"AE12*O12+($A$4-80)*AL12*$A$12/1000","v":2.6541666666666663}]
[null,67,19.11,2.8058333333333332,18.655000000000001,2.6131805555555556,18.2,2.4266666666666667,17.744999999999997,2.2726052631578946,17.29,2.1233333333333331,16.797083333333333,1.9298484972120222,16.304166666666667,1.7441666666666666,null,1.05,1.0250000000000001,1,0.97499999999999998,0.95000000000000007,0.92291666666666661,0.89583333333333337,0.14682539682539683,0.14007936507936508,0.13333333333333333,0.1280701754385965,0.12280701754385964,0.11489188086495308,0.10697674418604651,-0.40624999999999994,-0.40624999999999994,-0.40624999999999994,-0.40625,-0.40625000000000011,-0.40625000000000011,-0.40625000000000011,{"$f":"Y13*C13+($A$4-80)*AF13*$A$12/1000","v":2.8058333333333332},{"$f":"Z13*E13+($A$4-80)*AG13*$A$12/1000","v":2.6131805555555556},{"$f":"AA13*G13+($A$4-80)*AH13*$A$12/1000","v":2.4266666666666667},{"$f":"AB13*I13+($A$4-80)*AI13*$A$12/1000","v":2.2726052631578946},{"$f":"AC13*K13+($A$4-80)*AJ13*$A$12/1000","v":2.1233333333333331},{"$f":"AD13*M13+($A$4-80)*AK13*$A$12/1000","v":1.9298484972120222},{"$f":"AE13*O13+($A$4-80)*AL13*$A$12/1000","v":1.7441666666666666}]
[null,63,17.896666666666668,1.9716666666666669,17.479583333333334,1.8174158113622099,17.0625,1.6683333333333334,16.607499999999998,1.4746628325508606,16.1525,1.2891666666666666,15.735416666666667,1.0953277766156897,15.318333333333333,0.90999999999999992,null,0.98333333333333339,0.9604166666666667,0.9375,0.91249999999999998,0.88750000000000007,0.86458333333333337,0.84166666666666667,0.11016949152542373,0.10397363465160075,9.7777777777777783E-2,8.8794992175273868E-2,7.9812206572769953E-2,6.9609073583414671E-2,5.9405940594059403E-2,-0.40625000000000006,-0.40625,-0.40624999999999994,-0.40624999999999994,-0.40624999999999994,-0.40624999999999994,-0.40624999999999994,1.9716666666666669,{"$f":"Z14*E14+($A$4-80)*AG14*$A$12/1000","v":1.8174158113622099},{"$f":"AA14*G14+($A$4-80)*AH14*$A$12/1000","v":1.6683333333333334},1.4746628325508606,1.2891666666666666,1.0953277766156897,0.90999999999999992]
[null,59,17.0625,0.53083333333333327,16.645416666666666,0.53116682675666316,16.228333333333332,0.53083333333333327,15.811249999999999,0.53120296890106333,15.394166666666665,0.53083333333333327,14.977083333333333,0.33623121707375481,14.559999999999999,0.15166666666666667,null,0.9375,0.9145833333333333,0.89166666666666661,0.86875000000000002,0.84583333333333333,0.82291666666666663,0.79999999999999993,3.111111111111111E-2,3.1910695742471441E-2,3.2710280373831772E-2,3.359651949726071E-2,3.4482758620689655E-2,2.2449712643678163E-2,1.0416666666666668E-2,-0.5625,-0.5234375,-0.48437499999999994,-0.44531249999999994,-0.40624999999999994,-0.40624999999999994,-0.40624999999999994,0.53083333333333327,{"$f":"Z15*E15+($A$4-80)*AG15*$A$12/1000","v":0.53116682675666316},{"$f":"AA15*G15+($A$4-80)*AH15*$A$12/1000","v":0.53083333333333327},0.53120296890106333,0.53083333333333327,0.33623121707375481,0.15166666666666667]
[900,71,21.193899999999999,3.7901500000000006,20.652450000000002,3.5941756751824823,20.111000000000001,3.4034000000000004,19.608224999999997,3.2468680263157896,19.105449999999998,3.0939999999999999,18.602674999999998,2.8975151681286544,18.099899999999998,2.7072499999999997,null,1.1645000000000001,1.1347500000000001,1.105,1.077375,1.04975,1.022125,0.99449999999999994,0.1788321167883212,0.17403144300954521,0.16923076923076924,0.16558704453441297,0.16194331983805668,0.15575798470535313,0.14957264957264957,-0.40624999999999994,-0.40624999999999994,-0.40624999999999994,-0.40624999999999994,-0.40624999999999994,-0.40624999999999994,-0.40624999999999994,{"$f":"Y16*C16+($A$4-80)*AF16*$A$16/1000","v":3.7901500000000006},{"$f":"Z16*E16+($A$4-80)*AG16*$A$16/1000","v":3.5941756751824823},{"$f":"AA16*G16+($A$4-80)*AH16*$A$16/1000","v":3.4034000000000004},{"$f":"AB16*I16+($A$4-80)*AI16*$A$16/1000","v":3.2468680263157896},{"$f":"AC16*K16+($A$4-80)*AJ16*$A$16/1000","v":3.0939999999999999},{"$f":"AD16*M16+($A$4-80)*AK16*$A$16/1000","v":2.8975151681286544},{"$f":"AE16*O16+($A$4-80)*AL16*$A$16/1000","v":2.7072499999999997}]
[null,67,19.492199999999997,2.8619499999999998,19.028099999999998,2.6654441666666666,18.564,2.4752000000000001,18.099900000000002,2.3180573684210528,17.6358,2.1657999999999999,17.133025,1.9684454671562628,16.63025,1.77905,null,1.071,1.0454999999999999,1.02,0.99450000000000005,0.96899999999999997,0.94137499999999996,0.91374999999999995,0.14682539682539683,0.14007936507936508,0.13333333333333333,0.1280701754385965,0.12280701754385964,0.11489188086495308,0.10697674418604651,-0.40624999999999994,-0.40624999999999994,-0.40624999999999994,-0.40625,-0.40625000000000011,-0.40625000000000011,-0.40625000000000011,{"$f":"Y17*C17+($A$4-80)*AF17*$A$16/1000","v":2.8619499999999998},{"$f":"Z17*E17+($A$4-80)*AG17*$A$16/1000","v":2.6654441666666666},{"$f":"AA17*G17+($A$4-80)*AH17*$A$16/1000","v":2.4752000000000001},{"$f":"AB17*I17+($A$4-80)*AI17*$A$16/1000","v":2.3180573684210528},{"$f":"AC17*K17+($A$4-80)*AJ17*$A$16/1000","v":2.1657999999999999},{"$f":"AD17*M17+($A$4-80)*AK17*$A$16/1000","v":1.9684454671562628},{"$f":"AE17*O17+($A$4-80)*AL17*$A$16/1000","v":1.77905}]
[null,63,18.2546,2.0110999999999999,17.829174999999999,1.8537641275894539,17.403749999999999,1.7017,16.93965,1.5041560892018779,16.475550000000002,1.3149500000000001,16.050124999999998,1.1172343321480032,15.624699999999999,0.92819999999999991,null,1.0030000000000001,0.97962500000000008,0.95624999999999993,0.93075000000000008,0.90525000000000011,0.88187499999999996,0.85849999999999993,0.11016949152542373,0.10397363465160075,9.7777777777777783E-2,8.8794992175273868E-2,7.9812206572769953E-2,6.9609073583414671E-2,5.9405940594059403E-2,-0.40625000000000006,-0.40625,-0.40624999999999994,-0.40624999999999994,-0.40624999999999994,-0.40624999999999994,-0.40624999999999994,2.0110999999999999,{"$f":"Z18*E18+($A$4-80)*AG18*$A$16/1000","v":1.8537641275894539},{"$f":"AA18*G18+($A$4-80)*AH18*$A$16/1000","v":1.7017},1.5041560892018779,1.3149500000000001,1.1172343321480032,0.92819999999999991]
[null,59,17.403749999999999,0.54144999999999999,16.978324999999998,0.54179016329179641,16.552899999999998,0.54144999999999988,16.127474999999997,0.54182702827908458,15.70205,0.54144999999999999,15.276624999999999,0.34295584141522989,14.851199999999999,0.1547,null,0.95624999999999993,0.93287500000000001,0.90949999999999998,0.88612499999999994,0.86275000000000002,0.83937499999999998,0.81599999999999995,3.111111111111111E-2,3.1910695742471441E-2,3.2710280373831772E-2,3.359651949726071E-2,3.4482758620689655E-2,2.2449712643678163E-2,1.0416666666666668E-2,-0.5625,-0.5234375,-0.48437499999999994,-0.44531249999999994,-0.40624999999999994,-0.40624999999999994,-0.40624999999999994,0.54144999999999999,{"$f":"Z19*E19+($A$4-80)*AG19*$A$16/1000","v":0.54179016329179641},{"$f":"AA19*G19+($A$4-80)*AH19*$A$16/1000","v":0.54144999999999988},0.54182702827908458,0.54144999999999999,0.34295584141522989,0.1547]

{"sheet":"4TTX60_30","index":54,"n_rows":19,"n_cols":45,"rows_kept":19,"cut":false,"hidden":true,"merged":[[130,0,133,0],[120,12,121,12],[120,13,121,13],[120,14,121,14],[120,15,121,15],[122,0,125,0],[126,0,129,0],[119,12,119,13],[119,14,119,15],[120,4,121,4],[120,5,121,5],[120,6,121,6],[120,7,121,7],[120,8,121,8],[120,9,121,9],[120,10,121,10],[120,11,121,11],[119,0,121,0],[119,1,121,1],[119,4,119,5],[119,6,119,7],[119,8,119,9],[119,10,119,11],[111,0,114,0],[117,0,118,1],[117,4,117,15],[118,4,118,5],[118,6,118,7],[118,8,118,9],[118,10,118,11],[118,12,118,13],[118,14,118,15],[101,12,102,12],[101,13,102,13],[101,14,102,14],[101,15,102,15],[103,0,106,0],[107,0,110,0],[100,12,100,13],[100,14,100,15],[101,4,102,4],[101,5,102,5],[101,6,102,6],[101,7,102,7],[101,8,102,8],[101,9,102,9],[101,10,102,10],[101,11,102,11],[100,0,102,0],[100,1,102,1],[100,4,100,5],[100,6,100,7],[100,8,100,9],[100,10,100,11],[92,0,95,0],[98,0,99,1],[98,4,98,15],[99,4,99,5],[99,6,99,7],[99,8,99,9],[99,10,99,11],[99,12,99,13],[99,14,99,15],[82,12,83,12],[82,13,83,13],[82,14,83,14],[82,15,83,15],[84,0,87,0],[88,0,91,0],[81,12,81,13],[81,14,81,15],[82,4,83,4],[82,5,83,5],[82,6,83,6],[82,7,83,7],[82,8,83,8],[82,9,83,9],[82,10,83,10],[82,11,83,11],[81,0,83,0],[81,1,83,1],[81,4,81,5],[81,6,81,7],[81,8,81,9],[81,10,81,11],[73,0,76,0],[79,0,80,1],[79,4,79,15],[80,4,80,5],[80,6,80,7],[80,8,80,9],[80,10,80,11],[80,12,80,13],[80,14,80,15],[63,12,64,12],[63,13,64,13],[63,14,64,14],[63,15,64,15],[65,0,68,0],[69,0,72,0],[62,12,62,13],[62,14,62,15],[63,4,64,4],[63,5,64,5],[63,6,64,6],[63,7,64,7],[63,8,64,8],[63,9,64,9],[63,10,64,10],[63,11,64,11],[62,0,64,0],[62,1,64,1],[62,4,62,5],[62,6,62,7],[62,8,62,9],[62,10,62,11],[54,0,57,0],[60,0,61,1],[60,4,60,15],[61,4,61,5],[61,6,61,7],[61,8,61,9],[61,10,61,11],[61,12,61,13],[61,14,61,15],[44,12,45,12],[44,13,45,13],[44,14,45,14],[44,15,45,15],[46,0,49,0],[50,0,53,0],[43,12,43,13],[43,14,43,15],[44,4,45,4],[44,5,45,5],[44,6,45,6],[44,7,45,7],[44,8,45,8],[44,9,45,9],[44,10,45,10],[44,11,45,11],[43,0,45,0],[43,1,45,1],[43,4,43,5],[43,6,43,7],[43,8,43,9],[43,10,43,11],[35,0,38,0],[41,0,42,1],[41,4,41,15],[42,4,42,5],[42,6,42,7],[42,8,42,9],[42,10,42,11],[42,12,42,13],[42,14,42,15],[25,12,26,12],[25,13,26,13],[25,14,26,14],[25,15,26,15],[27,0,30,0],[31,0,34,0],[24,12,24,13],[24,14,24,15],[25,4,26,4],[25,5,26,5],[25,6,26,6],[25,7,26,7],[25,8,26,8],[25,9,26,9],[25,10,26,10],[25,11,26,11],[24,0,26,0],[24,1,26,1],[24,4,24,5],[24,6,24,7],[24,8,24,9],[24,10,24,11],[7,0,10,0],[11,0,14,0],[15,0,18,0],[22,4,22,15],[23,4,23,5],[23,6,23,7],[23,8,23,9],[23,10,23,11],[23,12,23,13],[23,14,23,15],[5,10,6,10],[5,11,6,11],[5,12,6,12],[5,13,6,13],[5,14,6,14],[5,15,6,15],[4,10,4,11],[4,12,4,13],[4,14,4,15],[5,2,6,2],[5,3,6,3],[5,4,6,4],[5,5,6,5],[5,6,6,6],[5,7,6,7],[5,8,6,8],[4,0,6,0],[4,1,6,1],[4,2,4,3],[4,4,4,5],[4,6,4,7],[4,8,4,9],[5,9,6,9],[2,0,2,1],[2,2,2,15],[3,2,3,3],[3,4,3,5],[3,6,3,7],[3,8,3,9],[3,10,3,11],[3,12,3,13],[3,14,3,15]]}
[]
["4TTX60_30",18.2]
["Evaporator Air \n",null,"Condenser  Entering Air Temperature ˚F"]
[80,"°F DB",85,null,90,null,95,null,100,null,105,null,110,null,115]
["CFM","EWB†\n˚F","Capacity Mbtuh",null,"Capacity Mbtuh",null,"Capacity Mbtuh",null,"Capacity Mbtuh",null,"Capacity Mbtuh",null,"Capacity Mbtuh",null,"Capacity Mbtuh"]
[null,null,"Total","Sens.","Total","Sens.","Total","Sens.","Total","Sens.","Total","Sens.","Total","Sens.","Total","Sens."]
[null,null,null,null,null,null,null,null,null,null,null,null,null,null,null,null,null,"Total Factors",null,null,null,null,null,null,"Sens. %",null,null,null,null,null,null,"IDB Adj",null,null,null,null,null,null,"Sens Calc"]
[875,71,{"$f":"R8*$B$2","v":20.149201365187714},{"$f":"IF(AM8>C8,C8,AM8)","v":4.0176655290102383},{"$f":"S8*$B$2","v":19.753522184300341},{"$f":"IF(AN8>E8,E8,AN8)","v":3.8950422099522464},{"$f":"T8*$B$2","v":19.35784300341297},{"$f":"IF(AO8>G8,G8,AO8)","v":3.7741706484641644},{"$f":"U8*$B$2","v":18.931726962457336},{"$f":"IF(AP8>I8,I8,AP8)","v":3.6203951129070346},{"$f":"V8*$B$2","v":18.505610921501702},{"$f":"IF(AQ8>K8,K8,AQ8)","v":3.4698020477815699},{"$f":"W8*$B$2","v":18.109931740614336},{"$f":"IF(AR8>M8,M8,AR8)","v":3.3469923244842432},{"$f":"X8*$B$2","v":17.714252559726962},{"$f":"IF(AS8>O8,O8,AS8)","v":3.2263071672354946},null,1.1070989761092151,1.085358361774744,1.063617747440273,1.0402047781569965,1.01679180887372,0.99505119453924917,0.97331058020477812,0.19939577039274922,0.19718216192593435,0.19496855345911951,0.19123427672955978,0.18750000000000003,0.18481529209621994,0.18213058419243985,-0.3125,-0.30624999999999997,-0.29999999999999993,-0.30624999999999991,-0.31249999999999989,-0.30624999999999997,-0.30000000000000004,{"$f":"Y8*C8+($A$4-80)*AF8*$A$8/1000","v":4.0176655290102383},{"$f":"Z8*E8+($A$4-80)*AG8*$A$8/1000","v":3.8950422099522464},{"$f":"AA8*G8+($A$4-80)*AH8*$A$8/1000","v":3.7741706484641644},{"$f":"AB8*I8+($A$4-80)*AI8*$A$8/1000","v":3.6203951129070346},{"$f":"AC8*K8+($A$4-80)*AJ8*$A$8/1000","v":3.4698020477815699},{"$f":"AD8*M8+($A$4-80)*AK8*$A$8/1000","v":3.3469923244842432},{"$f":"AE8*O8+($A$4-80)*AL8*$A$8/1000","v":3.2263071672354946}]
[null,67,{"$f":"R9*$B$2","v":18.566484641638226},3.3480546075085327,18.201242320819112,{"$f":"IF(AN9>E9,E9,AN9)","v":3.2251627835301364},17.835999999999999,{"$f":"IF(AO9>G9,G9,AO9)","v":3.1045597269624565},17.440320819112625,{"$f":"IF(AP9>I9,I9,AP9)","v":2.9504414023459793},17.044641638225254,{"$f":"IF(AQ9>K9,K9,AQ9)","v":2.8001911262798633},16.679399317406141,{"$f":"IF(AR9>M9,M9,AR9)","v":2.6459430900106966},16.31415699658703,{"$f":"IF(AS9>O9,O9,AS9)","v":2.4958225255972692},null,1.0201365187713312,1.0000682593856656,0.98,0.95825938566552893,0.93651877133105788,0.9164505119453924,0.89638225255972692,0.18032786885245902,0.177194651149779,0.17406143344709896,0.16917357386640663,0.16428571428571428,0.15863539445628996,0.15298507462686564,-0.3125,-0.30625000000000002,-0.30000000000000004,-0.30000000000000004,-0.30000000000000004,-0.30625000000000002,-0.3125,{"$f":"Y9*C9+($A$4-80)*AF9*$A$8/1000","v":3.3480546075085327},{"$f":"Z9*E9+($A$4-80)*AG9*$A$8/1000","v":3.2251627835301364},{"$f":"AA9*G9+($A$4-80)*AH9*$A$8/1000","v":3.1045597269624565},{"$f":"AB9*I9+($A$4-80)*AI9*$A$8/1000","v":2.9504414023459793},{"$f":"AC9*K9+($A$4-80)*AJ9*$A$8/1000","v":2.8001911262798633},{"$f":"AD9*M9+($A$4-80)*AK9*$A$8/1000","v":2.6459430900106966},{"$f":"AE9*O9+($A$4-80)*AL9*$A$8/1000","v":2.4958225255972692}]
[null,63,17.409883959044368,2.8001911262798629,17.044641638225254,2.6459607157497089,16.679399317406141,2.4958225255972688,16.314156996587027,2.3414046851261512,15.948914675767915,2.1914539249146756,15.614109215017063,2.0369429603058209,15.279303754266211,1.8870853242320818,null,0.95658703071672357,0.93651877133105788,0.9164505119453924,0.89638225255972681,0.87631399317406133,0.85791808873720132,0.83952218430034131,0.16083916083916081,0.15523709866775559,0.14963503649635035,0.14351980832451106,0.13740458015267176,0.13045527812414465,0.12350597609561753,-0.30000000000000004,-0.30000000000000004,-0.30000000000000004,-0.30625000000000002,-0.31249999999999994,-0.31249999999999994,-0.31249999999999994,2.8001911262798629,{"$f":"Z10*E10+($A$4-80)*AG10*$A$8/1000","v":2.6459607157497089},{"$f":"AA10*G10+($A$4-80)*AH10*$A$8/1000","v":2.4958225255972688},2.3414046851261512,2.1914539249146756,2.0369429603058209,1.8870853242320818]
[null,59,16.557651877133104,1.7653378839590441,16.22284641638225,1.7660901021102409,15.888040955631398,1.7653378839590441,15.553235494880546,1.7350498263177851,15.218430034129693,1.7044641638225253,14.883624573378839,1.5496406438659374,14.548819112627983,1.4000955631399314,null,0.90976109215017054,0.89136518771331041,0.87296928327645051,0.8545733788395905,0.83617747440273038,0.81778156996587026,0.79938566552901014,0.10661764705882353,0.10886437908496732,0.1111111111111111,0.11155555555555555,0.11199999999999999,0.10411715481171548,9.6234309623430964E-2,-0.41250000000000003,-0.38125000000000003,-0.35000000000000003,-0.32500000000000007,-0.30000000000000004,-0.30625000000000002,-0.3125,1.7653378839590441,{"$f":"Z11*E11+($A$4-80)*AG11*$A$8/1000","v":1.7660901021102409},{"$f":"AA11*G11+($A$4-80)*AH11*$A$8/1000","v":1.7653378839590441},{"$f":"AB11*I11+($A$4-80)*AI11*$A$8/1000","v":1.7350498263177851},1.7044641638225253,1.5496406438659374,1.4000955631399314]
[1000,71,20.560409556313992,4.0996587030716718,20.156655290102393,3.9745328672982114,19.752901023890782,3.8511945392491467,19.318088737201364,3.694280727456158,18.883276450511943,3.5406143344709897,18.47952218430034,3.4152982902900435,18.075767918088737,3.2921501706484637,null,1.1296928327645051,1.1075085324232083,1.0853242320819112,1.0614334470989761,1.0375426621160408,1.0153583617747439,0.99317406143344711,0.19939577039274922,0.19718216192593435,0.19496855345911951,0.19123427672955978,0.18750000000000003,0.18481529209621994,0.18213058419243985,-0.3125,-0.30624999999999997,-0.29999999999999993,-0.30624999999999991,-0.31249999999999989,-0.30624999999999997,-0.30000000000000004,{"$f":"Y12*C12+($A$4-80)*AF12*$A$12/1000","v":4.0996587030716718},{"$f":"Z12*E12+($A$4-80)*AG12*$A$12/1000","v":3.9745328672982114},{"$f":"AA12*G12+($A$4-80)*AH12*$A$12/1000","v":3.8511945392491467},{"$f":"AB12*I12+($A$4-80)*AI12*$A$12/1000","v":3.694280727456158},{"$f":"AC12*K12+($A$4-80)*AJ12*$A$12/1000","v":3.5406143344709897},{"$f":"AD12*M12+($A$4-80)*AK12*$A$12/1000","v":3.4152982902900435},{"$f":"AE12*O12+($A$4-80)*AL12*$A$12/1000","v":3.2921501706484637}]
[null,67,18.945392491467576,3.4163822525597269,18.572696245733784,3.2909824321736081,18.2,3.1679180887372009,17.796245733788393,3.0106544921897744,17.392491467576793,2.8573378839590444,17.019795221843001,2.6999419285823438,16.647098976109213,2.5467576791808866,null,1.0409556313993173,1.0204778156996586,1,0.97781569965870296,0.95563139931740615,0.93515358361774736,0.91467576791808869,0.18032786885245902,0.177194651149779,0.17406143344709896,0.16917357386640663,0.16428571428571428,0.15863539445628996,0.15298507462686564,-0.3125,-0.30625000000000002,-0.30000000000000004,-0.30000000000000004,-0.30000000000000004,-0.30625000000000002,-0.3125,{"$f":"Y13*C13+($A$4-80)*AF13*$A$12/1000","v":3.4163822525597269},{"$f":"Z13*E13+($A$4-80)*AG13*$A$12/1000","v":3.2909824321736081},{"$f":"AA13*G13+($A$4-80)*AH13*$A$12/1000","v":3.1679180887372009},{"$f":"AB13*I13+($A$4-80)*AI13*$A$12/1000","v":3.0106544921897744},{"$f":"AC13*K13+($A$4-80)*AJ13*$A$12/1000","v":2.8573378839590444},{"$f":"AD13*M13+($A$4-80)*AK13*$A$12/1000","v":2.6999419285823438},{"$f":"AE13*O13+($A$4-80)*AL13*$A$12/1000","v":2.5467576791808866}]
[null,63,17.765187713310578,2.8573378839590435,17.392491467576793,2.6999599140303157,17.019795221843001,2.5467576791808866,16.647098976109213,2.3891884542103585,16.274402730375424,2.2361774744027301,15.932764505119453,2.0785132248018581,15.591126279863481,1.9255972696245733,null,0.97610921501706482,0.95563139931740615,0.93515358361774736,0.91467576791808858,0.89419795221843001,0.87542662116040948,0.85665529010238906,0.16083916083916081,0.15523709866775559,0.14963503649635035,0.14351980832451106,0.13740458015267176,0.13045527812414465,0.12350597609561753,-0.30000000000000004,-0.30000000000000004,-0.30000000000000004,-0.30625000000000002,-0.31249999999999994,-0.31249999999999994,-0.31249999999999994,2.8573378839590435,{"$f":"Z14*E14+($A$4-80)*AG14*$A$12/1000","v":2.6999599140303157},{"$f":"AA14*G14+($A$4-80)*AH14*$A$12/1000","v":2.5467576791808866},2.3891884542103585,2.2361774744027301,2.0785132248018581,1.9255972696245733]
[null,59,16.895563139931738,1.8013651877133103,16.553924914675765,1.8021327572553478,16.212286689419795,1.8013651877133103,15.870648464163821,1.7704590064467194,15.529010238907848,1.7392491467576787,15.187372013651876,1.5812659631285073,14.845733788395902,1.428668941979522,null,0.92832764505119447,0.90955631399317394,0.89078498293515362,0.87201365187713309,0.85324232081911255,0.83447098976109213,0.8156996587030716,0.10661764705882353,0.10886437908496732,0.1111111111111111,0.11155555555555555,0.11199999999999999,0.10411715481171548,9.6234309623430964E-2,-0.41250000000000003,-0.38125000000000003,-0.35000000000000003,-0.32500000000000007,-0.30000000000000004,-0.30625000000000002,-0.3125,1.8013651877133103,{"$f":"Z15*E15+($A$4-80)*AG15*$A$12/1000","v":1.8021327572553478},{"$f":"AA15*G15+($A$4-80)*AH15*$A$12/1000","v":1.8013651877133103},1.7704590064467194,1.7392491467576787,1.5812659631285073,1.428668941979522]
[1125,71,20.97161774744027,4.1816518771331044,20.559788395904437,4.0540235246441751,20.147959044368598,3.9282184300341294,19.704450511945392,3.7681663420052809,19.260941979522183,3.61142662116041,18.849112627986344,3.4836042560958438,18.437283276450511,3.3579931740614333,null,1.1522866894197952,1.1296587030716725,1.1070307167235494,1.0826621160409557,1.0582935153583617,1.0356655290102388,1.0130375426621161,0.19939577039274922,0.19718216192593435,0.19496855345911951,0.19123427672955978,0.18750000000000003,0.18481529209621994,0.18213058419243985,-0.3125,-0.30624999999999997,-0.29999999999999993,-0.30624999999999991,-0.31249999999999989,-0.30624999999999997,-0.30000000000000004,{"$f":"Y16*C16+($A$4-80)*AF16*$A$16/1000","v":4.1816518771331044},{"$f":"Z16*E16+($A$4-80)*AG16*$A$16/1000","v":4.0540235246441751},{"$f":"AA16*G16+($A$4-80)*AH16*$A$16/1000","v":3.9282184300341294},{"$f":"AB16*I16+($A$4-80)*AI16*$A$16/1000","v":3.7681663420052809},{"$f":"AC16*K16+($A$4-80)*AJ16*$A$16/1000","v":3.61142662116041},{"$f":"AD16*M16+($A$4-80)*AK16*$A$16/1000","v":3.4836042560958438},{"$f":"AE16*O16+($A$4-80)*AL16*$A$16/1000","v":3.3579931740614333}]
[null,67,19.324300341296929,3.4847098976109216,18.944150170648463,3.3568020808170806,18.564,3.2312764505119449,18.152170648464164,3.0708675820335705,17.740341296928328,2.9144846416382255,17.360191126279862,2.7539407671539906,16.980040955631399,2.5976928327645044,null,1.0617747440273038,1.0408873720136518,1.02,0.99737201365187722,0.97474402730375431,0.95385665529010233,0.93296928327645057,0.18032786885245902,0.177194651149779,0.17406143344709896,0.16917357386640663,0.16428571428571428,0.15863539445628996,0.15298507462686564,-0.3125,-0.30625000000000002,-0.30000000000000004,-0.30000000000000004,-0.30000000000000004,-0.30625000000000002,-0.3125,{"$f":"Y17*C17+($A$4-80)*AF17*$A$16/1000","v":3.4847098976109216},{"$f":"Z17*E17+($A$4-80)*AG17*$A$16/1000","v":3.3568020808170806},{"$f":"AA17*G17+($A$4-80)*AH17*$A$16/1000","v":3.2312764505119449},{"$f":"AB17*I17+($A$4-80)*AI17*$A$16/1000","v":3.0708675820335705},{"$f":"AC17*K17+($A$4-80)*AJ17*$A$16/1000","v":2.9144846416382255},{"$f":"AD17*M17+($A$4-80)*AK17*$A$16/1000","v":2.7539407671539906},{"$f":"AE17*O17+($A$4-80)*AL17*$A$16/1000","v":2.5976928327645044}]
[null,63,18.120491467576791,2.9144846416382246,17.740341296928328,2.7539591123109219,17.360191126279862,2.5976928327645044,16.980040955631399,2.4369722232945659,16.599890784982932,2.2809010238907845,16.251419795221842,2.1200834892978953,15.902948805460749,1.9641092150170647,null,0.99563139931740618,0.97474402730375431,0.95385665529010233,0.93296928327645046,0.91208191126279858,0.89293515358361775,0.8737883959044368,0.16083916083916081,0.15523709866775559,0.14963503649635035,0.14351980832451106,0.13740458015267176,0.13045527812414465,0.12350597609561753,-0.30000000000000004,-0.30000000000000004,-0.30000000000000004,-0.30625000000000002,-0.31249999999999994,-0.31249999999999994,-0.31249999999999994,2.9144846416382246,{"$f":"Z18*E18+($A$4-80)*AG18*$A$16/1000","v":2.7539591123109219},{"$f":"AA18*G18+($A$4-80)*AH18*$A$16/1000","v":2.5976928327645044},2.4369722232945659,2.2809010238907845,2.1200834892978953,1.9641092150170647]
[null,59,17.233474402730373,1.8373924914675765,16.885003412969279,1.8381754124004546,16.536532423208193,1.837392491467577,16.1880614334471,1.8058681865756541,15.839590443686005,1.7740341296928324,15.491119453924915,1.6128912823910777,15.142648464163821,1.4572423208191125,null,0.94689419795221841,0.92774744027303746,0.90860068259385673,0.88945392491467579,0.87030716723549484,0.851160409556314,0.83201365187713305,0.10661764705882353,0.10886437908496732,0.1111111111111111,0.11155555555555555,0.11199999999999999,0.10411715481171548,9.6234309623430964E-2,-0.41250000000000003,-0.38125000000000003,-0.35000000000000003,-0.32500000000000007,-0.30000000000000004,-0.30625000000000002,-0.3125,1.8373924914675765,{"$f":"Z19*E19+($A$4-80)*AG19*$A$16/1000","v":1.8381754124004546},{"$f":"AA19*G19+($A$4-80)*AH19*$A$16/1000","v":1.837392491467577},1.8058681865756541,1.7740341296928324,1.6128912823910777,1.4572423208191125]

{"sheet":"4TTX60_36","index":55,"n_rows":19,"n_cols":45,"rows_kept":19,"cut":false,"hidden":true,"merged":[[130,0,133,0],[120,12,121,12],[120,13,121,13],[120,14,121,14],[120,15,121,15],[122,0,125,0],[126,0,129,0],[119,12,119,13],[119,14,119,15],[120,4,121,4],[120,5,121,5],[120,6,121,6],[120,7,121,7],[120,8,121,8],[120,9,121,9],[120,10,121,10],[120,11,121,11],[119,0,121,0],[119,1,121,1],[119,4,119,5],[119,6,119,7],[119,8,119,9],[119,10,119,11],[111,0,114,0],[117,0,118,1],[117,4,117,15],[118,4,118,5],[118,6,118,7],[118,8,118,9],[118,10,118,11],[118,12,118,13],[118,14,118,15],[101,12,102,12],[101,13,102,13],[101,14,102,14],[101,15,102,15],[103,0,106,0],[107,0,110,0],[100,12,100,13],[100,14,100,15],[101,4,102,4],[101,5,102,5],[101,6,102,6],[101,7,102,7],[101,8,102,8],[101,9,102,9],[101,10,102,10],[101,11,102,11],[100,0,102,0],[100,1,102,1],[100,4,100,5],[100,6,100,7],[100,8,100,9],[100,10,100,11],[92,0,95,0],[98,0,99,1],[98,4,98,15],[99,4,99,5],[99,6,99,7],[99,8,99,9],[99,10,99,11],[99,12,99,13],[99,14,99,15],[82,12,83,12],[82,13,83,13],[82,14,83,14],[82,15,83,15],[84,0,87,0],[88,0,91,0],[81,12,81,13],[81,14,81,15],[82,4,83,4],[82,5,83,5],[82,6,83,6],[82,7,83,7],[82,8,83,8],[82,9,83,9],[82,10,83,10],[82,11,83,11],[81,0,83,0],[81,1,83,1],[81,4,81,5],[81,6,81,7],[81,8,81,9],[81,10,81,11],[73,0,76,0],[79,0,80,1],[79,4,79,15],[80,4,80,5],[80,6,80,7],[80,8,80,9],[80,10,80,11],[80,12,80,13],[80,14,80,15],[63,12,64,12],[63,13,64,13],[63,14,64,14],[63,15,64,15],[65,0,68,0],[69,0,72,0],[62,12,62,13],[62,14,62,15],[63,4,64,4],[63,5,64,5],[63,6,64,6],[63,7,64,7],[63,8,64,8],[63,9,64,9],[63,10,64,10],[63,11,64,11],[62,0,64,0],[62,1,64,1],[62,4,62,5],[62,6,62,7],[62,8,62,9],[62,10,62,11],[54,0,57,0],[60,0,61,1],[60,4,60,15],[61,4,61,5],[61,6,61,7],[61,8,61,9],[61,10,61,11],[61,12,61,13],[61,14,61,15],[44,12,45,12],[44,13,45,13],[44,14,45,14],[44,15,45,15],[46,0,49,0],[50,0,53,0],[43,12,43,13],[43,14,43,15],[44,4,45,4],[44,5,45,5],[44,6,45,6],[44,7,45,7],[44,8,45,8],[44,9,45,9],[44,10,45,10],[44,11,45,11],[43,0,45,0],[43,1,45,1],[43,4,43,5],[43,6,43,7],[43,8,43,9],[43,10,43,11],[35,0,38,0],[41,0,42,1],[41,4,41,15],[42,4,42,5],[42,6,42,7],[42,8,42,9],[42,10,42,11],[42,12,42,13],[42,14,42,15],[25,12,26,12],[25,13,26,13],[25,14,26,14],[25,15,26,15],[27,0,30,0],[31,0,34,0],[24,12,24,13],[24,14,24,15],[25,4,26,4],[25,5,26,5],[25,6,26,6],[25,7,26,7],[25,8,26,8],[25,9,26,9],[25,10,26,10],[25,11,26,11],[24,0,26,0],[24,1,26,1],[24,4,24,5],[24,6,24,7],[24,8,24,9],[24,10,24,11],[7,0,10,0],[11,0,14,0],[15,0,18,0],[22,4,22,15],[23,4,23,5],[23,6,23,7],[23,8,23,9],[23,10,23,11],[23,12,23,13],[23,14,23,15],[5,10,6,10],[5,11,6,11],[5,12,6,12],[5,13,6,13],[5,14,6,14],[5,15,6,15],[4,10,4,11],[4,12,4,13],[4,14,4,15],[5,2,6,2],[5,3,6,3],[5,4,6,4],[5,5,6,5],[5,6,6,6],[5,7,6,7],[5,8,6,8],[4,0,6,0],[4,1,6,1],[4,2,4,3],[4,4,4,5],[4,6,4,7],[4,8,4,9],[5,9,6,9],[2,0,2,1],[2,2,2,15],[3,2,3,3],[3,4,3,5],[3,6,3,7],[3,8,3,9],[3,10,3,11],[3,12,3,13],[3,14,3,15]]}
[]
["4TTX60_36",18.2]
["Evaporator Air \n",null,"Condenser  Entering Air Temperature ˚F"]
[80,"°F DB",85,null,90,null,95,null,100,null,105,null,110,null,115]
["CFM","EWB†\n˚F","Capacity Mbtuh",null,"Capacity Mbtuh",null,"Capacity Mbtuh",null,"Capacity Mbtuh",null,"Capacity Mbtuh",null,"Capacity Mbtuh",null,"Capacity Mbtuh"]
[null,null,"Total","Sens.","Total","Sens.","Total","Sens.","Total","Sens.","Total","Sens.","Total","Sens.","Total","Sens."]
[null,null,null,null,null,null,null,null,null,null,null,null,null,null,null,null,null,"Total Factors",null,null,null,null,null,null,"Sens. %",null,null,null,null,null,null,"IDB Adj",null,null,null,null,null,null,"Sens Calc"]
[1050,71,{"$f":"R8*$B$2","v":20.194479338842978},{"$f":"IF(AM8>C8,C8,AM8)","v":4.8152286501377422},{"$f":"S8*$B$2","v":19.776831955922862},{"$f":"IF(AN8>E8,E8,AN8)","v":4.666792043052876},{"$f":"T8*$B$2","v":19.359184573002754},{"$f":"IF(AO8>G8,G8,AO8)","v":4.5204187327823684},{"$f":"U8*$B$2","v":18.941537190082641},{"$f":"IF(AP8>I8,I8,AP8)","v":4.3970104878969654},{"$f":"V8*$B$2","v":18.52388980716254},{"$f":"IF(AQ8>K8,K8,AQ8)","v":4.2747438016528934},{"$f":"W8*$B$2","v":18.130809917355375},{"$f":"IF(AR8>M8,M8,AR8)","v":4.1260824614821088},{"$f":"X8*$B$2","v":17.73773002754821},{"$f":"IF(AS8>O8,O8,AS8)","v":3.9799338842975205},null,1.1095867768595042,1.0866391184573001,1.0636914600550964,1.0407438016528925,1.017796143250689,0.99619834710743826,0.97460055096418741,0.23844282238442824,0.23597268022774709,0.23350253807106597,0.23213588442014835,0.23076923076923073,0.22757298103558488,0.22437673130193905,-0.18749999999999989,-0.1875,-0.18750000000000008,-0.18229166666666677,-0.17708333333333345,-0.18229166666666677,-0.18750000000000008,{"$f":"Y8*C8+($A$4-80)*AF8*$A$8/1000","v":4.8152286501377422},{"$f":"Z8*E8+($A$4-80)*AG8*$A$8/1000","v":4.666792043052876},{"$f":"AA8*G8+($A$4-80)*AH8*$A$8/1000","v":4.5204187327823684},{"$f":"AB8*I8+($A$4-80)*AI8*$A$8/1000","v":4.3970104878969654},{"$f":"AC8*K8+($A$4-80)*AJ8*$A$8/1000","v":4.2747438016528934},{"$f":"AD8*M8+($A$4-80)*AK8*$A$8/1000","v":4.1260824614821088},{"$f":"AE8*O8+($A$4-80)*AL8*$A$8/1000","v":3.9799338842975205}]
[null,67,{"$f":"R9*$B$2","v":18.573024793388431},4.4712837465564741,18.204512396694216,{"$f":"IF(AN9>E9,E9,AN9)","v":4.3226662050001643},17.835999999999999,{"$f":"IF(AO9>G9,G9,AO9)","v":4.1764738292011021},17.467487603305784,{"$f":"IF(AP9>I9,I9,AP9)","v":4.0277517546380146},17.09897520661157,{"$f":"IF(AQ9>K9,K9,AQ9)","v":3.8816639118457306},16.705895316804408,{"$f":"IF(AR9>M9,M9,AR9)","v":3.7328572349624585},16.312815426997247,{"$f":"IF(AS9>O9,O9,AS9)","v":3.5868539944903581},null,1.0204958677685951,1.0002479338842976,0.98,0.95975206611570252,0.93950413223140505,0.91790633608815431,0.89630853994490367,0.24074074074074076,0.2374502601775329,0.23415977961432508,0.23058563693359935,0.22701149425287359,0.22344550616258135,0.21987951807228914,-0.17708333333333345,-0.18229166666666677,-0.18750000000000008,-0.1875,-0.18749999999999989,-0.18749999999999994,-0.18749999999999997,{"$f":"Y9*C9+($A$4-80)*AF9*$A$8/1000","v":4.4712837465564741},{"$f":"Z9*E9+($A$4-80)*AG9*$A$8/1000","v":4.3226662050001643},{"$f":"AA9*G9+($A$4-80)*AH9*$A$8/1000","v":4.1764738292011021},{"$f":"AB9*I9+($A$4-80)*AI9*$A$8/1000","v":4.0277517546380146},{"$f":"AC9*K9+($A$4-80)*AJ9*$A$8/1000","v":3.8816639118457306},{"$f":"AD9*M9+($A$4-80)*AK9*$A$8/1000","v":3.7328572349624585},{"$f":"AE9*O9+($A$4-80)*AL9*$A$8/1000","v":3.5868539944903581}]
[null,63,17.393785123966943,4.1764738292011021,17.049840220385676,4.0277343551530898,16.705895316804408,3.8816639118457301,16.337382920110194,3.7328332604116028,15.968870523415978,3.5868539944903581,15.624925619834713,3.4378701049666502,15.280980716253445,3.2920440771349866,null,0.955702479338843,0.93680440771349871,0.91790633608815431,0.89765840220385684,0.87741046831955927,0.85851239669421497,0.83961432506887068,0.24011299435028249,0.23623296776337654,0.2323529411764706,0.2284841628959276,0.22461538461538461,0.2200247341083354,0.21543408360128616,-0.18750000000000008,-0.1875,-0.18749999999999989,-0.18749999999999994,-0.18749999999999997,-0.18749999999999997,-0.18749999999999997,4.1764738292011021,{"$f":"Z10*E10+($A$4-80)*AG10*$A$8/1000","v":4.0277343551530898},{"$f":"AA10*G10+($A$4-80)*AH10*$A$8/1000","v":3.8816639118457301},3.7328332604116028,3.5868539944903581,3.4378701049666502,3.2920440771349866]
[null,59,16.607625344352616,3.2920440771349861,16.263680440771349,3.293517067855452,15.919735537190082,3.2920440771349861,15.575790633608817,3.2936501121785904,15.231845730027548,3.2920440771349861,14.912468319559228,3.1931341010747296,14.593090909090909,3.095504132231405,null,0.91250688705234151,0.89360881542699722,0.87471074380165292,0.85581267217630863,0.83691460055096423,0.819366391184573,0.80181818181818187,0.19822485207100593,0.20250748776389804,0.20679012345679013,0.21145957785742731,0.21612903225806451,0.21412512218963831,0.21212121212121213,-0.34375,-0.30729166666666669,-0.27083333333333337,-0.23958333333333331,-0.20833333333333323,-0.1979166666666666,-0.18749999999999997,3.2920440771349861,{"$f":"Z11*E11+($A$4-80)*AG11*$A$8/1000","v":3.293517067855452},{"$f":"AA11*G11+($A$4-80)*AH11*$A$8/1000","v":3.2920440771349861},{"$f":"AB11*I11+($A$4-80)*AI11*$A$8/1000","v":3.2936501121785904},3.2920440771349861,3.1931341010747296,3.095504132231405]
[1200,71,20.606611570247939,4.9134986225895334,20.180440771349861,4.7620326969927307,19.754269972451791,4.6126721763085392,19.328099173553717,4.4867453958132302,18.90192837465565,4.3619834710743799,18.500826446280993,4.2102882260021515,18.099724517906338,4.0611570247933892,null,1.1322314049586779,1.1088154269972452,1.0853994490358128,1.0619834710743801,1.0385674931129478,1.0165289256198349,0.99449035812672193,0.23844282238442824,0.23597268022774709,0.23350253807106597,0.23213588442014835,0.23076923076923073,0.22757298103558488,0.22437673130193905,-0.18749999999999989,-0.1875,-0.18750000000000008,-0.18229166666666677,-0.17708333333333345,-0.18229166666666677,-0.18750000000000008,{"$f":"Y12*C12+($A$4-80)*AF12*$A$12/1000","v":4.9134986225895334},{"$f":"Z12*E12+($A$4-80)*AG12*$A$12/1000","v":4.7620326969927307},{"$f":"AA12*G12+($A$4-80)*AH12*$A$12/1000","v":4.6126721763085392},{"$f":"AB12*I12+($A$4-80)*AI12*$A$12/1000","v":4.4867453958132302},{"$f":"AC12*K12+($A$4-80)*AJ12*$A$12/1000","v":4.3619834710743799},{"$f":"AD12*M12+($A$4-80)*AK12*$A$12/1000","v":4.2102882260021515},{"$f":"AE12*O12+($A$4-80)*AL12*$A$12/1000","v":4.0611570247933892}]
[null,67,18.952066115702479,4.5625344352617079,18.576033057851241,4.4108838826532288,18.2,4.2617079889807163,17.823966942148758,4.1099507700387905,17.44793388429752,3.9608815426997248,17.046831955922865,3.8090379948596516,16.645730027548211,3.6600550964187328,null,1.0413223140495869,1.0206611570247934,1,0.97933884297520657,0.95867768595041325,0.9366391184573003,0.91460055096418746,0.24074074074074076,0.2374502601775329,0.23415977961432508,0.23058563693359935,0.22701149425287359,0.22344550616258135,0.21987951807228914,-0.17708333333333345,-0.18229166666666677,-0.18750000000000008,-0.1875,-0.18749999999999989,-0.18749999999999994,-0.18749999999999997,{"$f":"Y13*C13+($A$4-80)*AF13*$A$12/1000","v":4.5625344352617079},{"$f":"Z13*E13+($A$4-80)*AG13*$A$12/1000","v":4.4108838826532288},{"$f":"AA13*G13+($A$4-80)*AH13*$A$12/1000","v":4.2617079889807163},{"$f":"AB13*I13+($A$4-80)*AI13*$A$12/1000","v":4.1099507700387905},{"$f":"AC13*K13+($A$4-80)*AJ13*$A$12/1000","v":3.9608815426997248},{"$f":"AD13*M13+($A$4-80)*AK13*$A$12/1000","v":3.8090379948596516},{"$f":"AE13*O13+($A$4-80)*AL13*$A$12/1000","v":3.6600550964187328}]
[null,63,17.748760330578513,4.2617079889807163,17.397796143250691,4.109933015462337,17.046831955922865,3.9608815426997248,16.670798898071627,3.8090135310322482,16.294765840220386,3.6600550964187328,15.943801652892564,3.5080307193537248,15.59283746556474,3.3592286501377413,null,0.97520661157024802,0.95592286501377421,0.9366391184573003,0.91597796143250698,0.89531680440771355,0.87603305785123975,0.85674931129476595,0.24011299435028249,0.23623296776337654,0.2323529411764706,0.2284841628959276,0.22461538461538461,0.2200247341083354,0.21543408360128616,-0.18750000000000008,-0.1875,-0.18749999999999989,-0.18749999999999994,-0.18749999999999997,-0.18749999999999997,-0.18749999999999997,4.2617079889807163,{"$f":"Z14*E14+($A$4-80)*AG14*$A$12/1000","v":4.109933015462337},{"$f":"AA14*G14+($A$4-80)*AH14*$A$12/1000","v":3.9608815426997248},3.8090135310322482,3.6600550964187328,3.5080307193537248,3.3592286501377413]
[null,59,16.946556473829201,3.3592286501377413,16.595592286501375,3.360731701893318,16.244628099173553,3.3592286501377409,15.89366391184573,3.3608674614067247,15.542699724517908,3.3592286501377413,15.2168044077135,3.2583001031374801,14.890909090909091,3.1586776859504133,null,0.93112947658402201,0.9118457300275481,0.8925619834710744,0.8732782369146006,0.8539944903581268,0.83608815426997252,0.81818181818181823,0.19822485207100593,0.20250748776389804,0.20679012345679013,0.21145957785742731,0.21612903225806451,0.21412512218963831,0.21212121212121213,-0.34375,-0.30729166666666669,-0.27083333333333337,-0.23958333333333331,-0.20833333333333323,-0.1979166666666666,-0.18749999999999997,3.3592286501377413,{"$f":"Z15*E15+($A$4-80)*AG15*$A$12/1000","v":3.360731701893318},{"$f":"AA15*G15+($A$4-80)*AH15*$A$12/1000","v":3.3592286501377409},3.3608674614067247,3.3592286501377413,3.2583001031374801,3.1586776859504133]
[1350,71,21.018743801652892,5.0117685950413229,20.584049586776864,4.8572733509325863,20.149355371900828,4.7049256198347109,19.714661157024796,4.5764803037294959,19.279966942148761,4.4492231404958673,18.870842975206617,4.2944939905221959,18.461719008264463,4.1423801652892562,null,1.1548760330578514,1.1309917355371903,1.1071074380165291,1.0832231404958679,1.0593388429752066,1.0368595041322317,1.0143801652892563,0.23844282238442824,0.23597268022774709,0.23350253807106597,0.23213588442014835,0.23076923076923073,0.22757298103558488,0.22437673130193905,-0.18749999999999989,-0.1875,-0.18750000000000008,-0.18229166666666677,-0.17708333333333345,-0.18229166666666677,-0.18750000000000008,{"$f":"Y16*C16+($A$4-80)*AF16*$A$16/1000","v":5.0117685950413229},{"$f":"Z16*E16+($A$4-80)*AG16*$A$16/1000","v":4.8572733509325863},{"$f":"AA16*G16+($A$4-80)*AH16*$A$16/1000","v":4.7049256198347109},{"$f":"AB16*I16+($A$4-80)*AI16*$A$16/1000","v":4.5764803037294959},{"$f":"AC16*K16+($A$4-80)*AJ16*$A$16/1000","v":4.4492231404958673},{"$f":"AD16*M16+($A$4-80)*AK16*$A$16/1000","v":4.2944939905221959},{"$f":"AE16*O16+($A$4-80)*AL16*$A$16/1000","v":4.1423801652892562}]
[null,67,19.331107438016531,4.6537851239669425,18.947553719008265,4.4991015603062934,18.564,4.3469421487603306,18.180446280991735,4.1921497854395664,17.796892561983469,4.0400991735537195,17.387768595041322,3.8852187547568442,16.978644628099175,3.7332561983471075,null,1.0621487603305786,1.0410743801652893,1.02,0.99892561983471073,0.97785123966942145,0.9553719008264463,0.93289256198347126,0.24074074074074076,0.2374502601775329,0.23415977961432508,0.23058563693359935,0.22701149425287359,0.22344550616258135,0.21987951807228914,-0.17708333333333345,-0.18229166666666677,-0.18750000000000008,-0.1875,-0.18749999999999989,-0.18749999999999994,-0.18749999999999997,{"$f":"Y17*C17+($A$4-80)*AF17*$A$16/1000","v":4.6537851239669425},{"$f":"Z17*E17+($A$4-80)*AG17*$A$16/1000","v":4.4991015603062934},{"$f":"AA17*G17+($A$4-80)*AH17*$A$16/1000","v":4.3469421487603306},{"$f":"AB17*I17+($A$4-80)*AI17*$A$16/1000","v":4.1921497854395664},{"$f":"AC17*K17+($A$4-80)*AJ17*$A$16/1000","v":4.0400991735537195},{"$f":"AD17*M17+($A$4-80)*AK17*$A$16/1000","v":3.8852187547568442},{"$f":"AE17*O17+($A$4-80)*AL17*$A$16/1000","v":3.7332561983471075}]
[null,63,18.103735537190083,4.3469421487603306,17.745752066115703,4.1921316757715834,17.387768595041322,4.0400991735537195,17.00421487603306,3.8851938016528931,16.620661157024795,3.7332561983471075,16.262677685950415,3.5781913337407993,15.904694214876033,3.4264132231404956,null,0.99471074380165292,0.97504132231404961,0.9553719008264463,0.93429752066115712,0.91322314049586784,0.89355371900826452,0.87388429752066121,0.24011299435028249,0.23623296776337654,0.2323529411764706,0.2284841628959276,0.22461538461538461,0.2200247341083354,0.21543408360128616,-0.18750000000000008,-0.1875,-0.18749999999999989,-0.18749999999999994,-0.18749999999999997,-0.18749999999999997,-0.18749999999999997,4.3469421487603306,{"$f":"Z18*E18+($A$4-80)*AG18*$A$16/1000","v":4.1921316757715834},{"$f":"AA18*G18+($A$4-80)*AH18*$A$16/1000","v":4.0400991735537195},3.8851938016528931,3.7332561983471075,3.5781913337407993,3.4264132231404956]
[null,59,17.285487603305786,3.426413223140496,16.927504132231405,3.427946335931185,16.569520661157025,3.426413223140496,16.211537190082645,3.4280848106348594,15.853553719008266,3.426413223140496,15.521140495867771,3.3234661052002297,15.188727272727274,3.2218512396694217,null,0.94975206611570251,0.93008264462809931,0.910413223140496,0.89074380165289269,0.87107438016528937,0.85280991735537204,0.83454545454545459,0.19822485207100593,0.20250748776389804,0.20679012345679013,0.21145957785742731,0.21612903225806451,0.21412512218963831,0.21212121212121213,-0.34375,-0.30729166666666669,-0.27083333333333337,-0.23958333333333331,-0.20833333333333323,-0.1979166666666666,-0.18749999999999997,3.426413223140496,{"$f":"Z19*E19+($A$4-80)*AG19*$A$16/1000","v":3.427946335931185},{"$f":"AA19*G19+($A$4-80)*AH19*$A$16/1000","v":3.426413223140496},3.4280848106348594,3.426413223140496,3.3234661052002297,3.2218512396694217]

{"sheet":"4TTX60_42","index":56,"n_rows":19,"n_cols":45,"rows_kept":19,"cut":false,"hidden":true,"merged":[[130,0,133,0],[120,12,121,12],[120,13,121,13],[120,14,121,14],[120,15,121,15],[122,0,125,0],[126,0,129,0],[119,12,119,13],[119,14,119,15],[120,4,121,4],[120,5,121,5],[120,6,121,6],[120,7,121,7],[120,8,121,8],[120,9,121,9],[120,10,121,10],[120,11,121,11],[119,0,121,0],[119,1,121,1],[119,4,119,5],[119,6,119,7],[119,8,119,9],[119,10,119,11],[111,0,114,0],[117,0,118,1],[117,4,117,15],[118,4,118,5],[118,6,118,7],[118,8,118,9],[118,10,118,11],[118,12,118,13],[118,14,118,15],[101,12,102,12],[101,13,102,13],[101,14,102,14],[101,15,102,15],[103,0,106,0],[107,0,110,0],[100,12,100,13],[100,14,100,15],[101,4,102,4],[101,5,102,5],[101,6,102,6],[101,7,102,7],[101,8,102,8],[101,9,102,9],[101,10,102,10],[101,11,102,11],[100,0,102,0],[100,1,102,1],[100,4,100,5],[100,6,100,7],[100,8,100,9],[100,10,100,11],[92,0,95,0],[98,0,99,1],[98,4,98,15],[99,4,99,5],[99,6,99,7],[99,8,99,9],[99,10,99,11],[99,12,99,13],[99,14,99,15],[82,12,83,12],[82,13,83,13],[82,14,83,14],[82,15,83,15],[84,0,87,0],[88,0,91,0],[81,12,81,13],[81,14,81,15],[82,4,83,4],[82,5,83,5],[82,6,83,6],[82,7,83,7],[82,8,83,8],[82,9,83,9],[82,10,83,10],[82,11,83,11],[81,0,83,0],[81,1,83,1],[81,4,81,5],[81,6,81,7],[81,8,81,9],[81,10,81,11],[73,0,76,0],[79,0,80,1],[79,4,79,15],[80,4,80,5],[80,6,80,7],[80,8,80,9],[80,10,80,11],[80,12,80,13],[80,14,80,15],[63,12,64,12],[63,13,64,13],[63,14,64,14],[63,15,64,15],[65,0,68,0],[69,0,72,0],[62,12,62,13],[62,14,62,15],[63,4,64,4],[63,5,64,5],[63,6,64,6],[63,7,64,7],[63,8,64,8],[63,9,64,9],[63,10,64,10],[63,11,64,11],[62,0,64,0],[62,1,64,1],[62,4,62,5],[62,6,62,7],[62,8,62,9],[62,10,62,11],[54,0,57,0],[60,0,61,1],[60,4,60,15],[61,4,61,5],[61,6,61,7],[61,8,61,9],[61,10,61,11],[61,12,61,13],[61,14,61,15],[44,12,45,12],[44,13,45,13],[44,14,45,14],[44,15,45,15],[46,0,49,0],[50,0,53,0],[43,12,43,13],[43,14,43,15],[44,4,45,4],[44,5,45,5],[44,6,45,6],[44,7,45,7],[44,8,45,8],[44,9,45,9],[44,10,45,10],[44,11,45,11],[43,0,45,0],[43,1,45,1],[43,4,43,5],[43,6,43,7],[43,8,43,9],[43,10,43,11],[35,0,38,0],[41,0,42,1],[41,4,41,15],[42,4,42,5],[42,6,42,7],[42,8,42,9],[42,10,42,11],[42,12,42,13],[42,14,42,15],[25,12,26,12],[25,13,26,13],[25,14,26,14],[25,15,26,15],[27,0,30,0],[31,0,34,0],[24,12,24,13],[24,14,24,15],[25,4,26,4],[25,5,26,5],[25,6,26,6],[25,7,26,7],[25,8,26,8],[25,9,26,9],[25,10,26,10],[25,11,26,11],[24,0,26,0],[24,1,26,1],[24,4,24,5],[24,6,24,7],[24,8,24,9],[24,10,24,11],[7,0,10,0],[11,0,14,0],[15,0,18,0],[22,4,22,15],[23,4,23,5],[23,6,23,7],[23,8,23,9],[23,10,23,11],[23,12,23,13],[23,14,23,15],[5,10,6,10],[5,11,6,11],[5,12,6,12],[5,13,6,13],[5,14,6,14],[5,15,6,15],[4,10,4,11],[4,12,4,13],[4,14,4,15],[5,2,6,2],[5,3,6,3],[5,4,6,4],[5,5,6,5],[5,6,6,6],[5,7,6,7],[5,8,6,8],[4,0,6,0],[4,1,6,1],[4,2,4,3],[4,4,4,5],[4,6,4,7],[4,8,4,9],[5,9,6,9],[2,0,2,1],[2,2,2,15],[3,2,3,3],[3,4,3,5],[3,6,3,7],[3,8,3,9],[3,10,3,11],[3,12,3,13],[3,14,3,15]]}
[]
["4TTX60_42",18.2]
["Evaporator Air \n",null,"Condenser  Entering Air Temperature ˚F"]
[80,"°F DB",85,null,90,null,95,null,100,null,105,null,110,null,115]
["CFM","EWB†\n˚F","Capacity Mbtuh",null,"Capacity Mbtuh",null,"Capacity Mbtuh",null,"Capacity Mbtuh",null,"Capacity Mbtuh",null,"Capacity Mbtuh",null,"Capacity Mbtuh"]
[null,null,"Total","Sens.","Total","Sens.","Total","Sens.","Total","Sens.","Total","Sens.","Total","Sens.","Total","Sens."]
[null,null,null,null,null,null,null,null,null,null,null,null,null,null,null,null,null,"Total Factors",null,null,null,null,null,null,"Sens. %",null,null,null,null,null,null,"IDB Adj",null,null,null,null,null,null,"Sens Calc"]
[1225,71,{"$f":"R8*$B$2","v":20.248599033816429},{"$f":"IF(AM8>C8,C8,AM8)","v":4.6528695652173928},{"$f":"S8*$B$2","v":19.796236714975844},{"$f":"IF(AN8>E8,E8,AN8)","v":4.5009867498519451},{"$f":"T8*$B$2","v":19.343874396135263},{"$f":"IF(AO8>G8,G8,AO8)","v":4.3512946859903376},{"$f":"U8*$B$2","v":18.891512077294685},{"$f":"IF(AP8>I8,I8,AP8)","v":4.177234857026229},{"$f":"V8*$B$2","v":18.439149758454104},{"$f":"IF(AQ8>K8,K8,AQ8)","v":4.00663768115942},{"$f":"W8*$B$2","v":17.986787439613526},{"$f":"IF(AR8>M8,M8,AR8)","v":3.8544959799711425},{"$f":"X8*$B$2","v":17.534425120772948},{"$f":"IF(AS8>O8,O8,AS8)","v":3.705062801932367},null,1.1125603864734301,1.0877053140096618,1.0628502415458936,1.0379951690821256,1.0131400966183575,0.98828502415458941,0.96342995169082135,0.22978723404255322,0.22736577737762403,0.22494432071269488,0.22111702016943158,0.21728971962616825,0.21429596546418977,0.21130221130221127,-0.21428571428571416,-0.20982142857142855,-0.20535714285714293,-0.20982142857142855,-0.21428571428571416,-0.21428571428571425,-0.21428571428571433,{"$f":"Y8*C8+($A$4-80)*AF8*$A$8/1000","v":4.6528695652173928},{"$f":"Z8*E8+($A$4-80)*AG8*$A$8/1000","v":4.5009867498519451},{"$f":"AA8*G8+($A$4-80)*AH8*$A$8/1000","v":4.3512946859903376},{"$f":"AB8*I8+($A$4-80)*AI8*$A$8/1000","v":4.177234857026229},{"$f":"AC8*K8+($A$4-80)*AJ8*$A$8/1000","v":4.00663768115942},{"$f":"AD8*M8+($A$4-80)*AK8*$A$8/1000","v":3.8544959799711425},{"$f":"AE8*O8+($A$4-80)*AL8*$A$8/1000","v":3.705062801932367}]
[null,67,{"$f":"R9*$B$2","v":18.654560386473428},4.1789661835748788,18.245280193236717,{"$f":"IF(AN9>E9,E9,AN9)","v":4.026822558965188},17.835999999999999,{"$f":"IF(AO9>G9,G9,AO9)","v":3.8773913043478259},17.426719806763284,{"$f":"IF(AP9>I9,I9,AP9)","v":3.725117211308123},17.01743961352657,{"$f":"IF(AQ9>K9,K9,AQ9)","v":3.5758164251207729},16.586618357487925,{"$f":"IF(AR9>M9,M9,AR9)","v":3.423422040400335},16.155797101449277,{"$f":"IF(AS9>O9,O9,AS9)","v":3.27424154589372},null,1.0249758454106279,1.0024879227053141,0.98,0.95751207729468601,0.93502415458937205,0.91135265700483103,0.88768115942028991,0.22401847575057737,0.22070489004920174,0.21739130434782608,0.21375894331315354,0.21012658227848102,0.20639662447257384,0.20266666666666666,-0.21428571428571433,-0.21428571428571433,-0.21428571428571433,-0.21428571428571425,-0.21428571428571416,-0.21428571428571425,-0.21428571428571433,{"$f":"Y9*C9+($A$4-80)*AF9*$A$8/1000","v":4.1789661835748788},{"$f":"Z9*E9+($A$4-80)*AG9*$A$8/1000","v":4.026822558965188},{"$f":"AA9*G9+($A$4-80)*AH9*$A$8/1000","v":3.8773913043478259},{"$f":"AB9*I9+($A$4-80)*AI9*$A$8/1000","v":3.725117211308123},{"$f":"AC9*K9+($A$4-80)*AJ9*$A$8/1000","v":3.5758164251207729},{"$f":"AD9*M9+($A$4-80)*AK9*$A$8/1000","v":3.423422040400335},{"$f":"AE9*O9+($A$4-80)*AL9*$A$8/1000","v":3.27424154589372}]
[null,63,17.448260869565217,3.8343091787439616,17.060521739130436,3.6819966096193943,16.672782608695652,3.5327342995169078,16.285043478260871,3.3582064826917231,15.897304347826086,3.1880772946859905,15.509565217391305,3.0354173048976874,15.121826086956522,2.8865024154589376,null,0.95869565217391306,0.93739130434782614,0.91608695652173922,0.89478260869565218,0.87347826086956526,0.85217391304347834,0.83086956521739141,0.21975308641975311,0.21581969566465692,0.2118863049095607,0.20621415516480746,0.20054200542005421,0.19571259815162256,0.19088319088319089,-0.21428571428571433,-0.20982142857142863,-0.20535714285714293,-0.20982142857142863,-0.21428571428571433,-0.2142857142857143,-0.21428571428571425,3.8343091787439616,{"$f":"Z10*E10+($A$4-80)*AG10*$A$8/1000","v":3.6819966096193943},{"$f":"AA10*G10+($A$4-80)*AH10*$A$8/1000","v":3.5327342995169078},3.3582064826917231,3.1880772946859905,3.0354173048976874,2.8865024154589376]
[null,59,16.672782608695652,3.0157487922705308,16.285043478260871,3.0174593701447634,15.897304347826086,3.0157487922705313,15.531106280193237,2.9733038368693414,15.164908212560388,2.9295845410628019,14.798710144927535,2.776766118272274,14.432512077294685,2.6280096618357485,null,0.91608695652173922,0.89478260869565218,0.87347826086956526,0.85335748792270538,0.8332367149758455,0.81311594202898541,0.79299516908212564,0.18087855297157621,0.1852902249952732,0.18970189701897019,0.19144185760039417,0.19318181818181815,0.18763568521031204,0.18208955223880596,-0.33928571428571436,-0.3035714285714286,-0.26785714285714285,-0.24107142857142855,-0.21428571428571425,-0.2142857142857143,-0.21428571428571433,3.0157487922705308,{"$f":"Z11*E11+($A$4-80)*AG11*$A$8/1000","v":3.0174593701447634},{"$f":"AA11*G11+($A$4-80)*AH11*$A$8/1000","v":3.0157487922705313},{"$f":"AB11*I11+($A$4-80)*AI11*$A$8/1000","v":2.9733038368693414},2.9295845410628019,2.776766118272274,2.6280096618357485]
[1400,71,20.661835748792267,4.7478260869565219,20.200241545893721,4.5928436222979041,19.738647342995169,4.4400966183574875,19.277053140096616,4.2624845479859479,18.815458937198066,4.0884057971014496,18.353864734299517,3.9331591632358598,17.892270531400968,3.7806763285024152,null,1.1352657004830917,1.1099033816425121,1.0845410628019323,1.0591787439613525,1.0338164251207729,1.0084541062801933,0.98309178743961367,0.22978723404255322,0.22736577737762403,0.22494432071269488,0.22111702016943158,0.21728971962616825,0.21429596546418977,0.21130221130221127,-0.21428571428571416,-0.20982142857142855,-0.20535714285714293,-0.20982142857142855,-0.21428571428571416,-0.21428571428571425,-0.21428571428571433,{"$f":"Y12*C12+($A$4-80)*AF12*$A$12/1000","v":4.7478260869565219},{"$f":"Z12*E12+($A$4-80)*AG12*$A$12/1000","v":4.5928436222979041},{"$f":"AA12*G12+($A$4-80)*AH12*$A$12/1000","v":4.4400966183574875},{"$f":"AB12*I12+($A$4-80)*AI12*$A$12/1000","v":4.2624845479859479},{"$f":"AC12*K12+($A$4-80)*AJ12*$A$12/1000","v":4.0884057971014496},{"$f":"AD12*M12+($A$4-80)*AK12*$A$12/1000","v":3.9331591632358598},{"$f":"AE12*O12+($A$4-80)*AL12*$A$12/1000","v":3.7806763285024152}]
[null,67,19.035265700483091,4.2642512077294681,18.617632850241542,4.1090026111889655,18.2,3.9565217391304346,17.782367149758457,3.8011400115389016,17.364734299516908,3.6487922705314011,16.925120772946858,3.4932877963268716,16.485507246376812,3.3410628019323672,null,1.0458937198067633,1.0229468599033815,1,0.97705314009661848,0.95410628019323673,0.92995169082125606,0.90579710144927539,0.22401847575057737,0.22070489004920174,0.21739130434782608,0.21375894331315354,0.21012658227848102,0.20639662447257384,0.20266666666666666,-0.21428571428571433,-0.21428571428571433,-0.21428571428571433,-0.21428571428571425,-0.21428571428571416,-0.21428571428571425,-0.21428571428571433,{"$f":"Y13*C13+($A$4-80)*AF13*$A$12/1000","v":4.2642512077294681},{"$f":"Z13*E13+($A$4-80)*AG13*$A$12/1000","v":4.1090026111889655},{"$f":"AA13*G13+($A$4-80)*AH13*$A$12/1000","v":3.9565217391304346},{"$f":"AB13*I13+($A$4-80)*AI13*$A$12/1000","v":3.8011400115389016},{"$f":"AC13*K13+($A$4-80)*AJ13*$A$12/1000","v":3.6487922705314011},{"$f":"AD13*M13+($A$4-80)*AK13*$A$12/1000","v":3.4932877963268716},{"$f":"AE13*O13+($A$4-80)*AL13*$A$12/1000","v":3.3410628019323672}]
[null,63,17.804347826086957,3.9125603864734306,17.408695652173911,3.7571393975708096,17.013043478260872,3.6048309178743962,16.617391304347823,3.4267413088691043,16.221739130434781,3.253140096618357,15.826086956521738,3.0973645968343742,15.430434782608696,2.945410628019324,null,0.97826086956521741,0.95652173913043481,0.93478260869565233,0.91304347826086951,0.89130434782608692,0.86956521739130432,0.84782608695652184,0.21975308641975311,0.21581969566465692,0.2118863049095607,0.20621415516480746,0.20054200542005421,0.19571259815162256,0.19088319088319089,-0.21428571428571433,-0.20982142857142863,-0.20535714285714293,-0.20982142857142863,-0.21428571428571433,-0.2142857142857143,-0.21428571428571425,3.9125603864734306,{"$f":"Z14*E14+($A$4-80)*AG14*$A$12/1000","v":3.7571393975708096},{"$f":"AA14*G14+($A$4-80)*AH14*$A$12/1000","v":3.6048309178743962},3.4267413088691043,3.253140096618357,3.0973645968343742,2.945410628019324]
[null,59,17.013043478260872,3.0772946859903385,16.617391304347823,3.0790401736171047,16.221739130434781,3.0772946859903381,15.84806763285024,3.0339835070095318,15.474396135265701,2.9893719806763284,15.100724637681159,2.8334348145635455,14.727053140096618,2.6816425120772944,null,0.93478260869565233,0.91304347826086951,0.89130434782608692,0.87077294685990336,0.85024154589371992,0.82971014492753625,0.8091787439613527,0.18087855297157621,0.1852902249952732,0.18970189701897019,0.19144185760039417,0.19318181818181815,0.18763568521031204,0.18208955223880596,-0.33928571428571436,-0.3035714285714286,-0.26785714285714285,-0.24107142857142855,-0.21428571428571425,-0.2142857142857143,-0.21428571428571433,3.0772946859903385,{"$f":"Z15*E15+($A$4-80)*AG15*$A$12/1000","v":3.0790401736171047},{"$f":"AA15*G15+($A$4-80)*AH15*$A$12/1000","v":3.0772946859903381},3.0339835070095318,2.9893719806763284,2.8334348145635455,2.6816425120772944]
[1575,71,21.075072463768112,4.8427826086956518,20.604246376811592,4.6847004947438613,20.133420289855071,4.5288985507246373,19.66259420289855,4.3477342389456668,19.191768115942029,4.1701739130434792,18.720942028985508,4.0118223465005771,18.250115942028987,3.8562898550724638,null,1.1579710144927535,1.1321014492753623,1.106231884057971,1.0803623188405798,1.0544927536231885,1.0286231884057973,1.002753623188406,0.22978723404255322,0.22736577737762403,0.22494432071269488,0.22111702016943158,0.21728971962616825,0.21429596546418977,0.21130221130221127,-0.21428571428571416,-0.20982142857142855,-0.20535714285714293,-0.20982142857142855,-0.21428571428571416,-0.21428571428571425,-0.21428571428571433,{"$f":"Y16*C16+($A$4-80)*AF16*$A$16/1000","v":4.8427826086956518},{"$f":"Z16*E16+($A$4-80)*AG16*$A$16/1000","v":4.6847004947438613},{"$f":"AA16*G16+($A$4-80)*AH16*$A$16/1000","v":4.5288985507246373},{"$f":"AB16*I16+($A$4-80)*AI16*$A$16/1000","v":4.3477342389456668},{"$f":"AC16*K16+($A$4-80)*AJ16*$A$16/1000","v":4.1701739130434792},{"$f":"AD16*M16+($A$4-80)*AK16*$A$16/1000","v":4.0118223465005771},{"$f":"AE16*O16+($A$4-80)*AL16*$A$16/1000","v":3.8562898550724638}]
[null,67,19.415971014492754,4.3495362318840582,18.989985507246377,4.1911826634127465,18.564,4.0356521739130438,18.138014492753623,3.8771628117696788,17.712028985507246,3.7217681159420288,17.263623188405795,3.5631535522534086,16.815217391304348,3.4078840579710143,null,1.0668115942028986,1.0434057971014494,1.02,0.99659420289855072,0.97318840579710142,0.94855072463768109,0.92391304347826086,0.22401847575057737,0.22070489004920174,0.21739130434782608,0.21375894331315354,0.21012658227848102,0.20639662447257384,0.20266666666666666,-0.21428571428571433,-0.21428571428571433,-0.21428571428571433,-0.21428571428571425,-0.21428571428571416,-0.21428571428571425,-0.21428571428571433,{"$f":"Y17*C17+($A$4-80)*AF17*$A$16/1000","v":4.3495362318840582},{"$f":"Z17*E17+($A$4-80)*AG17*$A$16/1000","v":4.1911826634127465},{"$f":"AA17*G17+($A$4-80)*AH17*$A$16/1000","v":4.0356521739130438},{"$f":"AB17*I17+($A$4-80)*AI17*$A$16/1000","v":3.8771628117696788},{"$f":"AC17*K17+($A$4-80)*AJ17*$A$16/1000","v":3.7217681159420288},{"$f":"AD17*M17+($A$4-80)*AK17*$A$16/1000","v":3.5631535522534086},{"$f":"AE17*O17+($A$4-80)*AL17*$A$16/1000","v":3.4078840579710143}]
[null,63,18.160434782608696,3.9908115942028992,17.756869565217393,3.8322821855222267,17.353304347826089,3.6769275362318843,16.949739130434782,3.4952761350464869,16.546173913043479,3.3182028985507248,16.142608695652171,3.1593118887710614,15.739043478260868,3.0043188405797099,null,0.99782608695652186,0.9756521739130436,0.95347826086956533,0.93130434782608695,0.90913043478260869,0.88695652173913042,0.86478260869565216,0.21975308641975311,0.21581969566465692,0.2118863049095607,0.20621415516480746,0.20054200542005421,0.19571259815162256,0.19088319088319089,-0.21428571428571433,-0.20982142857142863,-0.20535714285714293,-0.20982142857142863,-0.21428571428571433,-0.2142857142857143,-0.21428571428571425,3.9908115942028992,{"$f":"Z18*E18+($A$4-80)*AG18*$A$16/1000","v":3.8322821855222267},{"$f":"AA18*G18+($A$4-80)*AH18*$A$16/1000","v":3.6769275362318843},3.4952761350464869,3.3182028985507248,3.1593118887710614,3.0043188405797099]
[null,59,17.353304347826089,3.1388405797101449,16.949739130434782,3.1406209770894473,16.546173913043479,3.1388405797101453,16.165028985507245,3.0946631771497222,15.783884057971017,3.0491594202898549,15.402739130434785,2.890103510854817,15.021594202898552,2.7352753623188408,null,0.95347826086956533,0.93130434782608695,0.90913043478260869,0.88818840579710145,0.86724637681159433,0.8463043478260871,0.82536231884057976,0.18087855297157621,0.1852902249952732,0.18970189701897019,0.19144185760039417,0.19318181818181815,0.18763568521031204,0.18208955223880596,-0.33928571428571436,-0.3035714285714286,-0.26785714285714285,-0.24107142857142855,-0.21428571428571425,-0.2142857142857143,-0.21428571428571433,3.1388405797101449,{"$f":"Z19*E19+($A$4-80)*AG19*$A$16/1000","v":3.1406209770894473},{"$f":"AA19*G19+($A$4-80)*AH19*$A$16/1000","v":3.1388405797101453},3.0946631771497222,3.0491594202898549,2.890103510854817,2.7352753623188408]

{"sheet":"4TTX60_48","index":57,"n_rows":19,"n_cols":45,"rows_kept":19,"cut":false,"hidden":true,"merged":[[130,0,133,0],[120,12,121,12],[120,13,121,13],[120,14,121,14],[120,15,121,15],[122,0,125,0],[126,0,129,0],[119,12,119,13],[119,14,119,15],[120,4,121,4],[120,5,121,5],[120,6,121,6],[120,7,121,7],[120,8,121,8],[120,9,121,9],[120,10,121,10],[120,11,121,11],[119,0,121,0],[119,1,121,1],[119,4,119,5],[119,6,119,7],[119,8,119,9],[119,10,119,11],[111,0,114,0],[117,0,118,1],[117,4,117,15],[118,4,118,5],[118,6,118,7],[118,8,118,9],[118,10,118,11],[118,12,118,13],[118,14,118,15],[101,12,102,12],[101,13,102,13],[101,14,102,14],[101,15,102,15],[103,0,106,0],[107,0,110,0],[100,12,100,13],[100,14,100,15],[101,4,102,4],[101,5,102,5],[101,6,102,6],[101,7,102,7],[101,8,102,8],[101,9,102,9],[101,10,102,10],[101,11,102,11],[100,0,102,0],[100,1,102,1],[100,4,100,5],[100,6,100,7],[100,8,100,9],[100,10,100,11],[92,0,95,0],[98,0,99,1],[98,4,98,15],[99,4,99,5],[99,6,99,7],[99,8,99,9],[99,10,99,11],[99,12,99,13],[99,14,99,15],[82,12,83,12],[82,13,83,13],[82,14,83,14],[82,15,83,15],[84,0,87,0],[88,0,91,0],[81,12,81,13],[81,14,81,15],[82,4,83,4],[82,5,83,5],[82,6,83,6],[82,7,83,7],[82,8,83,8],[82,9,83,9],[82,10,83,10],[82,11,83,11],[81,0,83,0],[81,1,83,1],[81,4,81,5],[81,6,81,7],[81,8,81,9],[81,10,81,11],[73,0,76,0],[79,0,80,1],[79,4,79,15],[80,4,80,5],[80,6,80,7],[80,8,80,9],[80,10,80,11],[80,12,80,13],[80,14,80,15],[63,12,64,12],[63,13,64,13],[63,14,64,14],[63,15,64,15],[65,0,68,0],[69,0,72,0],[62,12,62,13],[62,14,62,15],[63,4,64,4],[63,5,64,5],[63,6,64,6],[63,7,64,7],[63,8,64,8],[63,9,64,9],[63,10,64,10],[63,11,64,11],[62,0,64,0],[62,1,64,1],[62,4,62,5],[62,6,62,7],[62,8,62,9],[62,10,62,11],[54,0,57,0],[60,0,61,1],[60,4,60,15],[61,4,61,5],[61,6,61,7],[61,8,61,9],[61,10,61,11],[61,12,61,13],[61,14,61,15],[44,12,45,12],[44,13,45,13],[44,14,45,14],[44,15,45,15],[46,0,49,0],[50,0,53,0],[43,12,43,13],[43,14,43,15],[44,4,45,4],[44,5,45,5],[44,6,45,6],[44,7,45,7],[44,8,45,8],[44,9,45,9],[44,10,45,10],[44,11,45,11],[43,0,45,0],[43,1,45,1],[43,4,43,5],[43,6,43,7],[43,8,43,9],[43,10,43,11],[35,0,38,0],[41,0,42,1],[41,4,41,15],[42,4,42,5],[42,6,42,7],[42,8,42,9],[42,10,42,11],[42,12,42,13],[42,14,42,15],[25,12,26,12],[25,13,26,13],[25,14,26,14],[25,15,26,15],[27,0,30,0],[31,0,34,0],[24,12,24,13],[24,14,24,15],[25,4,26,4],[25,5,26,5],[25,6,26,6],[25,7,26,7],[25,8,26,8],[25,9,26,9],[25,10,26,10],[25,11,26,11],[24,0,26,0],[24,1,26,1],[24,4,24,5],[24,6,24,7],[24,8,24,9],[24,10,24,11],[7,0,10,0],[11,0,14,0],[15,0,18,0],[22,4,22,15],[23,4,23,5],[23,6,23,7],[23,8,23,9],[23,10,23,11],[23,12,23,13],[23,14,23,15],[5,10,6,10],[5,11,6,11],[5,12,6,12],[5,13,6,13],[5,14,6,14],[5,15,6,15],[4,10,4,11],[4,12,4,13],[4,14,4,15],[5,2,6,2],[5,3,6,3],[5,4,6,4],[5,5,6,5],[5,6,6,6],[5,7,6,7],[5,8,6,8],[4,0,6,0],[4,1,6,1],[4,2,4,3],[4,4,4,5],[4,6,4,7],[4,8,4,9],[5,9,6,9],[2,0,2,1],[2,2,2,15],[3,2,3,3],[3,4,3,5],[3,6,3,7],[3,8,3,9],[3,10,3,11],[3,12,3,13],[3,14,3,15]]}
[]
["4TTX60_48",18.2]
["Evaporator Air \n",null,"Condenser  Entering Air Temperature ˚F"]
[80,"°F DB",85,null,90,null,95,null,100,null,105,null,110,null,115]
["CFM","EWB†\n˚F","Capacity Mbtuh",null,"Capacity Mbtuh",null,"Capacity Mbtuh",null,"Capacity Mbtuh",null,"Capacity Mbtuh",null,"Capacity Mbtuh",null,"Capacity Mbtuh"]
[null,null,"Total","Sens.","Total","Sens.","Total","Sens.","Total","Sens.","Total","Sens.","Total","Sens.","Total","Sens."]
[null,null,null,null,null,null,null,null,null,null,null,null,null,null,null,null,null,"Total Factors",null,null,null,null,null,null,"Sens. %",null,null,null,null,null,null,"IDB Adj",null,null,null,null,null,null,"Sens Calc"]
[1375,71,{"$f":"R8*$B$2","v":20.421470588235291},{"$f":"IF(AM8>C8,C8,AM8)","v":4.8337058823529411},{"$f":"S8*$B$2","v":19.878147058823526},{"$f":"IF(AN8>E8,E8,AN8)","v":4.6447020274580915},{"$f":"T8*$B$2","v":19.334823529411761},{"$f":"IF(AO8>G8,G8,AO8)","v":4.4589999999999987},{"$f":"U8*$B$2","v":18.791499999999999},{"$f":"IF(AP8>I8,I8,AP8)","v":4.2697995270442357},{"$f":"V8*$B$2","v":18.248176470588234},{"$f":"IF(AQ8>K8,K8,AQ8)","v":4.0842941176470582},{"$f":"W8*$B$2","v":17.704852941176465},{"$f":"IF(AR8>M8,M8,AR8)","v":3.8948596777847455},{"$f":"X8*$B$2","v":17.1615294117647},{"$f":"IF(AS8>O8,O8,AS8)","v":3.7095882352941172},null,1.1220588235294116,1.092205882352941,1.0623529411764705,1.0325,1.0026470588235294,0.97279411764705859,0.94294117647058806,0.23669724770642203,0.23365870137259087,0.23062015503875968,0.22721972844340449,0.22381930184804927,0.219988253544112,0.2161572052401747,-0.2003205128205128,-0.2003205128205128,-0.2003205128205128,-0.2003205128205128,-0.2003205128205128,-0.2003205128205128,-0.2003205128205128,{"$f":"Y8*C8+($A$4-80)*AF8*$A$8/1000","v":4.8337058823529411},{"$f":"Z8*E8+($A$4-80)*AG8*$A$8/1000","v":4.6447020274580915},{"$f":"AA8*G8+($A$4-80)*AH8*$A$8/1000","v":4.4589999999999987},{"$f":"AB8*I8+($A$4-80)*AI8*$A$8/1000","v":4.2697995270442357},{"$f":"AC8*K8+($A$4-80)*AJ8*$A$8/1000","v":4.0842941176470582},{"$f":"AD8*M8+($A$4-80)*AK8*$A$8/1000","v":3.8948596777847455},{"$f":"AE8*O8+($A$4-80)*AL8*$A$8/1000","v":3.7095882352941172}]
[null,67,{"$f":"R9*$B$2","v":18.847705882352937},4.4215294117647055,18.341852941176469,{"$f":"IF(AN9>E9,E9,AN9)","v":4.2322285095654451},17.836000000000002,{"$f":"IF(AO9>G9,G9,AO9)","v":4.0468235294117649},17.330147058823531,{"$f":"IF(AP9>I9,I9,AP9)","v":3.8572883512765785},16.824294117647057,{"$f":"IF(AQ9>K9,K9,AQ9)","v":3.6721176470588235},16.318441176470586,{"$f":"IF(AR9>M9,M9,AR9)","v":3.482303225331763},15.812588235294117,{"$f":"IF(AS9>O9,O9,AS9)","v":3.2974117647058825},null,1.0355882352941175,1.0077941176470588,0.98000000000000009,0.95220588235294124,0.92441176470588227,0.89661764705882352,0.86882352941176466,0.23459244532803183,0.23074160081527642,0.22689075630252101,0.22257678126930061,0.21826280623608021,0.21339680596164201,0.20853080568720381,-0.20833333333333329,-0.20432692307692304,-0.2003205128205128,-0.2003205128205128,-0.2003205128205128,-0.2003205128205128,-0.2003205128205128,{"$f":"Y9*C9+($A$4-80)*AF9*$A$8/1000","v":4.4215294117647055},{"$f":"Z9*E9+($A$4-80)*AG9*$A$8/1000","v":4.2322285095654451},{"$f":"AA9*G9+($A$4-80)*AH9*$A$8/1000","v":4.0468235294117649},{"$f":"AB9*I9+($A$4-80)*AI9*$A$8/1000","v":3.8572883512765785},{"$f":"AC9*K9+($A$4-80)*AJ9*$A$8/1000","v":3.6721176470588235},{"$f":"AD9*M9+($A$4-80)*AK9*$A$8/1000","v":3.482303225331763},{"$f":"AE9*O9+($A$4-80)*AL9*$A$8/1000","v":3.2974117647058825}]
[null,63,17.611176470588234,4.0842941176470582,17.142794117647057,3.8947297130542387,16.67441176470588,3.7095882352941172,16.206029411764703,3.5197605612469705,15.737647058823528,3.3348823529411762,15.269264705882353,3.1254132383966242,14.800882352941176,2.922705882352941,null,0.96764705882352942,0.94191176470588234,0.91617647058823526,0.89044117647058818,0.8647058823529411,0.83897058823529413,0.81323529411764706,0.23191489361702128,0.22719340186469042,0.22247191011235956,0.21718833600856075,0.2119047619047619,0.20468655816757081,0.19746835443037974,-0.20833333333333329,-0.20432692307692304,-0.2003205128205128,-0.2003205128205128,-0.2003205128205128,-0.20432692307692307,-0.20833333333333337,4.0842941176470582,{"$f":"Z10*E10+($A$4-80)*AG10*$A$8/1000","v":3.8947297130542387},{"$f":"AA10*G10+($A$4-80)*AH10*$A$8/1000","v":3.7095882352941172},3.5197605612469705,3.3348823529411762,3.1254132383966242,2.922705882352941]
[null,59,16.824294117647057,2.9976470588235289,16.374647058823527,2.9999091375682982,15.924999999999997,2.9976470588235289,15.475352941176471,3.0001799100863757,15.025705882352939,2.9976470588235289,14.557323529411763,2.8265302500749061,14.088941176470586,2.6604117647058816,null,0.92441176470588227,0.89970588235294102,0.87499999999999989,0.85029411764705887,0.82558823529411762,0.79985294117647054,0.77411764705882347,0.17817371937639198,0.18320450674701952,0.18823529411764706,0.19386827050022004,0.199501246882793,0.19416551705841778,0.18882978723404253,-0.40064102564102561,-0.35657051282051277,-0.3125,-0.26842948717948723,-0.22435897435897442,-0.21634615384615385,-0.20833333333333329,2.9976470588235289,{"$f":"Z11*E11+($A$4-80)*AG11*$A$8/1000","v":2.9999091375682982},{"$f":"AA11*G11+($A$4-80)*AH11*$A$8/1000","v":2.9976470588235289},{"$f":"AB11*I11+($A$4-80)*AI11*$A$8/1000","v":3.0001799100863757},2.9976470588235289,2.8265302500749061,2.6604117647058816]
[1560,71,20.838235294117645,4.9323529411764699,20.283823529411759,4.7394918647531545,19.72941176470588,4.5499999999999989,19.175000000000001,4.3569382929022815,18.620588235294118,4.1676470588235297,18.066176470588232,3.9743466099844342,17.511764705882349,3.7852941176470587,null,1.1449579831932772,1.1144957983193275,1.0840336134453781,1.0535714285714286,1.0231092436974791,0.99264705882352933,0.96218487394957974,0.23669724770642203,0.23365870137259087,0.23062015503875968,0.22721972844340449,0.22381930184804927,0.219988253544112,0.2161572052401747,-0.2003205128205128,-0.2003205128205128,-0.2003205128205128,-0.2003205128205128,-0.2003205128205128,-0.2003205128205128,-0.2003205128205128,{"$f":"Y12*C12+($A$4-80)*AF12*$A$12/1000","v":4.9323529411764699},{"$f":"Z12*E12+($A$4-80)*AG12*$A$12/1000","v":4.7394918647531545},{"$f":"AA12*G12+($A$4-80)*AH12*$A$12/1000","v":4.5499999999999989},{"$f":"AB12*I12+($A$4-80)*AI12*$A$12/1000","v":4.3569382929022815},{"$f":"AC12*K12+($A$4-80)*AJ12*$A$12/1000","v":4.1676470588235297},{"$f":"AD12*M12+($A$4-80)*AK12*$A$12/1000","v":3.9743466099844342},{"$f":"AE12*O12+($A$4-80)*AL12*$A$12/1000","v":3.7852941176470587}]
[null,67,19.232352941176465,4.511764705882352,18.716176470588238,4.3186005199647406,18.2,4.1294117647058819,17.683823529411764,3.9360085217107939,17.16764705882353,3.7470588235294127,16.651470588235291,3.5533706380936354,16.13529411764706,3.3647058823529417,null,1.0567226890756301,1.0283613445378152,1,0.97163865546218486,0.94327731092436973,0.91491596638655448,0.88655462184873957,0.23459244532803183,0.23074160081527642,0.22689075630252101,0.22257678126930061,0.21826280623608021,0.21339680596164201,0.20853080568720381,-0.20833333333333329,-0.20432692307692304,-0.2003205128205128,-0.2003205128205128,-0.2003205128205128,-0.2003205128205128,-0.2003205128205128,{"$f":"Y13*C13+($A$4-80)*AF13*$A$12/1000","v":4.511764705882352},{"$f":"Z13*E13+($A$4-80)*AG13*$A$12/1000","v":4.3186005199647406},{"$f":"AA13*G13+($A$4-80)*AH13*$A$12/1000","v":4.1294117647058819},{"$f":"AB13*I13+($A$4-80)*AI13*$A$12/1000","v":3.9360085217107939},{"$f":"AC13*K13+($A$4-80)*AJ13*$A$12/1000","v":3.7470588235294127},{"$f":"AD13*M13+($A$4-80)*AK13*$A$12/1000","v":3.5533706380936354},{"$f":"AE13*O13+($A$4-80)*AL13*$A$12/1000","v":3.3647058823529417}]
[null,63,17.970588235294116,4.1676470588235288,17.492647058823525,3.974213992912488,17.014705882352942,3.7852941176470591,16.536764705882351,3.5915924094356844,16.058823529411764,3.4029411764705881,15.580882352941176,3.1891971820373715,15.102941176470587,2.9823529411764702,null,0.98739495798319321,0.96113445378151252,0.93487394957983194,0.90861344537815125,0.88235294117647056,0.85609243697478987,0.82983193277310918,0.23191489361702128,0.22719340186469042,0.22247191011235956,0.21718833600856075,0.2119047619047619,0.20468655816757081,0.19746835443037974,-0.20833333333333329,-0.20432692307692304,-0.2003205128205128,-0.2003205128205128,-0.2003205128205128,-0.20432692307692307,-0.20833333333333337,4.1676470588235288,{"$f":"Z14*E14+($A$4-80)*AG14*$A$12/1000","v":3.974213992912488},{"$f":"AA14*G14+($A$4-80)*AH14*$A$12/1000","v":3.7852941176470591},3.5915924094356844,3.4029411764705881,3.1891971820373715,2.9823529411764702]
[null,59,17.16764705882353,3.0588235294117649,16.708823529411767,3.0611317730288765,16.249999999999996,3.0588235294117641,15.791176470588233,3.0614080715167096,15.33235294117647,3.0588235294117645,14.854411764705882,2.8842145408927617,14.376470588235293,2.7147058823529409,null,0.94327731092436973,0.91806722689075637,0.89285714285714279,0.86764705882352933,0.84243697478991597,0.81617647058823528,0.78991596638655459,0.17817371937639198,0.18320450674701952,0.18823529411764706,0.19386827050022004,0.199501246882793,0.19416551705841778,0.18882978723404253,-0.40064102564102561,-0.35657051282051277,-0.3125,-0.26842948717948723,-0.22435897435897442,-0.21634615384615385,-0.20833333333333329,3.0588235294117649,{"$f":"Z15*E15+($A$4-80)*AG15*$A$12/1000","v":3.0611317730288765},{"$f":"AA15*G15+($A$4-80)*AH15*$A$12/1000","v":3.0588235294117641},3.0614080715167096,3.0588235294117645,2.8842145408927617,2.7147058823529409]
[1750,71,21.254999999999999,5.0309999999999997,20.689499999999999,4.8342817020482185,20.124000000000002,4.641,19.558500000000002,4.4440770587603273,18.992999999999999,4.2509999999999994,18.427500000000002,4.0538335421841243,17.861999999999998,3.8610000000000002,null,1.1678571428571429,1.1367857142857143,1.1057142857142859,1.0746428571428572,1.0435714285714286,1.0125000000000002,0.98142857142857143,0.23669724770642203,0.23365870137259087,0.23062015503875968,0.22721972844340449,0.22381930184804927,0.219988253544112,0.2161572052401747,-0.2003205128205128,-0.2003205128205128,-0.2003205128205128,-0.2003205128205128,-0.2003205128205128,-0.2003205128205128,-0.2003205128205128,{"$f":"Y16*C16+($A$4-80)*AF16*$A$16/1000","v":5.0309999999999997},{"$f":"Z16*E16+($A$4-80)*AG16*$A$16/1000","v":4.8342817020482185},{"$f":"AA16*G16+($A$4-80)*AH16*$A$16/1000","v":4.641},{"$f":"AB16*I16+($A$4-80)*AI16*$A$16/1000","v":4.4440770587603273},{"$f":"AC16*K16+($A$4-80)*AJ16*$A$16/1000","v":4.2509999999999994},{"$f":"AD16*M16+($A$4-80)*AK16*$A$16/1000","v":4.0538335421841243},{"$f":"AE16*O16+($A$4-80)*AL16*$A$16/1000","v":3.8610000000000002}]
[null,67,19.616999999999997,4.6020000000000003,19.090499999999999,4.4049725303640344,18.564,4.2119999999999997,18.037499999999998,4.0147286921450096,17.510999999999999,3.8220000000000005,16.984500000000001,3.6244380508555087,16.458000000000002,3.4320000000000008,null,1.0778571428571428,1.0489285714285714,1.02,0.99107142857142849,0.96214285714285719,0.93321428571428577,0.90428571428571436,0.23459244532803183,0.23074160081527642,0.22689075630252101,0.22257678126930061,0.21826280623608021,0.21339680596164201,0.20853080568720381,-0.20833333333333329,-0.20432692307692304,-0.2003205128205128,-0.2003205128205128,-0.2003205128205128,-0.2003205128205128,-0.2003205128205128,{"$f":"Y17*C17+($A$4-80)*AF17*$A$16/1000","v":4.6020000000000003},{"$f":"Z17*E17+($A$4-80)*AG17*$A$16/1000","v":4.4049725303640344},{"$f":"AA17*G17+($A$4-80)*AH17*$A$16/1000","v":4.2119999999999997},{"$f":"AB17*I17+($A$4-80)*AI17*$A$16/1000","v":4.0147286921450096},{"$f":"AC17*K17+($A$4-80)*AJ17*$A$16/1000","v":3.8220000000000005},{"$f":"AD17*M17+($A$4-80)*AK17*$A$16/1000","v":3.6244380508555087},{"$f":"AE17*O17+($A$4-80)*AL17*$A$16/1000","v":3.4320000000000008}]
[null,63,18.329999999999998,4.2509999999999994,17.842499999999998,4.0536982727707382,17.354999999999997,3.8609999999999993,16.8675,3.6634242576243983,16.38,3.4709999999999996,15.892499999999998,3.2529811256781187,15.404999999999999,3.0419999999999998,null,1.0071428571428571,0.98035714285714282,0.95357142857142851,0.92678571428571432,0.9,0.87321428571428561,0.84642857142857142,0.23191489361702128,0.22719340186469042,0.22247191011235956,0.21718833600856075,0.2119047619047619,0.20468655816757081,0.19746835443037974,-0.20833333333333329,-0.20432692307692304,-0.2003205128205128,-0.2003205128205128,-0.2003205128205128,-0.20432692307692307,-0.20833333333333337,4.2509999999999994,{"$f":"Z18*E18+($A$4-80)*AG18*$A$16/1000","v":4.0536982727707382},{"$f":"AA18*G18+($A$4-80)*AH18*$A$16/1000","v":3.8609999999999993},3.6634242576243983,3.4709999999999996,3.2529811256781187,3.0419999999999998]
[null,59,17.510999999999999,3.1199999999999997,17.042999999999999,3.1223544084894534,16.574999999999999,3.1199999999999997,16.107000000000003,3.1226362329470447,15.638999999999999,3.1199999999999997,15.1515,2.9418988317106169,14.664,2.7689999999999997,null,0.96214285714285719,0.93642857142857139,0.9107142857142857,0.88500000000000012,0.85928571428571432,0.83250000000000002,0.80571428571428572,0.17817371937639198,0.18320450674701952,0.18823529411764706,0.19386827050022004,0.199501246882793,0.19416551705841778,0.18882978723404253,-0.40064102564102561,-0.35657051282051277,-0.3125,-0.26842948717948723,-0.22435897435897442,-0.21634615384615385,-0.20833333333333329,3.1199999999999997,{"$f":"Z19*E19+($A$4-80)*AG19*$A$16/1000","v":3.1223544084894534},{"$f":"AA19*G19+($A$4-80)*AH19*$A$16/1000","v":3.1199999999999997},3.1226362329470447,3.1199999999999997,2.9418988317106169,2.7689999999999997]

{"sheet":"4TTX60_49","index":58,"n_rows":19,"n_cols":45,"rows_kept":19,"cut":false,"hidden":true,"merged":[[130,0,133,0],[120,12,121,12],[120,13,121,13],[120,14,121,14],[120,15,121,15],[122,0,125,0],[126,0,129,0],[119,12,119,13],[119,14,119,15],[120,4,121,4],[120,5,121,5],[120,6,121,6],[120,7,121,7],[120,8,121,8],[120,9,121,9],[120,10,121,10],[120,11,121,11],[119,0,121,0],[119,1,121,1],[119,4,119,5],[119,6,119,7],[119,8,119,9],[119,10,119,11],[111,0,114,0],[117,0,118,1],[117,4,117,15],[118,4,118,5],[118,6,118,7],[118,8,118,9],[118,10,118,11],[118,12,118,13],[118,14,118,15],[101,12,102,12],[101,13,102,13],[101,14,102,14],[101,15,102,15],[103,0,106,0],[107,0,110,0],[100,12,100,13],[100,14,100,15],[101,4,102,4],[101,5,102,5],[101,6,102,6],[101,7,102,7],[101,8,102,8],[101,9,102,9],[101,10,102,10],[101,11,102,11],[100,0,102,0],[100,1,102,1],[100,4,100,5],[100,6,100,7],[100,8,100,9],[100,10,100,11],[92,0,95,0],[98,0,99,1],[98,4,98,15],[99,4,99,5],[99,6,99,7],[99,8,99,9],[99,10,99,11],[99,12,99,13],[99,14,99,15],[82,12,83,12],[82,13,83,13],[82,14,83,14],[82,15,83,15],[84,0,87,0],[88,0,91,0],[81,12,81,13],[81,14,81,15],[82,4,83,4],[82,5,83,5],[82,6,83,6],[82,7,83,7],[82,8,83,8],[82,9,83,9],[82,10,83,10],[82,11,83,11],[81,0,83,0],[81,1,83,1],[81,4,81,5],[81,6,81,7],[81,8,81,9],[81,10,81,11],[73,0,76,0],[79,0,80,1],[79,4,79,15],[80,4,80,5],[80,6,80,7],[80,8,80,9],[80,10,80,11],[80,12,80,13],[80,14,80,15],[63,12,64,12],[63,13,64,13],[63,14,64,14],[63,15,64,15],[65,0,68,0],[69,0,72,0],[62,12,62,13],[62,14,62,15],[63,4,64,4],[63,5,64,5],[63,6,64,6],[63,7,64,7],[63,8,64,8],[63,9,64,9],[63,10,64,10],[63,11,64,11],[62,0,64,0],[62,1,64,1],[62,4,62,5],[62,6,62,7],[62,8,62,9],[62,10,62,11],[54,0,57,0],[60,0,61,1],[60,4,60,15],[61,4,61,5],[61,6,61,7],[61,8,61,9],[61,10,61,11],[61,12,61,13],[61,14,61,15],[44,12,45,12],[44,13,45,13],[44,14,45,14],[44,15,45,15],[46,0,49,0],[50,0,53,0],[43,12,43,13],[43,14,43,15],[44,4,45,4],[44,5,45,5],[44,6,45,6],[44,7,45,7],[44,8,45,8],[44,9,45,9],[44,10,45,10],[44,11,45,11],[43,0,45,0],[43,1,45,1],[43,4,43,5],[43,6,43,7],[43,8,43,9],[43,10,43,11],[35,0,38,0],[41,0,42,1],[41,4,41,15],[42,4,42,5],[42,6,42,7],[42,8,42,9],[42,10,42,11],[42,12,42,13],[42,14,42,15],[25,12,26,12],[25,13,26,13],[25,14,26,14],[25,15,26,15],[27,0,30,0],[31,0,34,0],[24,12,24,13],[24,14,24,15],[25,4,26,4],[25,5,26,5],[25,6,26,6],[25,7,26,7],[25,8,26,8],[25,9,26,9],[25,10,26,10],[25,11,26,11],[24,0,26,0],[24,1,26,1],[24,4,24,5],[24,6,24,7],[24,8,24,9],[24,10,24,11],[7,0,10,0],[11,0,14,0],[15,0,18,0],[22,4,22,15],[23,4,23,5],[23,6,23,7],[23,8,23,9],[23,10,23,11],[23,12,23,13],[23,14,23,15],[5,10,6,10],[5,11,6,11],[5,12,6,12],[5,13,6,13],[5,14,6,14],[5,15,6,15],[4,10,4,11],[4,12,4,13],[4,14,4,15],[5,2,6,2],[5,3,6,3],[5,4,6,4],[5,5,6,5],[5,6,6,6],[5,7,6,7],[5,8,6,8],[4,0,6,0],[4,1,6,1],[4,2,4,3],[4,4,4,5],[4,6,4,7],[4,8,4,9],[5,9,6,9],[2,0,2,1],[2,2,2,15],[3,2,3,3],[3,4,3,5],[3,6,3,7],[3,8,3,9],[3,10,3,11],[3,12,3,13],[3,14,3,15]]}
[]
["4TTX60_49",18.2]
["Evaporator Air \n",null,"Condenser  Entering Air Temperature ˚F"]
[80,"°F DB",85,null,90,null,95,null,100,null,105,null,110,null,115]
["CFM","EWB†\n˚F","Capacity Mbtuh",null,"Capacity Mbtuh",null,"Capacity Mbtuh",null,"Capacity Mbtuh",null,"Capacity Mbtuh",null,"Capacity Mbtuh",null,"Capacity Mbtuh"]
[null,null,"Total","Sens.","Total","Sens.","Total","Sens.","Total","Sens.","Total","Sens.","Total","Sens.","Total","Sens."]
[null,null,null,null,null,null,null,null,null,null,null,null,null,null,null,null,null,"Total Factors",null,null,null,null,null,null,"Sens. %",null,null,null,null,null,null,"IDB Adj",null,null,null,null,null,null,"Sens Calc"]
[1400,71,{"$f":"R8*$B$2","v":20.289823408624226},{"$f":"IF(AM8>C8,C8,AM8)","v":4.8710225872689934},{"$f":"S8*$B$2","v":19.8320205338809},{"$f":"IF(AN8>E8,E8,AN8)","v":4.7236610365472469},{"$f":"T8*$B$2","v":19.374217659137575},{"$f":"IF(AO8>G8,G8,AO8)","v":4.5780287474332644},{"$f":"U8*$B$2","v":18.916414784394249},{"$f":"IF(AP8>I8,I8,AP8)","v":4.4118151353377257},{"$f":"V8*$B$2","v":18.458611909650923},{"$f":"IF(AQ8>K8,K8,AQ8)","v":4.248410677618069},{"$f":"W8*$B$2","v":18.000809034907597},{"$f":"IF(AR8>M8,M8,AR8)","v":4.0820504499496773},{"$f":"X8*$B$2","v":17.543006160164271},{"$f":"IF(AS8>O8,O8,AS8)","v":3.9187926078028745},null,1.1148254620123201,1.089671457905544,1.0645174537987678,1.0393634496919917,1.0142094455852155,0.98905544147843938,0.96390143737166323,0.24007220216606501,0.23818354909815537,0.23629489603024575,0.23322681309448795,0.23015873015873015,0.22677038804387445,0.22338204592901878,-0.18749999999999989,-0.18359374999999997,-0.17968750000000006,-0.18359375000000006,-0.18750000000000003,-0.18750000000000003,-0.18750000000000003,{"$f":"Y8*C8+($A$4-80)*AF8*$A$8/1000","v":4.8710225872689934},{"$f":"Z8*E8+($A$4-80)*AG8*$A$8/1000","v":4.7236610365472469},{"$f":"AA8*G8+($A$4-80)*AH8*$A$8/1000","v":4.5780287474332644},{"$f":"AB8*I8+($A$4-80)*AI8*$A$8/1000","v":4.4118151353377257},{"$f":"AC8*K8+($A$4-80)*AJ8*$A$8/1000","v":4.248410677618069},{"$f":"AD8*M8+($A$4-80)*AK8*$A$8/1000","v":4.0820504499496773},{"$f":"AE8*O8+($A$4-80)*AL8*$A$8/1000","v":3.9187926078028745}]
[null,67,{"$f":"R9*$B$2","v":18.678357289527717},4.5047802874743317,18.257178644763854,{"$f":"IF(AN9>E9,E9,AN9)","v":4.3384781261959375},17.835999999999999,{"$f":"IF(AO9>G9,G9,AO9)","v":4.1751622176591372},17.414821355236139,{"$f":"IF(AP9>I9,I9,AP9)","v":4.0274780022095404},16.993642710472276,{"$f":"IF(AQ9>K9,K9,AQ9)","v":3.8821683778234082},16.572464065708417,{"$f":"IF(AR9>M9,M9,AR9)","v":3.7155706756905591},16.151285420944557,{"$f":"IF(AS9>O9,O9,AS9)","v":3.5525503080082128},null,1.026283367556468,1.0031416837782339,0.97999999999999987,0.95685831622176598,0.93371663244353176,0.91057494866529765,0.88743326488706364,0.2411764705882353,0.23763135644401498,0.23408624229979466,0.23126725908093182,0.22844827586206898,0.22420146219407303,0.21995464852607707,-0.18749999999999989,-0.18749999999999994,-0.18750000000000003,-0.18359375000000006,-0.17968750000000006,-0.18359375000000006,-0.18750000000000003,{"$f":"Y9*C9+($A$4-80)*AF9*$A$8/1000","v":4.5047802874743317},{"$f":"Z9*E9+($A$4-80)*AG9*$A$8/1000","v":4.3384781261959375},{"$f":"AA9*G9+($A$4-80)*AH9*$A$8/1000","v":4.1751622176591372},{"$f":"AB9*I9+($A$4-80)*AI9*$A$8/1000","v":4.0274780022095404},{"$f":"AC9*K9+($A$4-80)*AJ9*$A$8/1000","v":3.8821683778234082},{"$f":"AD9*M9+($A$4-80)*AK9*$A$8/1000","v":3.7155706756905591},{"$f":"AE9*O9+($A$4-80)*AL9*$A$8/1000","v":3.5525503080082128}]
[null,63,17.506381930184801,4.248410677618069,17.103515400410675,4.0819843951624257,16.700648870636549,3.9187926078028741,16.297782340862423,3.7522023647663243,15.894915811088293,3.5891745379876792,15.5103613963039,3.4223831090024621,15.125806981519505,3.2595564681724847,null,0.96188911704312097,0.93975359342915799,0.91761806981519511,0.89548254620123202,0.87334702258726882,0.85221765913757697,0.83108829568788489,0.24267782426778242,0.23866347353739997,0.23464912280701752,0.2302277872099604,0.22580645161290325,0.2206514098258221,0.21549636803874095,-0.17968750000000006,-0.17968750000000006,-0.17968750000000006,-0.1796875,-0.17968749999999992,-0.18359374999999997,-0.18750000000000003,4.248410677618069,{"$f":"Z10*E10+($A$4-80)*AG10*$A$8/1000","v":4.0819843951624257},{"$f":"AA10*G10+($A$4-80)*AH10*$A$8/1000","v":3.9187926078028741},3.7522023647663243,3.5891745379876792,3.4223831090024621,3.2595564681724847]
[null,59,16.700648870636549,3.2595564681724842,16.316094455852156,3.2613681545034789,15.931540041067761,3.2595564681724847,15.546985626283366,3.2615519487689415,15.162431211498969,3.2595564681724838,14.796188911704311,3.1676703265505917,14.429946611909648,3.0764353182751538,null,0.91761806981519511,0.89648870636550315,0.87535934291581108,0.854229979466119,0.83310061601642693,0.8129774127310061,0.79285420944558505,0.19517543859649122,0.19988656987295828,0.2045977011494253,0.20978677328002665,0.21497584541062803,0.21408690747688763,0.21319796954314724,-0.359375,-0.32421875,-0.28906249999999994,-0.24999999999999994,-0.21093749999999994,-0.19531249999999994,-0.17968749999999992,3.2595564681724842,{"$f":"Z11*E11+($A$4-80)*AG11*$A$8/1000","v":3.2613681545034789},{"$f":"AA11*G11+($A$4-80)*AH11*$A$8/1000","v":3.2595564681724847},{"$f":"AB11*I11+($A$4-80)*AI11*$A$8/1000","v":3.2615519487689415},3.2595564681724838,3.1676703265505917,3.0764353182751538]
[1600,71,20.703901437371659,4.9704312114989726,20.236755646817244,4.8200622821910679,19.769609856262829,4.6714579055441465,19.302464065708413,4.5018521789160459,18.835318275154005,4.3351129363449692,18.36817248459959,4.1653576019894665,17.901026694045171,3.9987679671457896,null,1.137577002053388,1.1119096509240245,1.086242299794661,1.0605749486652976,1.0349075975359343,1.0092402464065708,0.98357289527720726,0.24007220216606501,0.23818354909815537,0.23629489603024575,0.23322681309448795,0.23015873015873015,0.22677038804387445,0.22338204592901878,-0.18749999999999989,-0.18359374999999997,-0.17968750000000006,-0.18359375000000006,-0.18750000000000003,-0.18750000000000003,-0.18750000000000003,{"$f":"Y12*C12+($A$4-80)*AF12*$A$12/1000","v":4.9704312114989726},{"$f":"Z12*E12+($A$4-80)*AG12*$A$12/1000","v":4.8200622821910679},{"$f":"AA12*G12+($A$4-80)*AH12*$A$12/1000","v":4.6714579055441465},{"$f":"AB12*I12+($A$4-80)*AI12*$A$12/1000","v":4.5018521789160459},{"$f":"AC12*K12+($A$4-80)*AJ12*$A$12/1000","v":4.3351129363449692},{"$f":"AD12*M12+($A$4-80)*AK12*$A$12/1000","v":4.1653576019894665},{"$f":"AE12*O12+($A$4-80)*AL12*$A$12/1000","v":3.9987679671457896}]
[null,67,19.059548254620122,4.5967145790554413,18.629774127310061,4.427018496118305,18.2,4.2603696098562622,17.770225872689934,4.1096714308260607,17.340451745379873,3.9613963039014366,16.910677618069816,3.7913986486638365,16.480903490759751,3.6250513347022575,null,1.0472279260780286,1.0236139630390144,1,0.97638603696098547,0.95277207392197116,0.92915811088295686,0.90554414784394244,0.2411764705882353,0.23763135644401498,0.23408624229979466,0.23126725908093182,0.22844827586206898,0.22420146219407303,0.21995464852607707,-0.18749999999999989,-0.18749999999999994,-0.18750000000000003,-0.18359375000000006,-0.17968750000000006,-0.18359375000000006,-0.18750000000000003,{"$f":"Y13*C13+($A$4-80)*AF13*$A$12/1000","v":4.5967145790554413},{"$f":"Z13*E13+($A$4-80)*AG13*$A$12/1000","v":4.427018496118305},{"$f":"AA13*G13+($A$4-80)*AH13*$A$12/1000","v":4.2603696098562622},{"$f":"AB13*I13+($A$4-80)*AI13*$A$12/1000","v":4.1096714308260607},{"$f":"AC13*K13+($A$4-80)*AJ13*$A$12/1000","v":3.9613963039014366},{"$f":"AD13*M13+($A$4-80)*AK13*$A$12/1000","v":3.7913986486638365},{"$f":"AE13*O13+($A$4-80)*AL13*$A$12/1000","v":3.6250513347022575}]
[null,63,17.863655030800818,4.3351129363449683,17.452566735112935,4.1652901991453328,17.041478439425049,3.9987679671457896,16.630390143737166,3.8287779232309429,16.21930184804928,3.6624229979466119,15.826899383983569,3.49222766224741,15.434496919917862,3.3260780287474332,null,0.98151950718685821,0.95893223819301854,0.93634496919917864,0.91375770020533875,0.89117043121149886,0.86960985626283349,0.84804928131416824,0.24267782426778242,0.23866347353739997,0.23464912280701752,0.2302277872099604,0.22580645161290325,0.2206514098258221,0.21549636803874095,-0.17968750000000006,-0.17968750000000006,-0.17968750000000006,-0.1796875,-0.17968749999999992,-0.18359374999999997,-0.18750000000000003,4.3351129363449683,{"$f":"Z14*E14+($A$4-80)*AG14*$A$12/1000","v":4.1652901991453328},{"$f":"AA14*G14+($A$4-80)*AH14*$A$12/1000","v":3.9987679671457896},3.8287779232309429,3.6624229979466119,3.49222766224741,3.3260780287474332]
[null,59,17.041478439425049,3.3260780287474327,16.649075975359342,3.3279266882688558,16.256673511293634,3.3260780287474332,15.864271047227925,3.3281142334376956,15.471868583162216,3.3260780287474332,15.098151950718684,3.2323166597455013,14.724435318275152,3.1392197125256671,null,0.93634496919917864,0.91478439425051328,0.89322381930184802,0.87166324435318276,0.8501026694045174,0.82956878850102667,0.80903490759753582,0.19517543859649122,0.19988656987295828,0.2045977011494253,0.20978677328002665,0.21497584541062803,0.21408690747688763,0.21319796954314724,-0.359375,-0.32421875,-0.28906249999999994,-0.24999999999999994,-0.21093749999999994,-0.19531249999999994,-0.17968749999999992,3.3260780287474327,{"$f":"Z15*E15+($A$4-80)*AG15*$A$12/1000","v":3.3279266882688558},{"$f":"AA15*G15+($A$4-80)*AH15*$A$12/1000","v":3.3260780287474332},3.3281142334376956,3.3260780287474332,3.2323166597455013,3.1392197125256671]
[1800,71,21.117979466119095,5.0698398357289527,20.641490759753594,4.9164635278348907,20.165002053388086,4.7648870636550296,19.688513347022585,4.5918892224943679,19.212024640657081,4.4218151950718676,18.735535934291576,4.2486647540292548,18.259047227926075,4.0787433264887056,null,1.1603285420944558,1.1341478439425052,1.1079671457905542,1.0817864476386037,1.0556057494866529,1.0294250513347021,1.0032443531827515,0.24007220216606501,0.23818354909815537,0.23629489603024575,0.23322681309448795,0.23015873015873015,0.22677038804387445,0.22338204592901878,-0.18749999999999989,-0.18359374999999997,-0.17968750000000006,-0.18359375000000006,-0.18750000000000003,-0.18750000000000003,-0.18750000000000003,{"$f":"Y16*C16+($A$4-80)*AF16*$A$16/1000","v":5.0698398357289527},{"$f":"Z16*E16+($A$4-80)*AG16*$A$16/1000","v":4.9164635278348907},{"$f":"AA16*G16+($A$4-80)*AH16*$A$16/1000","v":4.7648870636550296},{"$f":"AB16*I16+($A$4-80)*AI16*$A$16/1000","v":4.5918892224943679},{"$f":"AC16*K16+($A$4-80)*AJ16*$A$16/1000","v":4.4218151950718676},{"$f":"AD16*M16+($A$4-80)*AK16*$A$16/1000","v":4.2486647540292548},{"$f":"AE16*O16+($A$4-80)*AL16*$A$16/1000","v":4.0787433264887056}]
[null,67,19.440739219712523,4.6886488706365492,19.002369609856263,4.5155588660406716,18.564,4.3455770020533881,18.125630390143737,4.1918648594425827,17.68726078028747,4.040624229979465,17.248891170431211,3.8672266216371129,16.810521560574948,3.6975523613963035,null,1.0681724845995892,1.0440862422997947,1.02,0.9959137577002054,0.97182751540041057,0.94774127310061596,0.92365503080082134,0.2411764705882353,0.23763135644401498,0.23408624229979466,0.23126725908093182,0.22844827586206898,0.22420146219407303,0.21995464852607707,-0.18749999999999989,-0.18749999999999994,-0.18750000000000003,-0.18359375000000006,-0.17968750000000006,-0.18359375000000006,-0.18750000000000003,{"$f":"Y17*C17+($A$4-80)*AF17*$A$16/1000","v":4.6886488706365492},{"$f":"Z17*E17+($A$4-80)*AG17*$A$16/1000","v":4.5155588660406716},{"$f":"AA17*G17+($A$4-80)*AH17*$A$16/1000","v":4.3455770020533881},{"$f":"AB17*I17+($A$4-80)*AI17*$A$16/1000","v":4.1918648594425827},{"$f":"AC17*K17+($A$4-80)*AJ17*$A$16/1000","v":4.040624229979465},{"$f":"AD17*M17+($A$4-80)*AK17*$A$16/1000","v":3.8672266216371129},{"$f":"AE17*O17+($A$4-80)*AL17*$A$16/1000","v":3.6975523613963035}]
[null,63,18.220928131416837,4.4218151950718685,17.801618069815191,4.248596003128239,17.382308008213553,4.0787433264887056,16.96299794661191,3.905353481695562,16.543687885010264,3.7356714579055441,16.143437371663243,3.5620722154923588,15.74318685831622,3.3925995893223817,null,1.0011498973305955,0.97811088295687876,0.95507186858316218,0.93203285420944559,0.9089938398357289,0.88700205338809035,0.86501026694045169,0.24267782426778242,0.23866347353739997,0.23464912280701752,0.2302277872099604,0.22580645161290325,0.2206514098258221,0.21549636803874095,-0.17968750000000006,-0.17968750000000006,-0.17968750000000006,-0.1796875,-0.17968749999999992,-0.18359374999999997,-0.18750000000000003,4.4218151950718685,{"$f":"Z18*E18+($A$4-80)*AG18*$A$16/1000","v":4.248596003128239},{"$f":"AA18*G18+($A$4-80)*AH18*$A$16/1000","v":4.0787433264887056},3.905353481695562,3.7356714579055441,3.5620722154923588,3.3925995893223817]
[null,59,17.382308008213553,3.3925995893223817,16.982057494866531,3.3944852220342336,16.581806981519502,3.3925995893223813,16.181556468172481,3.3946765181064489,15.781305954825461,3.3925995893223817,15.400114989733057,3.2969629929404114,15.018924024640656,3.2020041067761809,null,0.95507186858316218,0.93308008213552363,0.91108829568788485,0.8890965092402463,0.86710472279260775,0.84616016427104712,0.8252156057494866,0.19517543859649122,0.19988656987295828,0.2045977011494253,0.20978677328002665,0.21497584541062803,0.21408690747688763,0.21319796954314724,-0.359375,-0.32421875,-0.28906249999999994,-0.24999999999999994,-0.21093749999999994,-0.19531249999999994,-0.17968749999999992,3.3925995893223817,{"$f":"Z19*E19+($A$4-80)*AG19*$A$16/1000","v":3.3944852220342336},{"$f":"AA19*G19+($A$4-80)*AH19*$A$16/1000","v":3.3925995893223813},3.3946765181064489,3.3925995893223817,3.2969629929404114,3.2020041067761809]

{"sheet":"4TTX60_60","index":59,"n_rows":19,"n_cols":45,"rows_kept":19,"cut":false,"hidden":true,"merged":[[130,0,133,0],[120,12,121,12],[120,13,121,13],[120,14,121,14],[120,15,121,15],[122,0,125,0],[126,0,129,0],[119,12,119,13],[119,14,119,15],[120,4,121,4],[120,5,121,5],[120,6,121,6],[120,7,121,7],[120,8,121,8],[120,9,121,9],[120,10,121,10],[120,11,121,11],[119,0,121,0],[119,1,121,1],[119,4,119,5],[119,6,119,7],[119,8,119,9],[119,10,119,11],[111,0,114,0],[117,0,118,1],[117,4,117,15],[118,4,118,5],[118,6,118,7],[118,8,118,9],[118,10,118,11],[118,12,118,13],[118,14,118,15],[101,12,102,12],[101,13,102,13],[101,14,102,14],[101,15,102,15],[103,0,106,0],[107,0,110,0],[100,12,100,13],[100,14,100,15],[101,4,102,4],[101,5,102,5],[101,6,102,6],[101,7,102,7],[101,8,102,8],[101,9,102,9],[101,10,102,10],[101,11,102,11],[100,0,102,0],[100,1,102,1],[100,4,100,5],[100,6,100,7],[100,8,100,9],[100,10,100,11],[92,0,95,0],[98,0,99,1],[98,4,98,15],[99,4,99,5],[99,6,99,7],[99,8,99,9],[99,10,99,11],[99,12,99,13],[99,14,99,15],[82,12,83,12],[82,13,83,13],[82,14,83,14],[82,15,83,15],[84,0,87,0],[88,0,91,0],[81,12,81,13],[81,14,81,15],[82,4,83,4],[82,5,83,5],[82,6,83,6],[82,7,83,7],[82,8,83,8],[82,9,83,9],[82,10,83,10],[82,11,83,11],[81,0,83,0],[81,1,83,1],[81,4,81,5],[81,6,81,7],[81,8,81,9],[81,10,81,11],[73,0,76,0],[79,0,80,1],[79,4,79,15],[80,4,80,5],[80,6,80,7],[80,8,80,9],[80,10,80,11],[80,12,80,13],[80,14,80,15],[63,12,64,12],[63,13,64,13],[63,14,64,14],[63,15,64,15],[65,0,68,0],[69,0,72,0],[62,12,62,13],[62,14,62,15],[63,4,64,4],[63,5,64,5],[63,6,64,6],[63,7,64,7],[63,8,64,8],[63,9,64,9],[63,10,64,10],[63,11,64,11],[62,0,64,0],[62,1,64,1],[62,4,62,5],[62,6,62,7],[62,8,62,9],[62,10,62,11],[54,0,57,0],[60,0,61,1],[60,4,60,15],[61,4,61,5],[61,6,61,7],[61,8,61,9],[61,10,61,11],[61,12,61,13],[61,14,61,15],[44,12,45,12],[44,13,45,13],[44,14,45,14],[44,15,45,15],[46,0,49,0],[50,0,53,0],[43,12,43,13],[43,14,43,15],[44,4,45,4],[44,5,45,5],[44,6,45,6],[44,7,45,7],[44,8,45,8],[44,9,45,9],[44,10,45,10],[44,11,45,11],[43,0,45,0],[43,1,45,1],[43,4,43,5],[43,6,43,7],[43,8,43,9],[43,10,43,11],[35,0,38,0],[41,0,42,1],[41,4,41,15],[42,4,42,5],[42,6,42,7],[42,8,42,9],[42,10,42,11],[42,12,42,13],[42,14,42,15],[25,12,26,12],[25,13,26,13],[25,14,26,14],[25,15,26,15],[27,0,30,0],[31,0,34,0],[24,12,24,13],[24,14,24,15],[25,4,26,4],[25,5,26,5],[25,6,26,6],[25,7,26,7],[25,8,26,8],[25,9,26,9],[25,10,26,10],[25,11,26,11],[24,0,26,0],[24,1,26,1],[24,4,24,5],[24,6,24,7],[24,8,24,9],[24,10,24,11],[7,0,10,0],[11,0,14,0],[15,0,18,0],[22,4,22,15],[23,4,23,5],[23,6,23,7],[23,8,23,9],[23,10,23,11],[23,12,23,13],[23,14,23,15],[5,10,6,10],[5,11,6,11],[5,12,6,12],[5,13,6,13],[5,14,6,14],[5,15,6,15],[4,10,4,11],[4,12,4,13],[4,14,4,15],[5,2,6,2],[5,3,6,3],[5,4,6,4],[5,5,6,5],[5,6,6,6],[5,7,6,7],[5,8,6,8],[4,0,6,0],[4,1,6,1],[4,2,4,3],[4,4,4,5],[4,6,4,7],[4,8,4,9],[5,9,6,9],[2,0,2,1],[2,2,2,15],[3,2,3,3],[3,4,3,5],[3,6,3,7],[3,8,3,9],[3,10,3,11],[3,12,3,13],[3,14,3,15]]}
[]
["4TTX60_60",18.2]
["Evaporator Air \n",null,"Condenser  Entering Air Temperature ˚F"]
[80,"°F DB",85,null,90,null,95,null,100,null,105,null,110,null,115]
["CFM","EWB†\n˚F","Capacity Mbtuh",null,"Capacity Mbtuh",null,"Capacity Mbtuh",null,"Capacity Mbtuh",null,"Capacity Mbtuh",null,"Capacity Mbtuh",null,"Capacity Mbtuh"]
[null,null,"Total","Sens.","Total","Sens.","Total","Sens.","Total","Sens.","Total","Sens.","Total","Sens.","Total","Sens."]
[null,null,null,null,null,null,null,null,null,null,null,null,null,null,null,null,null,"Total Factors",null,null,null,null,null,null,"Sens. %",null,null,null,null,null,null,"IDB Adj",null,null,null,null,null,null,"Sens Calc"]
[1575,71,{"$f":"R8*$B$2","v":20.252885077186964},{"$f":"IF(AM8>C8,C8,AM8)","v":4.8949571183533447},{"$f":"S8*$B$2","v":19.79398284734134},{"$f":"IF(AN8>E8,E8,AN8)","v":4.7253317832651485},{"$f":"T8*$B$2","v":19.335080617495713},{"$f":"IF(AO8>G8,G8,AO8)","v":4.5584288164665523},{"$f":"U8*$B$2","v":18.891475128644942},{"$f":"IF(AP8>I8,I8,AP8)","v":4.4042979629602028},{"$f":"V8*$B$2","v":18.447869639794167},{"$f":"IF(AQ8>K8,K8,AQ8)","v":4.2524939965694681},{"$f":"W8*$B$2","v":18.004264150943392},{"$f":"IF(AR8>M8,M8,AR8)","v":4.0982455825642452},{"$f":"X8*$B$2","v":17.560658662092624},{"$f":"IF(AS8>O8,O8,AS8)","v":3.9465591766723844},null,1.1127958833619211,1.087581475128645,1.0623670668953689,1.0379931389365353,1.0136192109777016,0.98924528301886783,0.9648713550600343,0.2416918429003021,0.23872566828559411,0.23575949367088608,0.23313679492831202,0.23051409618573798,0.22762638607196306,0.22473867595818817,-0.20833333333333334,-0.20833333333333326,-0.2083333333333332,-0.2083333333333332,-0.2083333333333332,-0.20833333333333326,-0.20833333333333334,{"$f":"Y8*C8+($A$4-80)*AF8*$A$8/1000","v":4.8949571183533447},{"$f":"Z8*E8+($A$4-80)*AG8*$A$8/1000","v":4.7253317832651485},{"$f":"AA8*G8+($A$4-80)*AH8*$A$8/1000","v":4.5584288164665523},{"$f":"AB8*I8+($A$4-80)*AI8*$A$8/1000","v":4.4042979629602028},{"$f":"AC8*K8+($A$4-80)*AJ8*$A$8/1000","v":4.2524939965694681},{"$f":"AD8*M8+($A$4-80)*AK8*$A$8/1000","v":4.0982455825642452},{"$f":"AE8*O8+($A$4-80)*AL8*$A$8/1000","v":3.9465591766723844}]
[null,67,{"$f":"R9*$B$2","v":18.662024013722128},4.4972418524871358,18.249012006861062,{"$f":"IF(AN9>E9,E9,AN9)","v":4.3430370207988336},17.835999999999999,{"$f":"IF(AO9>G9,G9,AO9)","v":4.1913070325900508},17.422987993138936,{"$f":"IF(AP9>I9,I9,AP9)","v":4.0369820196536441},17.009975986277873,{"$f":"IF(AQ9>K9,K9,AQ9)","v":3.8853722126929666},16.59696397941681,{"$f":"IF(AR9>M9,M9,AR9)","v":3.7152215049530573},16.183951972555747,{"$f":"IF(AS9>O9,O9,AS9)","v":3.5488439108061751},null,1.0253859348198973,1.0026929674099485,0.98,0.95730703259005134,0.93461406518010293,0.9119210977701544,0.88922813036020587,0.24098360655737705,0.237987515114023,0.23499142367066894,0.23170434492885963,0.22841726618705033,0.22384946485155921,0.21928166351606806,-0.20833333333333334,-0.20486111111111119,-0.20138888888888903,-0.20138888888888898,-0.20138888888888892,-0.20486111111111113,-0.20833333333333334,{"$f":"Y9*C9+($A$4-80)*AF9*$A$8/1000","v":4.4972418524871358},{"$f":"Z9*E9+($A$4-80)*AG9*$A$8/1000","v":4.3430370207988336},{"$f":"AA9*G9+($A$4-80)*AH9*$A$8/1000","v":4.1913070325900508},{"$f":"AB9*I9+($A$4-80)*AI9*$A$8/1000","v":4.0369820196536441},{"$f":"AC9*K9+($A$4-80)*AJ9*$A$8/1000","v":3.8853722126929666},{"$f":"AD9*M9+($A$4-80)*AK9*$A$8/1000","v":3.7152215049530573},{"$f":"AE9*O9+($A$4-80)*AL9*$A$8/1000","v":3.5488439108061751}]
[null,63,17.4688782161235,4.1913070325900517,17.071162950257289,4.0369670228390051,16.673447684391078,3.8853722126929666,16.291029159519727,3.7152054148897666,15.908610634648371,3.5488439108061747,15.526192109777014,3.3941679487845864,15.143773584905661,3.242909090909091,null,0.95982847341337907,0.93797598627787304,0.91612349914236701,0.89511149228130371,0.87409948542024019,0.85308747855917666,0.83207547169811324,0.23992994746059543,0.23647873519818763,0.2330275229357798,0.22805222300635142,0.22307692307692306,0.2186091686091686,0.21414141414141413,-0.20833333333333334,-0.20486111111111113,-0.20138888888888892,-0.20486111111111113,-0.20833333333333334,-0.20833333333333334,-0.20833333333333334,4.1913070325900517,{"$f":"Z10*E10+($A$4-80)*AG10*$A$8/1000","v":4.0369670228390051},{"$f":"AA10*G10+($A$4-80)*AH10*$A$8/1000","v":3.8853722126929666},3.7152054148897666,3.5488439108061747,3.3941679487845864,3.242909090909091]
[null,59,16.642854202401374,2.8146003430531734,16.275732418524868,2.8160331147210163,15.908610634648371,2.814600343053173,15.54148885077187,2.8161717700437117,15.174367066895368,2.8146003430531725,14.807245283018869,2.8163315761783427,14.440123499142366,2.814600343053173,null,0.91444253859348201,0.89427101200686099,0.87409948542024019,0.85392795883361927,0.83375643224699825,0.81358490566037744,0.79341337907375642,0.16911764705882351,0.17302036199095022,0.17692307692307691,0.18120347394540942,0.18548387096774191,0.19019956260251503,0.19491525423728812,-0.4791666666666668,-0.44097222222222232,-0.40277777777777785,-0.36458333333333337,-0.32638888888888895,-0.29166666666666674,-0.25694444444444453,2.8146003430531734,{"$f":"Z11*E11+($A$4-80)*AG11*$A$8/1000","v":2.8160331147210163},{"$f":"AA11*G11+($A$4-80)*AH11*$A$8/1000","v":2.814600343053173},{"$f":"AB11*I11+($A$4-80)*AI11*$A$8/1000","v":2.8161717700437117},2.8146003430531725,2.8163315761783427,2.814600343053173]
[1800,71,20.666209262435679,4.9948542024013722,20.19794168096055,4.8217671257807631,19.729674099485418,4.6514579759862773,19.277015437392794,4.4941815948573494,18.824356775300171,4.3392795883361917,18.371698113207543,4.1818832475145351,17.919039451114923,4.0271012006861069,null,1.1355060034305318,1.1097770154373929,1.0840480274442539,1.0591766723842195,1.0343053173241852,1.0094339622641508,0.9845626072041167,0.2416918429003021,0.23872566828559411,0.23575949367088608,0.23313679492831202,0.23051409618573798,0.22762638607196306,0.22473867595818817,-0.20833333333333334,-0.20833333333333326,-0.2083333333333332,-0.2083333333333332,-0.2083333333333332,-0.20833333333333326,-0.20833333333333334,{"$f":"Y12*C12+($A$4-80)*AF12*$A$12/1000","v":4.9948542024013722},{"$f":"Z12*E12+($A$4-80)*AG12*$A$12/1000","v":4.8217671257807631},{"$f":"AA12*G12+($A$4-80)*AH12*$A$12/1000","v":4.6514579759862773},{"$f":"AB12*I12+($A$4-80)*AI12*$A$12/1000","v":4.4941815948573494},{"$f":"AC12*K12+($A$4-80)*AJ12*$A$12/1000","v":4.3392795883361917},{"$f":"AD12*M12+($A$4-80)*AK12*$A$12/1000","v":4.1818832475145351},{"$f":"AE12*O12+($A$4-80)*AL12*$A$12/1000","v":4.0271012006861069}]
[null,67,19.042881646655232,4.5890222984562605,18.621440823327617,4.4316704293865659,18.2,4.2768439108061749,17.778559176672385,4.1193694078098408,17.35711835334477,3.9646655231560892,16.935677530017152,3.7910423519929157,16.514236706689537,3.6212692967409952,null,1.0463121783876501,1.0231560891938252,1,0.97684391080617505,0.95368782161235,0.93053173241852494,0.90737564322469988,0.24098360655737705,0.237987515114023,0.23499142367066894,0.23170434492885963,0.22841726618705033,0.22384946485155921,0.21928166351606806,-0.20833333333333334,-0.20486111111111119,-0.20138888888888903,-0.20138888888888898,-0.20138888888888892,-0.20486111111111113,-0.20833333333333334,{"$f":"Y13*C13+($A$4-80)*AF13*$A$12/1000","v":4.5890222984562605},{"$f":"Z13*E13+($A$4-80)*AG13*$A$12/1000","v":4.4316704293865659},{"$f":"AA13*G13+($A$4-80)*AH13*$A$12/1000","v":4.2768439108061749},{"$f":"AB13*I13+($A$4-80)*AI13*$A$12/1000","v":4.1193694078098408},{"$f":"AC13*K13+($A$4-80)*AJ13*$A$12/1000","v":3.9646655231560892},{"$f":"AD13*M13+($A$4-80)*AK13*$A$12/1000","v":3.7910423519929157},{"$f":"AE13*O13+($A$4-80)*AL13*$A$12/1000","v":3.6212692967409952}]
[null,63,17.825385934819899,4.2768439108061749,17.419554030874785,4.1193541049377602,17.013722126929675,3.9646655231560892,16.623499142367066,3.7910259335609857,16.233276157804458,3.6212692967409943,15.843053173241852,3.4634366824332519,15.452830188679245,3.3090909090909091,null,0.97941680960548894,0.95711835334476847,0.93481989708404811,0.91337907375643235,0.89193825042881647,0.8704974271012007,0.84905660377358494,0.23992994746059543,0.23647873519818763,0.2330275229357798,0.22805222300635142,0.22307692307692306,0.2186091686091686,0.21414141414141413,-0.20833333333333334,-0.20486111111111113,-0.20138888888888892,-0.20486111111111113,-0.20833333333333334,-0.20833333333333334,-0.20833333333333334,4.2768439108061749,{"$f":"Z14*E14+($A$4-80)*AG14*$A$12/1000","v":4.1193541049377602},{"$f":"AA14*G14+($A$4-80)*AH14*$A$12/1000","v":3.9646655231560892},3.7910259335609857,3.6212692967409943,3.4634366824332519,3.3090909090909091]
[null,59,16.982504288164666,2.872041166380789,16.607890222984565,2.8735031782867524,16.233276157804458,2.8720411663807885,15.858662092624355,2.8736446633099093,15.484048027444254,2.8720411663807885,15.109433962264154,2.8738077307942276,14.73481989708405,2.872041166380789,null,0.93310463121783882,0.91252144082332776,0.89193825042881647,0.8713550600343053,0.85077186963979423,0.83018867924528317,0.80960548885077199,0.16911764705882351,0.17302036199095022,0.17692307692307691,0.18120347394540942,0.18548387096774191,0.19019956260251503,0.19491525423728812,-0.4791666666666668,-0.44097222222222232,-0.40277777777777785,-0.36458333333333337,-0.32638888888888895,-0.29166666666666674,-0.25694444444444453,2.872041166380789,{"$f":"Z15*E15+($A$4-80)*AG15*$A$12/1000","v":2.8735031782867524},{"$f":"AA15*G15+($A$4-80)*AH15*$A$12/1000","v":2.8720411663807885},2.8736446633099093,2.8720411663807885,2.8738077307942276,2.872041166380789]
[2025,71,21.079533447684391,5.0947512864493989,20.601900514579757,4.9182024682963776,20.124267581475127,4.7444871355060032,19.662555746140651,4.5840652267544959,19.200843910806174,4.4260651801029161,18.739132075471698,4.2655209124648268,18.277420240137221,4.1076432246998289,null,1.1582161234991424,1.1319725557461406,1.1057289879931389,1.080360205831904,1.054991423670669,1.0296226415094341,1.0042538593481991,0.2416918429003021,0.23872566828559411,0.23575949367088608,0.23313679492831202,0.23051409618573798,0.22762638607196306,0.22473867595818817,-0.20833333333333334,-0.20833333333333326,-0.2083333333333332,-0.2083333333333332,-0.2083333333333332,-0.20833333333333326,-0.20833333333333334,{"$f":"Y16*C16+($A$4-80)*AF16*$A$16/1000","v":5.0947512864493989},{"$f":"Z16*E16+($A$4-80)*AG16*$A$16/1000","v":4.9182024682963776},{"$f":"AA16*G16+($A$4-80)*AH16*$A$16/1000","v":4.7444871355060032},{"$f":"AB16*I16+($A$4-80)*AI16*$A$16/1000","v":4.5840652267544959},{"$f":"AC16*K16+($A$4-80)*AJ16*$A$16/1000","v":4.4260651801029161},{"$f":"AD16*M16+($A$4-80)*AK16*$A$16/1000","v":4.2655209124648268},{"$f":"AE16*O16+($A$4-80)*AL16*$A$16/1000","v":4.1076432246998289}]
[null,67,19.423739279588336,4.6808027444253861,18.99386963979417,4.5203038379742972,18.564,4.3623807890222981,18.13413036020583,4.2017567959660376,17.704260720411664,4.0439588336192109,17.274391080617498,3.8668631990327746,16.844521440823328,3.6936946826758152,null,1.0672384219554032,1.0436192109777016,1.02,0.99638078902229843,0.97276157804459706,0.94914236706689548,0.92552315608919389,0.24098360655737705,0.237987515114023,0.23499142367066894,0.23170434492885963,0.22841726618705033,0.22384946485155921,0.21928166351606806,-0.20833333333333334,-0.20486111111111119,-0.20138888888888903,-0.20138888888888898,-0.20138888888888892,-0.20486111111111113,-0.20833333333333334,{"$f":"Y17*C17+($A$4-80)*AF17*$A$16/1000","v":4.6808027444253861},{"$f":"Z17*E17+($A$4-80)*AG17*$A$16/1000","v":4.5203038379742972},{"$f":"AA17*G17+($A$4-80)*AH17*$A$16/1000","v":4.3623807890222981},{"$f":"AB17*I17+($A$4-80)*AI17*$A$16/1000","v":4.2017567959660376},{"$f":"AC17*K17+($A$4-80)*AJ17*$A$16/1000","v":4.0439588336192109},{"$f":"AD17*M17+($A$4-80)*AK17*$A$16/1000","v":3.8668631990327746},{"$f":"AE17*O17+($A$4-80)*AL17*$A$16/1000","v":3.6936946826758152}]
[null,63,18.181893653516298,4.362380789022299,17.767945111492281,4.2017411870365153,17.353996569468269,4.0439588336192109,16.955969125214406,3.8668464522322048,16.55794168096055,3.6936946826758148,16.15991423670669,3.5327054160819169,15.761886792452831,3.3752727272727272,null,0.9990051457975988,0.9762607204116639,0.9535162950257291,0.93164665523156087,0.90977701543739287,0.88790737564322475,0.86603773584905663,0.23992994746059543,0.23647873519818763,0.2330275229357798,0.22805222300635142,0.22307692307692306,0.2186091686091686,0.21414141414141413,-0.20833333333333334,-0.20486111111111113,-0.20138888888888892,-0.20486111111111113,-0.20833333333333334,-0.20833333333333334,-0.20833333333333334,4.362380789022299,{"$f":"Z18*E18+($A$4-80)*AG18*$A$16/1000","v":4.2017411870365153},{"$f":"AA18*G18+($A$4-80)*AH18*$A$16/1000","v":4.0439588336192109},3.8668464522322048,3.6936946826758148,3.5327054160819169,3.3752727272727272]
[null,59,17.322154373927958,2.9294819897084046,16.940048027444252,2.9309732418524868,16.55794168096055,2.9294819897084046,16.175835334476844,2.9311175565761078,15.793728987993141,2.929481989708405,15.411622641509437,2.931283885410112,15.029516295025731,2.929481989708405,null,0.95176672384219563,0.93077186963979419,0.90977701543739287,0.88878216123499154,0.86778730703259022,0.84679245283018889,0.82579759862778745,0.16911764705882351,0.17302036199095022,0.17692307692307691,0.18120347394540942,0.18548387096774191,0.19019956260251503,0.19491525423728812,-0.4791666666666668,-0.44097222222222232,-0.40277777777777785,-0.36458333333333337,-0.32638888888888895,-0.29166666666666674,-0.25694444444444453,2.9294819897084046,{"$f":"Z19*E19+($A$4-80)*AG19*$A$16/1000","v":2.9309732418524868},{"$f":"AA19*G19+($A$4-80)*AH19*$A$16/1000","v":2.9294819897084046},2.9311175565761078,2.929481989708405,2.931283885410112,2.929481989708405]

{"sheet":"4TTX60_61","index":60,"n_rows":19,"n_cols":45,"rows_kept":19,"cut":false,"hidden":true,"merged":[[130,0,133,0],[120,12,121,12],[120,13,121,13],[120,14,121,14],[120,15,121,15],[122,0,125,0],[126,0,129,0],[119,12,119,13],[119,14,119,15],[120,4,121,4],[120,5,121,5],[120,6,121,6],[120,7,121,7],[120,8,121,8],[120,9,121,9],[120,10,121,10],[120,11,121,11],[119,0,121,0],[119,1,121,1],[119,4,119,5],[119,6,119,7],[119,8,119,9],[119,10,119,11],[111,0,114,0],[117,0,118,1],[117,4,117,15],[118,4,118,5],[118,6,118,7],[118,8,118,9],[118,10,118,11],[118,12,118,13],[118,14,118,15],[101,12,102,12],[101,13,102,13],[101,14,102,14],[101,15,102,15],[103,0,106,0],[107,0,110,0],[100,12,100,13],[100,14,100,15],[101,4,102,4],[101,5,102,5],[101,6,102,6],[101,7,102,7],[101,8,102,8],[101,9,102,9],[101,10,102,10],[101,11,102,11],[100,0,102,0],[100,1,102,1],[100,4,100,5],[100,6,100,7],[100,8,100,9],[100,10,100,11],[92,0,95,0],[98,0,99,1],[98,4,98,15],[99,4,99,5],[99,6,99,7],[99,8,99,9],[99,10,99,11],[99,12,99,13],[99,14,99,15],[82,12,83,12],[82,13,83,13],[82,14,83,14],[82,15,83,15],[84,0,87,0],[88,0,91,0],[81,12,81,13],[81,14,81,15],[82,4,83,4],[82,5,83,5],[82,6,83,6],[82,7,83,7],[82,8,83,8],[82,9,83,9],[82,10,83,10],[82,11,83,11],[81,0,83,0],[81,1,83,1],[81,4,81,5],[81,6,81,7],[81,8,81,9],[81,10,81,11],[73,0,76,0],[79,0,80,1],[79,4,79,15],[80,4,80,5],[80,6,80,7],[80,8,80,9],[80,10,80,11],[80,12,80,13],[80,14,80,15],[63,12,64,12],[63,13,64,13],[63,14,64,14],[63,15,64,15],[65,0,68,0],[69,0,72,0],[62,12,62,13],[62,14,62,15],[63,4,64,4],[63,5,64,5],[63,6,64,6],[63,7,64,7],[63,8,64,8],[63,9,64,9],[63,10,64,10],[63,11,64,11],[62,0,64,0],[62,1,64,1],[62,4,62,5],[62,6,62,7],[62,8,62,9],[62,10,62,11],[54,0,57,0],[60,0,61,1],[60,4,60,15],[61,4,61,5],[61,6,61,7],[61,8,61,9],[61,10,61,11],[61,12,61,13],[61,14,61,15],[44,12,45,12],[44,13,45,13],[44,14,45,14],[44,15,45,15],[46,0,49,0],[50,0,53,0],[43,12,43,13],[43,14,43,15],[44,4,45,4],[44,5,45,5],[44,6,45,6],[44,7,45,7],[44,8,45,8],[44,9,45,9],[44,10,45,10],[44,11,45,11],[43,0,45,0],[43,1,45,1],[43,4,43,5],[43,6,43,7],[43,8,43,9],[43,10,43,11],[35,0,38,0],[41,0,42,1],[41,4,41,15],[42,4,42,5],[42,6,42,7],[42,8,42,9],[42,10,42,11],[42,12,42,13],[42,14,42,15],[25,12,26,12],[25,13,26,13],[25,14,26,14],[25,15,26,15],[27,0,30,0],[31,0,34,0],[24,12,24,13],[24,14,24,15],[25,4,26,4],[25,5,26,5],[25,6,26,6],[25,7,26,7],[25,8,26,8],[25,9,26,9],[25,10,26,10],[25,11,26,11],[24,0,26,0],[24,1,26,1],[24,4,24,5],[24,6,24,7],[24,8,24,9],[24,10,24,11],[7,0,10,0],[11,0,14,0],[15,0,18,0],[22,4,22,15],[23,4,23,5],[23,6,23,7],[23,8,23,9],[23,10,23,11],[23,12,23,13],[23,14,23,15],[5,10,6,10],[5,11,6,11],[5,12,6,12],[5,13,6,13],[5,14,6,14],[5,15,6,15],[4,10,4,11],[4,12,4,13],[4,14,4,15],[5,2,6,2],[5,3,6,3],[5,4,6,4],[5,5,6,5],[5,6,6,6],[5,7,6,7],[5,8,6,8],[4,0,6,0],[4,1,6,1],[4,2,4,3],[4,4,4,5],[4,6,4,7],[4,8,4,9],[5,9,6,9],[2,0,2,1],[2,2,2,15],[3,2,3,3],[3,4,3,5],[3,6,3,7],[3,8,3,9],[3,10,3,11],[3,12,3,13],[3,14,3,15]]}
[]
["4TTX60_61",18.2]
["Evaporator Air \n",null,"Condenser  Entering Air Temperature ˚F"]
[80,"°F DB",85,null,90,null,95,null,100,null,105,null,110,null,115]
["CFM","EWB†\n˚F","Capacity Mbtuh",null,"Capacity Mbtuh",null,"Capacity Mbtuh",null,"Capacity Mbtuh",null,"Capacity Mbtuh",null,"Capacity Mbtuh",null,"Capacity Mbtuh"]
[null,null,"Total","Sens.","Total","Sens.","Total","Sens.","Total","Sens.","Total","Sens.","Total","Sens.","Total","Sens."]
[null,null,null,null,null,null,null,null,null,null,null,null,null,null,null,null,null,"Total Factors",null,null,null,null,null,null,"Sens. %",null,null,null,null,null,null,"IDB Adj",null,null,null,null,null,null,"Sens Calc"]
[1575,71,{"$f":"R8*$B$2","v":20.232333333333337},{"$f":"IF(AM8>C8,C8,AM8)","v":10.738000000000001},{"$f":"S8*$B$2","v":19.792499999999997},{"$f":"IF(AN8>E8,E8,AN8)","v":10.588191699604742},{"$f":"T8*$B$2","v":19.352666666666664},{"$f":"IF(AO8>G8,G8,AO8)","v":10.434666666666667},{"$f":"U8*$B$2","v":18.912833333333332},{"$f":"IF(AP8>I8,I8,AP8)","v":10.269507575757576},{"$f":"V8*$B$2","v":18.472999999999999},{"$f":"IF(AQ8>K8,K8,AQ8)","v":10.100999999999999},{"$f":"W8*$B$2","v":18.018000000000001},{"$f":"IF(AR8>M8,M8,AR8)","v":9.9518495622654992},{"$f":"X8*$B$2","v":17.562999999999999},{"$f":"IF(AS8>O8,O8,AS8)","v":9.7976666666666645},null,1.1116666666666668,1.0874999999999999,1.0633333333333332,1.0391666666666666,1.0149999999999999,0.99,0.96499999999999997,0.53073463268365817,0.53495979283085737,0.53918495297805646,0.54299149126735335,0.54679802955665024,0.55232820303393826,0.55785837651122616,0.97916666666666663,0.98263888888888884,0.98611111111111105,0.98263888888888884,0.97916666666666663,0.97916666666666663,0.97916666666666663,{"$f":"Y8*C8+($A$4-80)*AF8*$A$8/1000","v":10.738000000000001},{"$f":"Z8*E8+($A$4-80)*AG8*$A$8/1000","v":10.588191699604742},{"$f":"AA8*G8+($A$4-80)*AH8*$A$8/1000","v":10.434666666666667},{"$f":"AB8*I8+($A$4-80)*AI8*$A$8/1000","v":10.269507575757576},{"$f":"AC8*K8+($A$4-80)*AJ8*$A$8/1000","v":10.100999999999999},{"$f":"AD8*M8+($A$4-80)*AK8*$A$8/1000","v":9.9518495622654992},{"$f":"AE8*O8+($A$4-80)*AL8*$A$8/1000","v":9.7976666666666645}]
[null,67,{"$f":"R9*$B$2","v":18.654999999999998},12.952333333333332,18.2455,{"$f":"IF(AN9>E9,E9,AN9)","v":12.788197386759581},17.835999999999999,{"$f":"IF(AO9>G9,G9,AO9)","v":12.618666666666666},17.426500000000001,{"$f":"IF(AP9>I9,I9,AP9)","v":12.470322001527885},17.016999999999999,{"$f":"IF(AQ9>K9,K9,AQ9)","v":12.315333333333333},16.607500000000002,{"$f":"IF(AR9>M9,M9,AR9)","v":12.167324600933327},16.198,{"$f":"IF(AS9>O9,O9,AS9)","v":12.012},null,1.0249999999999999,1.0024999999999999,0.98,0.95750000000000013,0.93500000000000005,0.91250000000000009,0.89,0.69430894308943092,0.70089596814335486,0.70748299319727892,0.71559532904070722,0.72370766488413552,0.7326403492960003,0.7415730337078652,0.98611111111111116,0.98263888888888906,0.97916666666666685,0.97916666666666685,0.97916666666666685,0.97916666666666685,0.97916666666666685,{"$f":"Y9*C9+($A$4-80)*AF9*$A$8/1000","v":12.952333333333332},{"$f":"Z9*E9+($A$4-80)*AG9*$A$8/1000","v":12.788197386759581},{"$f":"AA9*G9+($A$4-80)*AH9*$A$8/1000","v":12.618666666666666},{"$f":"AB9*I9+($A$4-80)*AI9*$A$8/1000","v":12.470322001527885},{"$f":"AC9*K9+($A$4-80)*AJ9*$A$8/1000","v":12.315333333333333},{"$f":"AD9*M9+($A$4-80)*AK9*$A$8/1000","v":12.167324600933327},{"$f":"AE9*O9+($A$4-80)*AL9*$A$8/1000","v":12.012}]
[null,63,17.441666666666666,15.227333333333334,17.0625,15.079743083003953,16.683333333333334,14.924000000000001,16.304166666666667,14.761270202020203,15.924999999999999,14.590333333333334,15.545833333333333,14.443559722222224,15.166666666666666,14.287000000000001,null,0.95833333333333337,0.9375,0.91666666666666674,0.89583333333333337,0.875,0.85416666666666663,0.83333333333333337,0.87304347826086959,0.88379446640316206,0.89454545454545464,0.90536796536796538,0.91619047619047622,0.9290952380952382,0.94200000000000006,0.97916666666666685,0.98263888888888906,0.98611111111111116,0.98263888888888906,0.97916666666666685,0.97916666666666685,0.97916666666666685,15.227333333333334,{"$f":"Z10*E10+($A$4-80)*AG10*$A$8/1000","v":15.079743083003953},{"$f":"AA10*G10+($A$4-80)*AH10*$A$8/1000","v":14.924000000000001},14.761270202020203,14.590333333333334,14.443559722222224,14.287000000000001]
[null,59,16.652999999999999,16.38,16.288999999999998,16.155483606557375,15.924999999999999,15.924999999999999,15.561000000000002,15.561000000000002,15.197000000000001,15.197000000000001,14.832999999999998,14.832999999999998,14.468999999999999,14.468999999999999,null,0.91500000000000004,0.89500000000000002,0.875,0.85500000000000009,0.83500000000000008,0.81499999999999995,0.79500000000000004,0.98360655737704916,0.99180327868852458,1,1,1,1,1,0.68749999999999989,0.67361111111111105,0.65972222222222221,0.61458333333333348,0.56944444444444464,0.5243055555555558,0.47916666666666707,16.38,{"$f":"Z11*E11+($A$4-80)*AG11*$A$8/1000","v":16.155483606557375},{"$f":"AA11*G11+($A$4-80)*AH11*$A$8/1000","v":15.924999999999999},{"$f":"AB11*I11+($A$4-80)*AI11*$A$8/1000","v":15.561000000000002},15.197000000000001,14.832999999999998,14.468999999999999]
[1800,71,20.645238095238096,10.957142857142857,20.196428571428573,10.804277244494639,19.747619047619047,10.647619047619047,19.298809523809524,10.479089363017936,18.850000000000001,10.307142857142859,18.385714285714286,10.15494853292398,17.921428571428571,9.997619047619045,null,1.1343537414965987,1.1096938775510206,1.0850340136054422,1.060374149659864,1.0357142857142858,1.0102040816326532,0.98469387755102045,0.53073463268365817,0.53495979283085737,0.53918495297805646,0.54299149126735335,0.54679802955665024,0.55232820303393826,0.55785837651122616,0.97916666666666663,0.98263888888888884,0.98611111111111105,0.98263888888888884,0.97916666666666663,0.97916666666666663,0.97916666666666663,{"$f":"Y12*C12+($A$4-80)*AF12*$A$12/1000","v":10.957142857142857},{"$f":"Z12*E12+($A$4-80)*AG12*$A$12/1000","v":10.804277244494639},{"$f":"AA12*G12+($A$4-80)*AH12*$A$12/1000","v":10.647619047619047},{"$f":"AB12*I12+($A$4-80)*AI12*$A$12/1000","v":10.479089363017936},{"$f":"AC12*K12+($A$4-80)*AJ12*$A$12/1000","v":10.307142857142859},{"$f":"AD12*M12+($A$4-80)*AK12*$A$12/1000","v":10.15494853292398},{"$f":"AE12*O12+($A$4-80)*AL12*$A$12/1000","v":9.997619047619045}]
[null,67,19.035714285714285,13.216666666666667,18.617857142857144,13.049181006897532,18.2,12.876190476190477,17.782142857142858,12.724818368906005,17.364285714285717,12.56666666666667,16.946428571428569,12.415637347891147,16.528571428571428,12.257142857142858,null,1.0459183673469388,1.0229591836734695,1,0.97704081632653073,0.95408163265306134,0.93112244897959184,0.90816326530612246,0.69430894308943092,0.70089596814335486,0.70748299319727892,0.71559532904070722,0.72370766488413552,0.7326403492960003,0.7415730337078652,0.98611111111111116,0.98263888888888906,0.97916666666666685,0.97916666666666685,0.97916666666666685,0.97916666666666685,0.97916666666666685,{"$f":"Y13*C13+($A$4-80)*AF13*$A$12/1000","v":13.216666666666667},{"$f":"Z13*E13+($A$4-80)*AG13*$A$12/1000","v":13.049181006897532},{"$f":"AA13*G13+($A$4-80)*AH13*$A$12/1000","v":12.876190476190477},{"$f":"AB13*I13+($A$4-80)*AI13*$A$12/1000","v":12.724818368906005},{"$f":"AC13*K13+($A$4-80)*AJ13*$A$12/1000","v":12.56666666666667},{"$f":"AD13*M13+($A$4-80)*AK13*$A$12/1000","v":12.415637347891147},{"$f":"AE13*O13+($A$4-80)*AL13*$A$12/1000","v":12.257142857142858}]
[null,63,17.797619047619047,15.538095238095238,17.410714285714288,15.387492941840771,17.023809523809526,15.228571428571431,16.636904761904763,15.062520614306329,16.25,14.888095238095239,15.863095238095237,14.738326247165533,15.476190476190476,14.578571428571429,null,0.97789115646258506,0.95663265306122458,0.93537414965986398,0.9141156462585035,0.8928571428571429,0.87159863945578231,0.85034013605442182,0.87304347826086959,0.88379446640316206,0.89454545454545464,0.90536796536796538,0.91619047619047622,0.9290952380952382,0.94200000000000006,0.97916666666666685,0.98263888888888906,0.98611111111111116,0.98263888888888906,0.97916666666666685,0.97916666666666685,0.97916666666666685,15.538095238095238,{"$f":"Z14*E14+($A$4-80)*AG14*$A$12/1000","v":15.387492941840771},{"$f":"AA14*G14+($A$4-80)*AH14*$A$12/1000","v":15.228571428571431},15.062520614306329,14.888095238095239,14.738326247165533,14.578571428571429]
[null,59,16.99285714285714,16.714285714285712,16.621428571428574,16.485187353629978,16.25,16.25,15.878571428571428,15.878571428571428,15.507142857142858,15.507142857142858,15.135714285714286,15.135714285714286,14.764285714285714,14.764285714285714,null,0.93367346938775508,0.91326530612244905,0.8928571428571429,0.87244897959183676,0.85204081632653073,0.83163265306122458,0.81122448979591844,0.98360655737704916,0.99180327868852458,1,1,1,1,1,0.68749999999999989,0.67361111111111105,0.65972222222222221,0.61458333333333348,0.56944444444444464,0.5243055555555558,0.47916666666666707,16.714285714285712,{"$f":"Z15*E15+($A$4-80)*AG15*$A$12/1000","v":16.485187353629978},{"$f":"AA15*G15+($A$4-80)*AH15*$A$12/1000","v":16.25},15.878571428571428,15.507142857142858,15.135714285714286,14.764285714285714]
[2025,71,21.058142857142858,11.176285714285715,20.600357142857145,11.020362789384532,20.142571428571426,10.860571428571427,19.684785714285713,10.688671150278292,19.227,10.513285714285715,18.753428571428572,10.358047503582458,18.279857142857143,10.197571428571427,null,1.1570408163265307,1.131887755102041,1.1067346938775509,1.0815816326530612,1.0564285714285715,1.0304081632653062,1.0043877551020408,0.53073463268365817,0.53495979283085737,0.53918495297805646,0.54299149126735335,0.54679802955665024,0.55232820303393826,0.55785837651122616,0.97916666666666663,0.98263888888888884,0.98611111111111105,0.98263888888888884,0.97916666666666663,0.97916666666666663,0.97916666666666663,{"$f":"Y16*C16+($A$4-80)*AF16*$A$16/1000","v":11.176285714285715},{"$f":"Z16*E16+($A$4-80)*AG16*$A$16/1000","v":11.020362789384532},{"$f":"AA16*G16+($A$4-80)*AH16*$A$16/1000","v":10.860571428571427},{"$f":"AB16*I16+($A$4-80)*AI16*$A$16/1000","v":10.688671150278292},{"$f":"AC16*K16+($A$4-80)*AJ16*$A$16/1000","v":10.513285714285715},{"$f":"AD16*M16+($A$4-80)*AK16*$A$16/1000","v":10.358047503582458},{"$f":"AE16*O16+($A$4-80)*AL16*$A$16/1000","v":10.197571428571427}]
[null,67,19.416428571428572,13.481,18.990214285714284,13.310164627035482,18.564,13.133714285714285,18.137785714285716,12.979314736284126,17.711571428571428,12.818000000000001,17.285357142857144,12.663950094848971,16.859142857142857,12.502285714285714,null,1.0668367346938776,1.0434183673469388,1.02,0.99658163265306132,0.97316326530612252,0.94974489795918371,0.9263265306122449,0.69430894308943092,0.70089596814335486,0.70748299319727892,0.71559532904070722,0.72370766488413552,0.7326403492960003,0.7415730337078652,0.98611111111111116,0.98263888888888906,0.97916666666666685,0.97916666666666685,0.97916666666666685,0.97916666666666685,0.97916666666666685,{"$f":"Y17*C17+($A$4-80)*AF17*$A$16/1000","v":13.481},{"$f":"Z17*E17+($A$4-80)*AG17*$A$16/1000","v":13.310164627035482},{"$f":"AA17*G17+($A$4-80)*AH17*$A$16/1000","v":13.133714285714285},{"$f":"AB17*I17+($A$4-80)*AI17*$A$16/1000","v":12.979314736284126},{"$f":"AC17*K17+($A$4-80)*AJ17*$A$16/1000","v":12.818000000000001},{"$f":"AD17*M17+($A$4-80)*AK17*$A$16/1000","v":12.663950094848971},{"$f":"AE17*O17+($A$4-80)*AL17*$A$16/1000","v":12.502285714285714}]
[null,63,18.153571428571428,15.848857142857144,17.758928571428573,15.695242800677585,17.364285714285717,15.533142857142861,16.969642857142858,15.363771026592456,16.575000000000003,15.185857142857145,16.180357142857144,15.033092772108846,15.785714285714286,14.870142857142859,null,0.99744897959183676,0.97576530612244905,0.95408163265306134,0.93239795918367352,0.91071428571428581,0.8890306122448981,0.86734693877551028,0.87304347826086959,0.88379446640316206,0.89454545454545464,0.90536796536796538,0.91619047619047622,0.9290952380952382,0.94200000000000006,0.97916666666666685,0.98263888888888906,0.98611111111111116,0.98263888888888906,0.97916666666666685,0.97916666666666685,0.97916666666666685,15.848857142857144,{"$f":"Z18*E18+($A$4-80)*AG18*$A$16/1000","v":15.695242800677585},{"$f":"AA18*G18+($A$4-80)*AH18*$A$16/1000","v":15.533142857142861},15.363771026592456,15.185857142857145,15.033092772108846,14.870142857142859]
[null,59,17.332714285714285,17.048571428571428,16.953857142857142,16.814891100702575,16.575000000000003,16.575000000000003,16.19614285714286,16.19614285714286,15.817285714285717,15.817285714285717,15.43842857142857,15.43842857142857,15.059571428571429,15.059571428571429,null,0.95234693877551024,0.93153061224489797,0.91071428571428581,0.88989795918367365,0.86908163265306138,0.84826530612244899,0.82744897959183683,0.98360655737704916,0.99180327868852458,1,1,1,1,1,0.68749999999999989,0.67361111111111105,0.65972222222222221,0.61458333333333348,0.56944444444444464,0.5243055555555558,0.47916666666666707,17.048571428571428,{"$f":"Z19*E19+($A$4-80)*AG19*$A$16/1000","v":16.814891100702575},{"$f":"AA19*G19+($A$4-80)*AH19*$A$16/1000","v":16.575000000000003},16.19614285714286,15.817285714285717,15.43842857142857,15.059571428571429]

{"sheet":"4TTX80_24","index":61,"n_rows":19,"n_cols":45,"rows_kept":19,"cut":false,"hidden":true,"merged":[[130,0,133,0],[120,12,121,12],[120,13,121,13],[120,14,121,14],[120,15,121,15],[122,0,125,0],[126,0,129,0],[119,12,119,13],[119,14,119,15],[120,4,121,4],[120,5,121,5],[120,6,121,6],[120,7,121,7],[120,8,121,8],[120,9,121,9],[120,10,121,10],[120,11,121,11],[119,0,121,0],[119,1,121,1],[119,4,119,5],[119,6,119,7],[119,8,119,9],[119,10,119,11],[111,0,114,0],[117,0,118,1],[117,4,117,15],[118,4,118,5],[118,6,118,7],[118,8,118,9],[118,10,118,11],[118,12,118,13],[118,14,118,15],[101,12,102,12],[101,13,102,13],[101,14,102,14],[101,15,102,15],[103,0,106,0],[107,0,110,0],[100,12,100,13],[100,14,100,15],[101,4,102,4],[101,5,102,5],[101,6,102,6],[101,7,102,7],[101,8,102,8],[101,9,102,9],[101,10,102,10],[101,11,102,11],[100,0,102,0],[100,1,102,1],[100,4,100,5],[100,6,100,7],[100,8,100,9],[100,10,100,11],[92,0,95,0],[98,0,99,1],[98,4,98,15],[99,4,99,5],[99,6,99,7],[99,8,99,9],[99,10,99,11],[99,12,99,13],[99,14,99,15],[82,12,83,12],[82,13,83,13],[82,14,83,14],[82,15,83,15],[84,0,87,0],[88,0,91,0],[81,12,81,13],[81,14,81,15],[82,4,83,4],[82,5,83,5],[82,6,83,6],[82,7,83,7],[82,8,83,8],[82,9,83,9],[82,10,83,10],[82,11,83,11],[81,0,83,0],[81,1,83,1],[81,4,81,5],[81,6,81,7],[81,8,81,9],[81,10,81,11],[73,0,76,0],[79,0,80,1],[79,4,79,15],[80,4,80,5],[80,6,80,7],[80,8,80,9],[80,10,80,11],[80,12,80,13],[80,14,80,15],[63,12,64,12],[63,13,64,13],[63,14,64,14],[63,15,64,15],[65,0,68,0],[69,0,72,0],[62,12,62,13],[62,14,62,15],[63,4,64,4],[63,5,64,5],[63,6,64,6],[63,7,64,7],[63,8,64,8],[63,9,64,9],[63,10,64,10],[63,11,64,11],[62,0,64,0],[62,1,64,1],[62,4,62,5],[62,6,62,7],[62,8,62,9],[62,10,62,11],[54,0,57,0],[60,0,61,1],[60,4,60,15],[61,4,61,5],[61,6,61,7],[61,8,61,9],[61,10,61,11],[61,12,61,13],[61,14,61,15],[44,12,45,12],[44,13,45,13],[44,14,45,14],[44,15,45,15],[46,0,49,0],[50,0,53,0],[43,12,43,13],[43,14,43,15],[44,4,45,4],[44,5,45,5],[44,6,45,6],[44,7,45,7],[44,8,45,8],[44,9,45,9],[44,10,45,10],[44,11,45,11],[43,0,45,0],[43,1,45,1],[43,4,43,5],[43,6,43,7],[43,8,43,9],[43,10,43,11],[35,0,38,0],[41,0,42,1],[41,4,41,15],[42,4,42,5],[42,6,42,7],[42,8,42,9],[42,10,42,11],[42,12,42,13],[42,14,42,15],[25,12,26,12],[25,13,26,13],[25,14,26,14],[25,15,26,15],[27,0,30,0],[31,0,34,0],[24,12,24,13],[24,14,24,15],[25,4,26,4],[25,5,26,5],[25,6,26,6],[25,7,26,7],[25,8,26,8],[25,9,26,9],[25,10,26,10],[25,11,26,11],[24,0,26,0],[24,1,26,1],[24,4,24,5],[24,6,24,7],[24,8,24,9],[24,10,24,11],[7,0,10,0],[11,0,14,0],[15,0,18,0],[22,4,22,15],[23,4,23,5],[23,6,23,7],[23,8,23,9],[23,10,23,11],[23,12,23,13],[23,14,23,15],[5,10,6,10],[5,11,6,11],[5,12,6,12],[5,13,6,13],[5,14,6,14],[5,15,6,15],[4,10,4,11],[4,12,4,13],[4,14,4,15],[5,2,6,2],[5,3,6,3],[5,4,6,4],[5,5,6,5],[5,6,6,6],[5,7,6,7],[5,8,6,8],[4,0,6,0],[4,1,6,1],[4,2,4,3],[4,4,4,5],[4,6,4,7],[4,8,4,9],[5,9,6,9],[2,0,2,1],[2,2,2,15],[3,2,3,3],[3,4,3,5],[3,6,3,7],[3,8,3,9],[3,10,3,11],[3,12,3,13],[3,14,3,15]]}
[]
["4TTX80_24",18.2]
["Evaporator Air \n",null,"Condenser  Entering Air Temperature ˚F"]
[80,"°F DB",85,null,90,null,95,null,100,null,105,null,110,null,115]
["CFM","EWB†\n˚F","Capacity Mbtuh",null,"Capacity Mbtuh",null,"Capacity Mbtuh",null,"Capacity Mbtuh",null,"Capacity Mbtuh",null,"Capacity Mbtuh",null,"Capacity Mbtuh"]
[null,null,"Total","Sens.","Total","Sens.","Total","Sens.","Total","Sens.","Total","Sens.","Total","Sens.","Total","Sens."]
[null,null,null,null,null,null,null,null,null,null,null,null,null,null,null,null,null,"Total Factors",null,null,null,null,null,null,"Sens. %",null,null,null,null,null,null,"IDB Adj",null,null,null,null,null,null,"Sens Calc"]
[700,71,{"$f":"R8*$B$2","v":21.202634538152612},{"$f":"IF(AM8>C8,C8,AM8)","v":11.460883534136546},{"$f":"S8*$B$2","v":20.307253012048193},{"$f":"IF(AN8>E8,E8,AN8)","v":11.183469744941668},{"$f":"T8*$B$2","v":19.411871485943774},{"$f":"IF(AO8>G8,G8,AO8)","v":10.887839357429717},{"$f":"U8*$B$2","v":18.516489959839358},{"$f":"IF(AP8>I8,I8,AP8)","v":10.574641706356823},{"$f":"V8*$B$2","v":17.621108433734939},{"$f":"IF(AQ8>K8,K8,AQ8)","v":10.243164658634537},{"$f":"W8*$B$2","v":16.725726907630523},{"$f":"IF(AR8>M8,M8,AR8)","v":9.9698758237157143},{"$f":"X8*$B$2","v":15.830345381526106},{"$f":"IF(AS8>O8,O8,AS8)","v":9.6701204819277109},null,1.1649799196787149,1.1157831325301206,1.0665863453815261,1.0173895582329318,0.96819277108433743,0.91899598393574311,0.86979919678714868,0.54054054054054046,0.55071307469831443,0.56088560885608851,0.5710932109321093,0.58130081300813008,0.59608027075745862,0.61085972850678727,0.984375,0.98437499999999989,0.98437499999999978,0.98437499999999989,0.984375,0.984375,0.984375,{"$f":"Y8*C8+($A$4-80)*AF8*$A$8/1000","v":11.460883534136546},{"$f":"Z8*E8+($A$4-80)*AG8*$A$8/1000","v":11.183469744941668},{"$f":"AA8*G8+($A$4-80)*AH8*$A$8/1000","v":10.887839357429717},{"$f":"AB8*I8+($A$4-80)*AI8*$A$8/1000","v":10.574641706356823},{"$f":"AC8*K8+($A$4-80)*AJ8*$A$8/1000","v":10.243164658634537},{"$f":"AD8*M8+($A$4-80)*AK8*$A$8/1000","v":9.9698758237157143},{"$f":"AE8*O8+($A$4-80)*AL8*$A$8/1000","v":9.6701204819277109}]
[null,67,{"$f":"R9*$B$2","v":19.555132530120481},13.824690763052208,18.69556626506024,{"$f":"IF(AN9>E9,E9,AN9)","v":13.516104804761213},17.835999999999999,{"$f":"IF(AO9>G9,G9,AO9)","v":13.180016064257027},17.012248995983935,{"$f":"IF(AP9>I9,I9,AP9)","v":12.872251059539005},16.188497991967871,{"$f":"IF(AQ9>K9,K9,AQ9)","v":12.535341365461846},15.364746987951808,{"$f":"IF(AR9>M9,M9,AR9)","v":12.268722672809027},14.540995983935744,{"$f":"IF(AS9>O9,O9,AS9)","v":11.96229718875502},null,1.0744578313253013,1.0272289156626506,0.98,0.93473895582329314,0.88947791164658641,0.84421686746987956,0.79895582329317283,0.706959706959707,0.72295776512643983,0.73895582329317266,0.75664605323950673,0.77433628318584069,0.79849819085400409,0.82266009852216737,0.984375,0.98437499999999989,0.98437499999999978,0.98437499999999989,0.984375,0.98437499999999989,0.98437499999999978,{"$f":"Y9*C9+($A$4-80)*AF9*$A$8/1000","v":13.824690763052208},{"$f":"Z9*E9+($A$4-80)*AG9*$A$8/1000","v":13.516104804761213},{"$f":"AA9*G9+($A$4-80)*AH9*$A$8/1000","v":13.180016064257027},{"$f":"AB9*I9+($A$4-80)*AI9*$A$8/1000","v":12.872251059539005},{"$f":"AC9*K9+($A$4-80)*AJ9*$A$8/1000","v":12.535341365461846},{"$f":"AD9*M9+($A$4-80)*AK9*$A$8/1000","v":12.268722672809027},{"$f":"AE9*O9+($A$4-80)*AL9*$A$8/1000","v":11.96229718875502}]
[null,63,18.265783132530121,16.188497991967875,17.477847389558232,15.883911244135,16.689911646586346,15.543823293172689,15.937791164658634,15.277803476843644,15.185670682730924,14.970779116465863,14.397734939759037,14.295864173675836,13.609799196787149,13.609799196787149,null,1.0036144578313253,0.96032128514056225,0.9170281124497992,0.87570281124497995,0.8343775100401607,0.79108433734939765,0.7477911646586346,0.88627450980392164,0.90880249095346288,0.93133047210300424,0.95858976435338894,0.98584905660377353,0.99292452830188682,1,0.984375,0.98437499999999989,0.98437499999999978,0.98437499999999978,0.98437499999999978,0.90625,0.82812500000000011,16.188497991967875,{"$f":"Z10*E10+($A$4-80)*AG10*$A$8/1000","v":15.883911244135},{"$f":"AA10*G10+($A$4-80)*AH10*$A$8/1000","v":15.543823293172689},15.277803476843644,14.970779116465863,14.295864173675836,13.609799196787149]
[null,59,17.40621686746988,17.40621686746988,16.689911646586346,16.689911646586346,15.973606425702812,15.973606425702812,15.221485943775102,15.221485943775102,14.469365461847389,14.469365461847389,13.717244979919679,13.717244979919679,12.965124497991969,12.965124497991969,null,0.95638554216867477,0.9170281124497992,0.87767068273092375,0.83634538152610449,0.79502008032128513,0.75369477911646587,0.71236947791164662,1,1,1,1,1,1,1,0.68750000000000033,0.60937500000000033,0.53125000000000033,0.43750000000000011,0.34374999999999989,0.24999999999999994,0.15625,17.40621686746988,{"$f":"Z11*E11+($A$4-80)*AG11*$A$8/1000","v":16.689911646586346},{"$f":"AA11*G11+($A$4-80)*AH11*$A$8/1000","v":15.973606425702812},{"$f":"AB11*I11+($A$4-80)*AI11*$A$8/1000","v":15.221485943775102},14.469365461847389,13.717244979919679,12.965124497991969]
[800,71,21.635341365461848,11.694779116465861,20.721686746987952,11.411703821369048,19.808032128514061,11.110040160642571,18.894377510040162,10.790450720772268,17.980722891566266,10.452208835341366,17.067068273092371,10.173342677260932,16.153413654618475,9.8674698795180724,null,1.1887550200803214,1.13855421686747,1.0883534136546187,1.0381526104417671,0.98795180722891573,0.93775100401606437,0.88755020080321301,0.54054054054054046,0.55071307469831443,0.56088560885608851,0.5710932109321093,0.58130081300813008,0.59608027075745862,0.61085972850678727,0.984375,0.98437499999999989,0.98437499999999978,0.98437499999999989,0.984375,0.984375,0.984375,{"$f":"Y12*C12+($A$4-80)*AF12*$A$12/1000","v":11.694779116465861},{"$f":"Z12*E12+($A$4-80)*AG12*$A$12/1000","v":11.411703821369048},{"$f":"AA12*G12+($A$4-80)*AH12*$A$12/1000","v":11.110040160642571},{"$f":"AB12*I12+($A$4-80)*AI12*$A$12/1000","v":10.790450720772268},{"$f":"AC12*K12+($A$4-80)*AJ12*$A$12/1000","v":10.452208835341366},{"$f":"AD12*M12+($A$4-80)*AK12*$A$12/1000","v":10.173342677260932},{"$f":"AE12*O12+($A$4-80)*AL12*$A$12/1000","v":9.8674698795180724}]
[null,67,19.954216867469881,14.10682730923695,19.077108433734942,13.791943678327771,18.2,13.448995983935742,17.359437751004016,13.134950060754088,16.518875502008033,12.791164658634539,15.67831325301205,12.519104768172477,14.837751004016065,12.206425702811243,null,1.0963855421686748,1.0481927710843375,1,0.9538152610441768,0.90763052208835349,0.86144578313253029,0.81526104417670686,0.706959706959707,0.72295776512643983,0.73895582329317266,0.75664605323950673,0.77433628318584069,0.79849819085400409,0.82266009852216737,0.984375,0.98437499999999989,0.98437499999999978,0.98437499999999989,0.984375,0.98437499999999989,0.98437499999999978,{"$f":"Y13*C13+($A$4-80)*AF13*$A$12/1000","v":14.10682730923695},{"$f":"Z13*E13+($A$4-80)*AG13*$A$12/1000","v":13.791943678327771},{"$f":"AA13*G13+($A$4-80)*AH13*$A$12/1000","v":13.448995983935742},{"$f":"AB13*I13+($A$4-80)*AI13*$A$12/1000","v":13.134950060754088},{"$f":"AC13*K13+($A$4-80)*AJ13*$A$12/1000","v":12.791164658634539},{"$f":"AD13*M13+($A$4-80)*AK13*$A$12/1000","v":12.519104768172477},{"$f":"AE13*O13+($A$4-80)*AL13*$A$12/1000","v":12.206425702811243}]
[null,63,18.638554216867469,16.518875502008033,17.834538152610442,16.208072698096938,17.030522088353415,15.861044176706827,16.26305220883534,15.589595384534331,15.495582329317269,15.276305220883533,14.691566265060244,14.587616503750855,13.887550200803213,13.887550200803213,null,1.0240963855421688,0.97991967871485941,0.93574297188755029,0.89357429718875503,0.85140562248995988,0.80722891566265076,0.76305220883534142,0.88627450980392164,0.90880249095346288,0.93133047210300424,0.95858976435338894,0.98584905660377353,0.99292452830188682,1,0.984375,0.98437499999999989,0.98437499999999978,0.98437499999999978,0.98437499999999978,0.90625,0.82812500000000011,16.518875502008033,{"$f":"Z14*E14+($A$4-80)*AG14*$A$12/1000","v":16.208072698096938},{"$f":"AA14*G14+($A$4-80)*AH14*$A$12/1000","v":15.861044176706827},15.589595384534331,15.276305220883533,14.587616503750855,13.887550200803213]
[null,59,17.76144578313253,17.76144578313253,17.030522088353415,17.030522088353415,16.299598393574296,16.299598393574296,15.532128514056225,15.532128514056225,14.764658634538153,14.764658634538153,13.99718875502008,13.99718875502008,13.229718875502009,13.229718875502009,null,0.97590361445783136,0.93574297188755029,0.89558232931726911,0.85341365461847396,0.8112449799196787,0.76907630522088355,0.7269076305220884,1,1,1,1,1,1,1,0.68750000000000033,0.60937500000000033,0.53125000000000033,0.43750000000000011,0.34374999999999989,0.24999999999999994,0.15625,17.76144578313253,{"$f":"Z15*E15+($A$4-80)*AG15*$A$12/1000","v":17.030522088353415},{"$f":"AA15*G15+($A$4-80)*AH15*$A$12/1000","v":16.299598393574296},15.532128514056225,14.764658634538153,13.99718875502008,13.229718875502009]
[900,71,22.068048192771087,11.928674698795181,21.136120481927712,11.639937897796429,20.20419277108434,11.332240963855423,19.272265060240969,11.006259735187715,18.34033734939759,10.661253012048192,17.408409638554218,10.376809530806151,16.476481927710847,10.064819277108434,null,1.2125301204819279,1.1613253012048195,1.1101204819277111,1.0589156626506027,1.007710843373494,0.95650602409638563,0.90530120481927723,0.54054054054054046,0.55071307469831443,0.56088560885608851,0.5710932109321093,0.58130081300813008,0.59608027075745862,0.61085972850678727,0.984375,0.98437499999999989,0.98437499999999978,0.98437499999999989,0.984375,0.984375,0.984375,{"$f":"Y16*C16+($A$4-80)*AF16*$A$16/1000","v":11.928674698795181},{"$f":"Z16*E16+($A$4-80)*AG16*$A$16/1000","v":11.639937897796429},{"$f":"AA16*G16+($A$4-80)*AH16*$A$16/1000","v":11.332240963855423},{"$f":"AB16*I16+($A$4-80)*AI16*$A$16/1000","v":11.006259735187715},{"$f":"AC16*K16+($A$4-80)*AJ16*$A$16/1000","v":10.661253012048192},{"$f":"AD16*M16+($A$4-80)*AK16*$A$16/1000","v":10.376809530806151},{"$f":"AE16*O16+($A$4-80)*AL16*$A$16/1000","v":10.064819277108434}]
[null,67,20.353301204819278,14.388963855421688,19.458650602409637,14.067782551894323,18.564,13.717975903614457,17.706626506024097,13.397649061969171,16.849253012048194,13.04698795180723,15.99187951807229,12.769486863535926,15.134506024096385,12.450554216867468,null,1.1183132530120483,1.0691566265060242,1.02,0.97289156626506035,0.92578313253012068,0.87867469879518079,0.83156626506024101,0.706959706959707,0.72295776512643983,0.73895582329317266,0.75664605323950673,0.77433628318584069,0.79849819085400409,0.82266009852216737,0.984375,0.98437499999999989,0.98437499999999978,0.98437499999999989,0.984375,0.98437499999999989,0.98437499999999978,{"$f":"Y17*C17+($A$4-80)*AF17*$A$16/1000","v":14.388963855421688},{"$f":"Z17*E17+($A$4-80)*AG17*$A$16/1000","v":14.067782551894323},{"$f":"AA17*G17+($A$4-80)*AH17*$A$16/1000","v":13.717975903614457},{"$f":"AB17*I17+($A$4-80)*AI17*$A$16/1000","v":13.397649061969171},{"$f":"AC17*K17+($A$4-80)*AJ17*$A$16/1000","v":13.04698795180723},{"$f":"AD17*M17+($A$4-80)*AK17*$A$16/1000","v":12.769486863535926},{"$f":"AE17*O17+($A$4-80)*AL17*$A$16/1000","v":12.450554216867468}]
[null,63,19.01132530120482,16.849253012048194,18.191228915662652,16.53223415205888,17.371132530120484,16.178265060240964,16.58831325301205,15.901387292225019,15.805493975903614,15.581831325301204,14.985397590361446,14.87936883382587,14.165301204819277,14.165301204819277,null,1.0445783132530122,0.99951807228915679,0.95445783132530138,0.91144578313253022,0.86843373493975906,0.82337349397590365,0.77831325301204823,0.88627450980392164,0.90880249095346288,0.93133047210300424,0.95858976435338894,0.98584905660377353,0.99292452830188682,1,0.984375,0.98437499999999989,0.98437499999999978,0.98437499999999978,0.98437499999999978,0.90625,0.82812500000000011,16.849253012048194,{"$f":"Z18*E18+($A$4-80)*AG18*$A$16/1000","v":16.53223415205888},{"$f":"AA18*G18+($A$4-80)*AH18*$A$16/1000","v":16.178265060240964},15.901387292225019,15.581831325301204,14.87936883382587,14.165301204819277]
[null,59,18.116674698795183,18.116674698795183,17.371132530120484,17.371132530120484,16.625590361445784,16.625590361445784,15.84277108433735,15.84277108433735,15.059951807228915,15.059951807228915,14.277132530120484,14.277132530120484,13.49431325301205,13.49431325301205,null,0.99542168674698805,0.95445783132530138,0.91349397590361459,0.87048192771084343,0.82746987951807227,0.78445783132530134,0.74144578313253029,1,1,1,1,1,1,1,0.68750000000000033,0.60937500000000033,0.53125000000000033,0.43750000000000011,0.34374999999999989,0.24999999999999994,0.15625,18.116674698795183,{"$f":"Z19*E19+($A$4-80)*AG19*$A$16/1000","v":17.371132530120484},{"$f":"AA19*G19+($A$4-80)*AH19*$A$16/1000","v":16.625590361445784},15.84277108433735,15.059951807228915,14.277132530120484,13.49431325301205]

{"sheet":"4TTX80_36","index":62,"n_rows":19,"n_cols":45,"rows_kept":19,"cut":false,"hidden":true,"merged":[[130,0,133,0],[120,12,121,12],[120,13,121,13],[120,14,121,14],[120,15,121,15],[122,0,125,0],[126,0,129,0],[119,12,119,13],[119,14,119,15],[120,4,121,4],[120,5,121,5],[120,6,121,6],[120,7,121,7],[120,8,121,8],[120,9,121,9],[120,10,121,10],[120,11,121,11],[119,0,121,0],[119,1,121,1],[119,4,119,5],[119,6,119,7],[119,8,119,9],[119,10,119,11],[111,0,114,0],[117,0,118,1],[117,4,117,15],[118,4,118,5],[118,6,118,7],[118,8,118,9],[118,10,118,11],[118,12,118,13],[118,14,118,15],[101,12,102,12],[101,13,102,13],[101,14,102,14],[101,15,102,15],[103,0,106,0],[107,0,110,0],[100,12,100,13],[100,14,100,15],[101,4,102,4],[101,5,102,5],[101,6,102,6],[101,7,102,7],[101,8,102,8],[101,9,102,9],[101,10,102,10],[101,11,102,11],[100,0,102,0],[100,1,102,1],[100,4,100,5],[100,6,100,7],[100,8,100,9],[100,10,100,11],[92,0,95,0],[98,0,99,1],[98,4,98,15],[99,4,99,5],[99,6,99,7],[99,8,99,9],[99,10,99,11],[99,12,99,13],[99,14,99,15],[82,12,83,12],[82,13,83,13],[82,14,83,14],[82,15,83,15],[84,0,87,0],[88,0,91,0],[81,12,81,13],[81,14,81,15],[82,4,83,4],[82,5,83,5],[82,6,83,6],[82,7,83,7],[82,8,83,8],[82,9,83,9],[82,10,83,10],[82,11,83,11],[81,0,83,0],[81,1,83,1],[81,4,81,5],[81,6,81,7],[81,8,81,9],[81,10,81,11],[73,0,76,0],[79,0,80,1],[79,4,79,15],[80,4,80,5],[80,6,80,7],[80,8,80,9],[80,10,80,11],[80,12,80,13],[80,14,80,15],[63,12,64,12],[63,13,64,13],[63,14,64,14],[63,15,64,15],[65,0,68,0],[69,0,72,0],[62,12,62,13],[62,14,62,15],[63,4,64,4],[63,5,64,5],[63,6,64,6],[63,7,64,7],[63,8,64,8],[63,9,64,9],[63,10,64,10],[63,11,64,11],[62,0,64,0],[62,1,64,1],[62,4,62,5],[62,6,62,7],[62,8,62,9],[62,10,62,11],[54,0,57,0],[60,0,61,1],[60,4,60,15],[61,4,61,5],[61,6,61,7],[61,8,61,9],[61,10,61,11],[61,12,61,13],[61,14,61,15],[44,12,45,12],[44,13,45,13],[44,14,45,14],[44,15,45,15],[46,0,49,0],[50,0,53,0],[43,12,43,13],[43,14,43,15],[44,4,45,4],[44,5,45,5],[44,6,45,6],[44,7,45,7],[44,8,45,8],[44,9,45,9],[44,10,45,10],[44,11,45,11],[43,0,45,0],[43,1,45,1],[43,4,43,5],[43,6,43,7],[43,8,43,9],[43,10,43,11],[35,0,38,0],[41,0,42,1],[41,4,41,15],[42,4,42,5],[42,6,42,7],[42,8,42,9],[42,10,42,11],[42,12,42,13],[42,14,42,15],[25,12,26,12],[25,13,26,13],[25,14,26,14],[25,15,26,15],[27,0,30,0],[31,0,34,0],[24,12,24,13],[24,14,24,15],[25,4,26,4],[25,5,26,5],[25,6,26,6],[25,7,26,7],[25,8,26,8],[25,9,26,9],[25,10,26,10],[25,11,26,11],[24,0,26,0],[24,1,26,1],[24,4,24,5],[24,6,24,7],[24,8,24,9],[24,10,24,11],[7,0,10,0],[11,0,14,0],[15,0,18,0],[22,4,22,15],[23,4,23,5],[23,6,23,7],[23,8,23,9],[23,10,23,11],[23,12,23,13],[23,14,23,15],[5,10,6,10],[5,11,6,11],[5,12,6,12],[5,13,6,13],[5,14,6,14],[5,15,6,15],[4,10,4,11],[4,12,4,13],[4,14,4,15],[5,2,6,2],[5,3,6,3],[5,4,6,4],[5,5,6,5],[5,6,6,6],[5,7,6,7],[5,8,6,8],[4,0,6,0],[4,1,6,1],[4,2,4,3],[4,4,4,5],[4,6,4,7],[4,8,4,9],[5,9,6,9],[2,0,2,1],[2,2,2,15],[3,2,3,3],[3,4,3,5],[3,6,3,7],[3,8,3,9],[3,10,3,11],[3,12,3,13],[3,14,3,15]]}
[]
["4TTX80_36",18.2]
["Evaporator Air \n",null,"Condenser  Entering Air Temperature ˚F"]
[80,"°F DB",85,null,90,null,95,null,100,null,105,null,110,null,115]
["CFM","EWB†\n˚F","Capacity Mbtuh",null,"Capacity Mbtuh",null,"Capacity Mbtuh",null,"Capacity Mbtuh",null,"Capacity Mbtuh",null,"Capacity Mbtuh",null,"Capacity Mbtuh"]
[null,null,"Total","Sens.","Total","Sens.","Total","Sens.","Total","Sens.","Total","Sens.","Total","Sens.","Total","Sens."]
[null,null,null,null,null,null,null,null,null,null,null,null,null,null,null,null,null,"Total Factors",null,null,null,null,null,null,"Sens. %",null,null,null,null,null,null,"IDB Adj",null,null,null,null,null,null,"Sens Calc"]
[1050,71,{"$f":"R8*$B$2","v":20.591154471544716},{"$f":"IF(AM8>C8,C8,AM8)","v":11.213962059620595},{"$f":"S8*$B$2","v":19.986953929539297},{"$f":"IF(AN8>E8,E8,AN8)","v":10.999926672085262},{"$f":"T8*$B$2","v":19.382753387533878},{"$f":"IF(AO8>G8,G8,AO8)","v":10.778937669376695},{"$f":"U8*$B$2","v":18.778552845528452},{"$f":"IF(AP8>I8,I8,AP8)","v":10.590336103123525},{"$f":"V8*$B$2","v":18.174352303523033},{"$f":"IF(AQ8>K8,K8,AQ8)","v":10.392249322493223},{"$f":"W8*$B$2","v":17.570151761517618},{"$f":"IF(AR8>M8,M8,AR8)","v":10.179294635096669},{"$f":"X8*$B$2","v":16.965951219512199},{"$f":"IF(AS8>O8,O8,AS8)","v":9.9572249322493267},null,1.1313821138211382,1.0981842818428185,1.0649864498644988,1.0317886178861788,0.9985907859078591,0.9653929539295395,0.93219512195121967,0.54460093896713613,0.55035533232646083,0.55610972568578554,0.56395911816204169,0.57180851063829785,0.57935154876644246,0.58689458689458696,0.96874999999999989,0.96354166666666674,0.95833333333333348,0.96354166666666674,0.96875000000000011,0.96354166666666674,0.95833333333333348,{"$f":"Y8*C8+($A$4-80)*AF8*$A$8/1000","v":11.213962059620595},{"$f":"Z8*E8+($A$4-80)*AG8*$A$8/1000","v":10.999926672085262},{"$f":"AA8*G8+($A$4-80)*AH8*$A$8/1000","v":10.778937669376695},{"$f":"AB8*I8+($A$4-80)*AI8*$A$8/1000","v":10.590336103123525},{"$f":"AC8*K8+($A$4-80)*AJ8*$A$8/1000","v":10.392249322493223},{"$f":"AD8*M8+($A$4-80)*AK8*$A$8/1000","v":10.179294635096669},{"$f":"AE8*O8+($A$4-80)*AL8*$A$8/1000","v":9.9572249322493267}]
[null,67,{"$f":"R9*$B$2","v":18.947728997289975},13.485756097560975,18.391864498644985,{"$f":"IF(AN9>E9,E9,AN9)","v":13.273794938528653},17.835999999999999,{"$f":"IF(AO9>G9,G9,AO9)","v":13.050731707317071},17.280135501355012,{"$f":"IF(AP9>I9,I9,AP9)","v":12.864479841379547},16.724271002710029,{"$f":"IF(AQ9>K9,K9,AQ9)","v":12.664043360433604},16.16840650406504,{"$f":"IF(AR9>M9,M9,AR9)","v":12.453773051440852},15.612542005420051,{"$f":"IF(AS9>O9,O9,AS9)","v":12.229018970189701},null,1.0410840108401085,1.0105420054200542,0.98,0.94945799457994573,0.9189159891598917,0.88837398373983745,0.85783197831978308,0.71173469387755095,0.72172100547536089,0.73170731707317072,0.74446637529959103,0.75722543352601146,0.77025358363607077,0.78328173374613008,0.95833333333333326,0.95833333333333326,0.95833333333333326,0.96354166666666674,0.96875000000000011,0.96354166666666674,0.95833333333333326,{"$f":"Y9*C9+($A$4-80)*AF9*$A$8/1000","v":13.485756097560975},{"$f":"Z9*E9+($A$4-80)*AG9*$A$8/1000","v":13.273794938528653},{"$f":"AA9*G9+($A$4-80)*AH9*$A$8/1000","v":13.050731707317071},{"$f":"AB9*I9+($A$4-80)*AI9*$A$8/1000","v":12.864479841379547},{"$f":"AC9*K9+($A$4-80)*AJ9*$A$8/1000","v":12.664043360433604},{"$f":"AD9*M9+($A$4-80)*AK9*$A$8/1000","v":12.453773051440852},{"$f":"AE9*O9+($A$4-80)*AL9*$A$8/1000","v":12.229018970189701}]
[null,63,17.739327913279133,15.902558265582655,17.23179945799458,15.692252397380095,16.724271002710029,15.467533875338756,16.192574525745258,15.259331965169006,15.660878048780488,15.032509485094851,15.129181571815717,14.825664040282378,14.597485094850947,14.597485094850947,null,0.97468834688346895,0.94680216802168016,0.9189159891598917,0.88970189701897018,0.86048780487804877,0.83127371273712736,0.80205962059620595,0.89645776566757485,0.91065662849852735,0.92485549132947975,0.94236601726967817,0.95987654320987659,0.97993827160493829,1,0.96874999999999967,0.96874999999999989,0.96875000000000011,0.96875000000000011,0.96875000000000011,0.96354166666666674,0.95833333333333326,15.902558265582655,{"$f":"Z10*E10+($A$4-80)*AG10*$A$8/1000","v":15.692252397380095},{"$f":"AA10*G10+($A$4-80)*AH10*$A$8/1000","v":15.467533875338756},15.259331965169006,15.032509485094851,14.825664040282378,14.597485094850947]
[null,59,16.917615176151759,16.917615176151759,16.43425474254742,16.43425474254742,15.950894308943088,15.950894308943088,15.443365853658536,15.443365853658536,14.935837398373982,14.935837398373982,14.428308943089432,14.428308943089432,13.920780487804878,13.920780487804878,null,0.92953929539295388,0.90298102981029793,0.8764227642276422,0.84853658536585364,0.82065040650406496,0.7927642276422765,0.76487804878048782,1,1,1,1,1,1,1,0.64583333333333326,0.58854166666666674,0.53125000000000011,0.47395833333333337,0.41666666666666669,0.35416666666666674,0.29166666666666674,16.917615176151759,{"$f":"Z11*E11+($A$4-80)*AG11*$A$8/1000","v":16.43425474254742},{"$f":"AA11*G11+($A$4-80)*AH11*$A$8/1000","v":15.950894308943088},{"$f":"AB11*I11+($A$4-80)*AI11*$A$8/1000","v":15.443365853658536},14.935837398373982,14.428308943089432,13.920780487804878]
[1200,71,21.011382113821139,11.442818428184282,20.394850948509486,11.224414971515573,19.778319783197833,10.998915989159892,19.161788617886181,10.806465411350539,18.545257452574525,10.604336043360433,17.928726287262872,10.387035341935375,17.31219512195122,10.160433604336044,null,1.1544715447154472,1.1205962059620598,1.0867208672086721,1.0528455284552847,1.018970189701897,0.98509485094850957,0.95121951219512202,0.54460093896713613,0.55035533232646083,0.55610972568578554,0.56395911816204169,0.57180851063829785,0.57935154876644246,0.58689458689458696,0.96874999999999989,0.96354166666666674,0.95833333333333348,0.96354166666666674,0.96875000000000011,0.96354166666666674,0.95833333333333348,{"$f":"Y12*C12+($A$4-80)*AF12*$A$12/1000","v":11.442818428184282},{"$f":"Z12*E12+($A$4-80)*AG12*$A$12/1000","v":11.224414971515573},{"$f":"AA12*G12+($A$4-80)*AH12*$A$12/1000","v":10.998915989159892},{"$f":"AB12*I12+($A$4-80)*AI12*$A$12/1000","v":10.806465411350539},{"$f":"AC12*K12+($A$4-80)*AJ12*$A$12/1000","v":10.604336043360433},{"$f":"AD12*M12+($A$4-80)*AK12*$A$12/1000","v":10.387035341935375},{"$f":"AE12*O12+($A$4-80)*AL12*$A$12/1000","v":10.160433604336044}]
[null,67,19.334417344173445,13.760975609756098,18.767208672086721,13.544688712784341,18.2,13.317073170731707,17.632791327913278,13.12702024630566,17.06558265582656,12.92249322493225,16.498373983739839,12.707931685143729,15.931165311653116,12.478590785907858,null,1.0623306233062333,1.0311653116531165,1,0.96883468834688347,0.93766937669376704,0.90650406504065051,0.87533875338753386,0.71173469387755095,0.72172100547536089,0.73170731707317072,0.74446637529959103,0.75722543352601146,0.77025358363607077,0.78328173374613008,0.95833333333333326,0.95833333333333326,0.95833333333333326,0.96354166666666674,0.96875000000000011,0.96354166666666674,0.95833333333333326,{"$f":"Y13*C13+($A$4-80)*AF13*$A$12/1000","v":13.760975609756098},{"$f":"Z13*E13+($A$4-80)*AG13*$A$12/1000","v":13.544688712784341},{"$f":"AA13*G13+($A$4-80)*AH13*$A$12/1000","v":13.317073170731707},{"$f":"AB13*I13+($A$4-80)*AI13*$A$12/1000","v":13.12702024630566},{"$f":"AC13*K13+($A$4-80)*AJ13*$A$12/1000","v":12.92249322493225},{"$f":"AD13*M13+($A$4-80)*AK13*$A$12/1000","v":12.707931685143729},{"$f":"AE13*O13+($A$4-80)*AL13*$A$12/1000","v":12.478590785907858}]
[null,63,18.101355013550137,16.227100271002708,17.58346883468835,16.012502446306222,17.06558265582656,15.78319783197832,16.523035230352303,15.57074690323368,15.980487804878049,15.339295392953931,15.437940379403793,15.128228612533038,14.895392953929539,14.895392953929539,null,0.99457994579945808,0.96612466124661267,0.93766937669376704,0.90785907859078596,0.87804878048780488,0.8482384823848238,0.81842818428184283,0.89645776566757485,0.91065662849852735,0.92485549132947975,0.94236601726967817,0.95987654320987659,0.97993827160493829,1,0.96874999999999967,0.96874999999999989,0.96875000000000011,0.96875000000000011,0.96875000000000011,0.96354166666666674,0.95833333333333326,16.227100271002708,{"$f":"Z14*E14+($A$4-80)*AG14*$A$12/1000","v":16.012502446306222},{"$f":"AA14*G14+($A$4-80)*AH14*$A$12/1000","v":15.78319783197832},15.57074690323368,15.339295392953931,15.128228612533038,14.895392953929539]
[null,59,17.262872628726289,17.262872628726289,16.769647696476966,16.769647696476966,16.27642276422764,16.27642276422764,15.758536585365853,15.758536585365853,15.240650406504065,15.240650406504065,14.722764227642276,14.722764227642276,14.204878048780488,14.204878048780488,null,0.948509485094851,0.92140921409214094,0.89430894308943087,0.86585365853658536,0.83739837398373984,0.80894308943089432,0.78048780487804881,1,1,1,1,1,1,1,0.64583333333333326,0.58854166666666674,0.53125000000000011,0.47395833333333337,0.41666666666666669,0.35416666666666674,0.29166666666666674,17.262872628726289,{"$f":"Z15*E15+($A$4-80)*AG15*$A$12/1000","v":16.769647696476966},{"$f":"AA15*G15+($A$4-80)*AH15*$A$12/1000","v":16.27642276422764},15.758536585365853,15.240650406504065,14.722764227642276,14.204878048780488]
[1350,71,21.431609756097561,11.671674796747967,20.802747967479679,11.448903270945886,20.173886178861792,11.218894308943092,19.545024390243903,11.022594719577548,18.91616260162602,10.816422764227644,18.28730081300813,10.594776048774083,17.658439024390244,10.363642276422766,null,1.1775609756097563,1.1430081300813011,1.1084552845528457,1.0739024390243903,1.0393495934959351,1.0047967479674798,0.97024390243902436,0.54460093896713613,0.55035533232646083,0.55610972568578554,0.56395911816204169,0.57180851063829785,0.57935154876644246,0.58689458689458696,0.96874999999999989,0.96354166666666674,0.95833333333333348,0.96354166666666674,0.96875000000000011,0.96354166666666674,0.95833333333333348,{"$f":"Y16*C16+($A$4-80)*AF16*$A$16/1000","v":11.671674796747967},{"$f":"Z16*E16+($A$4-80)*AG16*$A$16/1000","v":11.448903270945886},{"$f":"AA16*G16+($A$4-80)*AH16*$A$16/1000","v":11.218894308943092},{"$f":"AB16*I16+($A$4-80)*AI16*$A$16/1000","v":11.022594719577548},{"$f":"AC16*K16+($A$4-80)*AJ16*$A$16/1000","v":10.816422764227644},{"$f":"AD16*M16+($A$4-80)*AK16*$A$16/1000","v":10.594776048774083},{"$f":"AE16*O16+($A$4-80)*AL16*$A$16/1000","v":10.363642276422766}]
[null,67,19.721105691056913,14.03619512195122,19.142552845528453,13.815582487040025,18.564,13.583414634146342,17.985447154471547,13.389560651231777,17.406894308943091,13.180943089430894,16.828341463414635,12.962090318846602,16.249788617886178,12.728162601626016,null,1.0835772357723579,1.0517886178861788,1.02,0.98821138211382131,0.95642276422764239,0.92463414634146346,0.89284552845528453,0.71173469387755095,0.72172100547536089,0.73170731707317072,0.74446637529959103,0.75722543352601146,0.77025358363607077,0.78328173374613008,0.95833333333333326,0.95833333333333326,0.95833333333333326,0.96354166666666674,0.96875000000000011,0.96354166666666674,0.95833333333333326,{"$f":"Y17*C17+($A$4-80)*AF17*$A$16/1000","v":14.03619512195122},{"$f":"Z17*E17+($A$4-80)*AG17*$A$16/1000","v":13.815582487040025},{"$f":"AA17*G17+($A$4-80)*AH17*$A$16/1000","v":13.583414634146342},{"$f":"AB17*I17+($A$4-80)*AI17*$A$16/1000","v":13.389560651231777},{"$f":"AC17*K17+($A$4-80)*AJ17*$A$16/1000","v":13.180943089430894},{"$f":"AD17*M17+($A$4-80)*AK17*$A$16/1000","v":12.962090318846602},{"$f":"AE17*O17+($A$4-80)*AL17*$A$16/1000","v":12.728162601626016}]
[null,63,18.46338211382114,16.551642276422765,17.935138211382114,16.332752495232345,17.406894308943091,16.098861788617889,16.853495934959351,15.882161841298355,16.300097560975612,15.646081300813011,15.746699186991872,15.430793184783703,15.193300813008131,15.193300813008131,null,1.0144715447154473,0.98544715447154474,0.95642276422764239,0.92601626016260175,0.8956097560975611,0.86520325203252046,0.83479674796747971,0.89645776566757485,0.91065662849852735,0.92485549132947975,0.94236601726967817,0.95987654320987659,0.97993827160493829,1,0.96874999999999967,0.96874999999999989,0.96875000000000011,0.96875000000000011,0.96875000000000011,0.96354166666666674,0.95833333333333326,16.551642276422765,{"$f":"Z18*E18+($A$4-80)*AG18*$A$16/1000","v":16.332752495232345},{"$f":"AA18*G18+($A$4-80)*AH18*$A$16/1000","v":16.098861788617889},15.882161841298355,15.646081300813011,15.430793184783703,15.193300813008131]
[null,59,17.608130081300814,17.608130081300814,17.105040650406508,17.105040650406508,16.601951219512198,16.601951219512198,16.073707317073172,16.073707317073172,15.545463414634147,15.545463414634147,15.017219512195123,15.017219512195123,14.488975609756098,14.488975609756098,null,0.96747967479674812,0.93983739837398395,0.91219512195121966,0.88317073170731708,0.85414634146341473,0.82512195121951226,0.7960975609756098,1,1,1,1,1,1,1,0.64583333333333326,0.58854166666666674,0.53125000000000011,0.47395833333333337,0.41666666666666669,0.35416666666666674,0.29166666666666674,17.608130081300814,{"$f":"Z19*E19+($A$4-80)*AG19*$A$16/1000","v":17.105040650406508},{"$f":"AA19*G19+($A$4-80)*AH19*$A$16/1000","v":16.601951219512198},16.073707317073172,15.545463414634147,15.017219512195123,14.488975609756098]

{"sheet":"4TTX80_48","index":63,"n_rows":19,"n_cols":45,"rows_kept":19,"cut":false,"hidden":true,"merged":[[130,0,133,0],[120,12,121,12],[120,13,121,13],[120,14,121,14],[120,15,121,15],[122,0,125,0],[126,0,129,0],[119,12,119,13],[119,14,119,15],[120,4,121,4],[120,5,121,5],[120,6,121,6],[120,7,121,7],[120,8,121,8],[120,9,121,9],[120,10,121,10],[120,11,121,11],[119,0,121,0],[119,1,121,1],[119,4,119,5],[119,6,119,7],[119,8,119,9],[119,10,119,11],[111,0,114,0],[117,0,118,1],[117,4,117,15],[118,4,118,5],[118,6,118,7],[118,8,118,9],[118,10,118,11],[118,12,118,13],[118,14,118,15],[101,12,102,12],[101,13,102,13],[101,14,102,14],[101,15,102,15],[103,0,106,0],[107,0,110,0],[100,12,100,13],[100,14,100,15],[101,4,102,4],[101,5,102,5],[101,6,102,6],[101,7,102,7],[101,8,102,8],[101,9,102,9],[101,10,102,10],[101,11,102,11],[100,0,102,0],[100,1,102,1],[100,4,100,5],[100,6,100,7],[100,8,100,9],[100,10,100,11],[92,0,95,0],[98,0,99,1],[98,4,98,15],[99,4,99,5],[99,6,99,7],[99,8,99,9],[99,10,99,11],[99,12,99,13],[99,14,99,15],[82,12,83,12],[82,13,83,13],[82,14,83,14],[82,15,83,15],[84,0,87,0],[88,0,91,0],[81,12,81,13],[81,14,81,15],[82,4,83,4],[82,5,83,5],[82,6,83,6],[82,7,83,7],[82,8,83,8],[82,9,83,9],[82,10,83,10],[82,11,83,11],[81,0,83,0],[81,1,83,1],[81,4,81,5],[81,6,81,7],[81,8,81,9],[81,10,81,11],[73,0,76,0],[79,0,80,1],[79,4,79,15],[80,4,80,5],[80,6,80,7],[80,8,80,9],[80,10,80,11],[80,12,80,13],[80,14,80,15],[63,12,64,12],[63,13,64,13],[63,14,64,14],[63,15,64,15],[65,0,68,0],[69,0,72,0],[62,12,62,13],[62,14,62,15],[63,4,64,4],[63,5,64,5],[63,6,64,6],[63,7,64,7],[63,8,64,8],[63,9,64,9],[63,10,64,10],[63,11,64,11],[62,0,64,0],[62,1,64,1],[62,4,62,5],[62,6,62,7],[62,8,62,9],[62,10,62,11],[54,0,57,0],[60,0,61,1],[60,4,60,15],[61,4,61,5],[61,6,61,7],[61,8,61,9],[61,10,61,11],[61,12,61,13],[61,14,61,15],[44,12,45,12],[44,13,45,13],[44,14,45,14],[44,15,45,15],[46,0,49,0],[50,0,53,0],[43,12,43,13],[43,14,43,15],[44,4,45,4],[44,5,45,5],[44,6,45,6],[44,7,45,7],[44,8,45,8],[44,9,45,9],[44,10,45,10],[44,11,45,11],[43,0,45,0],[43,1,45,1],[43,4,43,5],[43,6,43,7],[43,8,43,9],[43,10,43,11],[35,0,38,0],[41,0,42,1],[41,4,41,15],[42,4,42,5],[42,6,42,7],[42,8,42,9],[42,10,42,11],[42,12,42,13],[42,14,42,15],[25,12,26,12],[25,13,26,13],[25,14,26,14],[25,15,26,15],[27,0,30,0],[31,0,34,0],[24,12,24,13],[24,14,24,15],[25,4,26,4],[25,5,26,5],[25,6,26,6],[25,7,26,7],[25,8,26,8],[25,9,26,9],[25,10,26,10],[25,11,26,11],[24,0,26,0],[24,1,26,1],[24,4,24,5],[24,6,24,7],[24,8,24,9],[24,10,24,11],[7,0,10,0],[11,0,14,0],[15,0,18,0],[22,4,22,15],[23,4,23,5],[23,6,23,7],[23,8,23,9],[23,10,23,11],[23,12,23,13],[23,14,23,15],[5,10,6,10],[5,11,6,11],[5,12,6,12],[5,13,6,13],[5,14,6,14],[5,15,6,15],[4,10,4,11],[4,12,4,13],[4,14,4,15],[5,2,6,2],[5,3,6,3],[5,4,6,4],[5,5,6,5],[5,6,6,6],[5,7,6,7],[5,8,6,8],[4,0,6,0],[4,1,6,1],[4,2,4,3],[4,4,4,5],[4,6,4,7],[4,8,4,9],[5,9,6,9],[2,0,2,1],[2,2,2,15],[3,2,3,3],[3,4,3,5],[3,6,3,7],[3,8,3,9],[3,10,3,11],[3,12,3,13],[3,14,3,15]]}
[]
["4TTX80_48",18.2]
["Evaporator Air \n",null,"Condenser  Entering Air Temperature ˚F"]
[80,"°F DB",85,null,90,null,95,null,100,null,105,null,110,null,115]
["CFM","EWB†\n˚F","Capacity Mbtuh",null,"Capacity Mbtuh",null,"Capacity Mbtuh",null,"Capacity Mbtuh",null,"Capacity Mbtuh",null,"Capacity Mbtuh",null,"Capacity Mbtuh"]
[null,null,"Total","Sens.","Total","Sens.","Total","Sens.","Total","Sens.","Total","Sens.","Total","Sens.","Total","Sens."]
[null,null,null,null,null,null,null,null,null,null,null,null,null,null,null,null,null,"Total Factors",null,null,null,null,null,null,"Sens. %",null,null,null,null,null,null,"IDB Adj",null,null,null,null,null,null,"Sens Calc"]
[1400,71,{"$f":"R8*$B$2","v":20.419887323943662},{"$f":"IF(AM8>C8,C8,AM8)","v":11.591605633802818},{"$f":"S8*$B$2","v":19.899521126760561},{"$f":"IF(AN8>E8,E8,AN8)","v":11.415282641805398},{"$f":"T8*$B$2","v":19.379154929577464},{"$f":"IF(AO8>G8,G8,AO8)","v":11.232732394366195},{"$f":"U8*$B$2","v":18.858788732394363},{"$f":"IF(AP8>I8,I8,AP8)","v":11.056762808254904},{"$f":"V8*$B$2","v":18.338422535211269},{"$f":"IF(AQ8>K8,K8,AQ8)","v":10.873859154929578},{"$f":"W8*$B$2","v":17.800112676056337},{"$f":"IF(AR8>M8,M8,AR8)","v":10.698780858419676},{"$f":"X8*$B$2","v":17.261802816901408},{"$f":"IF(AS8>O8,O8,AS8)","v":10.514985915492957},null,1.1219718309859155,1.0933802816901408,1.0647887323943661,1.0361971830985914,1.007605633802817,0.97802816901408451,0.94845070422535205,0.56766256590509667,0.57364609776736319,0.57962962962962961,0.58629230992244685,0.59295499021526421,0.60105129968143667,0.60914760914760913,1.0703124999999996,1.0703124999999996,1.0703124999999998,1.0703124999999998,1.0703124999999998,1.0703125,1.0703125,{"$f":"Y8*C8+($A$4-80)*AF8*$A$8/1000","v":11.591605633802818},{"$f":"Z8*E8+($A$4-80)*AG8*$A$8/1000","v":11.415282641805398},{"$f":"AA8*G8+($A$4-80)*AH8*$A$8/1000","v":11.232732394366195},{"$f":"AB8*I8+($A$4-80)*AI8*$A$8/1000","v":11.056762808254904},{"$f":"AC8*K8+($A$4-80)*AJ8*$A$8/1000","v":10.873859154929578},{"$f":"AD8*M8+($A$4-80)*AK8*$A$8/1000","v":10.698780858419676},{"$f":"AE8*O8+($A$4-80)*AL8*$A$8/1000","v":10.514985915492957}]
[null,67,{"$f":"R9*$B$2","v":18.80495774647887},14.103718309859152,18.320478873239434,{"$f":"IF(AN9>E9,E9,AN9)","v":13.929277573894067},17.835999999999999,{"$f":"IF(AO9>G9,G9,AO9)","v":13.744845070422533},17.369464788732394,{"$f":"IF(AP9>I9,I9,AP9)","v":13.570378990789326},16.902929577464786,{"$f":"IF(AQ9>K9,K9,AQ9)","v":13.385971830985913},16.418450704225354,{"$f":"IF(AR9>M9,M9,AR9)","v":13.212745142311956},15.933971830985914,{"$f":"IF(AS9>O9,O9,AS9)","v":13.027098591549295},null,1.0332394366197182,1.0066197183098591,0.98,0.95436619718309856,0.92873239436619714,0.90211267605633805,0.87549295774647884,0.75,0.76031187122736421,0.77062374245472831,0.78127790095135563,0.79193205944798295,0.8047498135077753,0.81756756756756754,1.0703124999999996,1.0703124999999996,1.0703124999999996,1.0703124999999996,1.0703124999999996,1.0703124999999996,1.0703124999999996,{"$f":"Y9*C9+($A$4-80)*AF9*$A$8/1000","v":14.103718309859152},{"$f":"Z9*E9+($A$4-80)*AG9*$A$8/1000","v":13.929277573894067},{"$f":"AA9*G9+($A$4-80)*AH9*$A$8/1000","v":13.744845070422533},{"$f":"AB9*I9+($A$4-80)*AI9*$A$8/1000","v":13.570378990789326},{"$f":"AC9*K9+($A$4-80)*AJ9*$A$8/1000","v":13.385971830985913},{"$f":"AD9*M9+($A$4-80)*AK9*$A$8/1000","v":13.212745142311956},{"$f":"AE9*O9+($A$4-80)*AL9*$A$8/1000","v":13.027098591549295}]
[null,63,17.620676056338027,16.723492957746476,17.172084507042253,16.550663479104568,16.723492957746476,16.364619718309857,16.256957746478871,16.082526869370728,15.790422535211267,15.790422535211267,15.34183098591549,15.34183098591549,14.893239436619718,14.893239436619718,null,0.96816901408450706,0.94352112676056332,0.91887323943661969,0.89323943661971827,0.86760563380281686,0.84295774647887312,0.8183098591549296,0.94908350305498979,0.96381213779358932,0.97854077253218885,0.98927038626609443,1,1,1,1.0703125000000002,1.0703125000000002,1.0703125000000002,1.05078125,1.03125,0.97265625,0.9140625,16.723492957746476,{"$f":"Z10*E10+($A$4-80)*AG10*$A$8/1000","v":16.550663479104568},{"$f":"AA10*G10+($A$4-80)*AH10*$A$8/1000","v":16.364619718309857},16.082526869370728,15.790422535211267,15.34183098591549,14.893239436619718]
[null,59,16.7952676056338,16.7952676056338,16.364619718309857,16.364619718309857,15.933971830985914,15.933971830985914,15.50332394366197,15.50332394366197,15.072676056338025,15.072676056338025,14.642028169014081,14.642028169014081,14.21138028169014,14.21138028169014,null,0.92281690140845063,0.89915492957746479,0.87549295774647884,0.85183098591549289,0.82816901408450694,0.80450704225352099,0.78084507042253515,1,1,1,1,1,1,1,0.49218749999999978,0.44140624999999989,0.390625,0.33593750000000006,0.28125000000000011,0.23046875000000022,0.17968750000000033,16.7952676056338,{"$f":"Z11*E11+($A$4-80)*AG11*$A$8/1000","v":16.364619718309857},{"$f":"AA11*G11+($A$4-80)*AH11*$A$8/1000","v":15.933971830985914},{"$f":"AB11*I11+($A$4-80)*AI11*$A$8/1000","v":15.50332394366197},15.072676056338025,14.642028169014081,14.21138028169014]
[1600,71,20.836619718309855,11.828169014084505,20.305633802816903,11.648247593678979,19.774647887323944,11.461971830985915,19.243661971830985,11.282411028831536,18.712676056338026,11.095774647887323,18.163380281690142,10.917123324918039,17.614084507042254,10.729577464788733,null,1.1448692152917503,1.1156941649899397,1.0865191146881288,1.0573440643863179,1.028169014084507,0.99798792756539234,0.96780684104627768,0.56766256590509667,0.57364609776736319,0.57962962962962961,0.58629230992244685,0.59295499021526421,0.60105129968143667,0.60914760914760913,1.0703124999999996,1.0703124999999996,1.0703124999999998,1.0703124999999998,1.0703124999999998,1.0703125,1.0703125,{"$f":"Y12*C12+($A$4-80)*AF12*$A$12/1000","v":11.828169014084505},{"$f":"Z12*E12+($A$4-80)*AG12*$A$12/1000","v":11.648247593678979},{"$f":"AA12*G12+($A$4-80)*AH12*$A$12/1000","v":11.461971830985915},{"$f":"AB12*I12+($A$4-80)*AI12*$A$12/1000","v":11.282411028831536},{"$f":"AC12*K12+($A$4-80)*AJ12*$A$12/1000","v":11.095774647887323},{"$f":"AD12*M12+($A$4-80)*AK12*$A$12/1000","v":10.917123324918039},{"$f":"AE12*O12+($A$4-80)*AL12*$A$12/1000","v":10.729577464788733}]
[null,67,19.188732394366191,14.391549295774643,18.694366197183097,14.213548544789866,18.2,14.025352112676055,17.72394366197183,13.847325500805436,17.247887323943662,13.659154929577463,16.753521126760564,13.482393002359137,16.259154929577463,13.292957746478871,null,1.0543259557344062,1.0271629778672031,1,0.97384305835010065,0.9476861167002012,0.92052313883299797,0.89336016096579474,0.75,0.76031187122736421,0.77062374245472831,0.78127790095135563,0.79193205944798295,0.8047498135077753,0.81756756756756754,1.0703124999999996,1.0703124999999996,1.0703124999999996,1.0703124999999996,1.0703124999999996,1.0703124999999996,1.0703124999999996,{"$f":"Y13*C13+($A$4-80)*AF13*$A$12/1000","v":14.391549295774643},{"$f":"Z13*E13+($A$4-80)*AG13*$A$12/1000","v":14.213548544789866},{"$f":"AA13*G13+($A$4-80)*AH13*$A$12/1000","v":14.025352112676055},{"$f":"AB13*I13+($A$4-80)*AI13*$A$12/1000","v":13.847325500805436},{"$f":"AC13*K13+($A$4-80)*AJ13*$A$12/1000","v":13.659154929577463},{"$f":"AD13*M13+($A$4-80)*AK13*$A$12/1000","v":13.482393002359137},{"$f":"AE13*O13+($A$4-80)*AL13*$A$12/1000","v":13.292957746478871}]
[null,63,17.980281690140842,17.064788732394362,17.522535211267602,16.888432121535271,17.064788732394366,16.698591549295774,16.588732394366193,16.410741703439516,16.112676056338024,16.112676056338024,15.654929577464786,15.654929577464786,15.197183098591546,15.197183098591546,null,0.98792756539235405,0.96277665995975847,0.9376257545271629,0.91146881287726345,0.8853118712273641,0.86016096579476853,0.83501006036217296,0.94908350305498979,0.96381213779358932,0.97854077253218885,0.98927038626609443,1,1,1,1.0703125000000002,1.0703125000000002,1.0703125000000002,1.05078125,1.03125,0.97265625,0.9140625,17.064788732394362,{"$f":"Z14*E14+($A$4-80)*AG14*$A$12/1000","v":16.888432121535271},{"$f":"AA14*G14+($A$4-80)*AH14*$A$12/1000","v":16.698591549295774},16.410741703439516,16.112676056338024,15.654929577464786,15.197183098591546]
[null,59,17.138028169014081,17.138028169014081,16.69859154929577,16.69859154929577,16.259154929577463,16.259154929577463,15.819718309859155,15.819718309859155,15.380281690140844,15.380281690140844,14.940845070422533,14.940845070422533,14.501408450704226,14.501408450704226,null,0.94164989939637811,0.91750503018108631,0.89336016096579474,0.86921529175050305,0.84507042253521125,0.82092555331991945,0.79678068410462777,1,1,1,1,1,1,1,0.49218749999999978,0.44140624999999989,0.390625,0.33593750000000006,0.28125000000000011,0.23046875000000022,0.17968750000000033,17.138028169014081,{"$f":"Z15*E15+($A$4-80)*AG15*$A$12/1000","v":16.69859154929577},{"$f":"AA15*G15+($A$4-80)*AH15*$A$12/1000","v":16.259154929577463},15.819718309859155,15.380281690140844,14.940845070422533,14.501408450704226]
[1800,71,21.253352112676055,12.064732394366196,20.711746478873238,11.881212545552557,20.170140845070421,11.691211267605633,19.628535211267604,11.508059249408166,19.086929577464787,11.31769014084507,18.526647887323939,11.135465791416397,17.966366197183099,10.944169014084506,null,1.1677665995975854,1.1380080482897383,1.1082494969818912,1.0784909456740441,1.048732394366197,1.0179476861167001,0.98716297786720331,0.56766256590509667,0.57364609776736319,0.57962962962962961,0.58629230992244685,0.59295499021526421,0.60105129968143667,0.60914760914760913,1.0703124999999996,1.0703124999999996,1.0703124999999998,1.0703124999999998,1.0703124999999998,1.0703125,1.0703125,{"$f":"Y16*C16+($A$4-80)*AF16*$A$16/1000","v":12.064732394366196},{"$f":"Z16*E16+($A$4-80)*AG16*$A$16/1000","v":11.881212545552557},{"$f":"AA16*G16+($A$4-80)*AH16*$A$16/1000","v":11.691211267605633},{"$f":"AB16*I16+($A$4-80)*AI16*$A$16/1000","v":11.508059249408166},{"$f":"AC16*K16+($A$4-80)*AJ16*$A$16/1000","v":11.31769014084507},{"$f":"AD16*M16+($A$4-80)*AK16*$A$16/1000","v":11.135465791416397},{"$f":"AE16*O16+($A$4-80)*AL16*$A$16/1000","v":10.944169014084506}]
[null,67,19.57250704225352,14.67938028169014,19.068253521126756,14.497819515685661,18.564,14.305859154929577,18.078422535211267,14.124272010821544,17.592845070422534,13.932338028169012,17.088591549295774,13.75204086240632,16.584338028169011,13.558816901408449,null,1.0754124748490945,1.0477062374245472,1.02,0.99331991951710263,0.96663983903420525,0.93893360160965789,0.91122736418511052,0.75,0.76031187122736421,0.77062374245472831,0.78127790095135563,0.79193205944798295,0.8047498135077753,0.81756756756756754,1.0703124999999996,1.0703124999999996,1.0703124999999996,1.0703124999999996,1.0703124999999996,1.0703124999999996,1.0703124999999996,{"$f":"Y17*C17+($A$4-80)*AF17*$A$16/1000","v":14.67938028169014},{"$f":"Z17*E17+($A$4-80)*AG17*$A$16/1000","v":14.497819515685661},{"$f":"AA17*G17+($A$4-80)*AH17*$A$16/1000","v":14.305859154929577},{"$f":"AB17*I17+($A$4-80)*AI17*$A$16/1000","v":14.124272010821544},{"$f":"AC17*K17+($A$4-80)*AJ17*$A$16/1000","v":13.932338028169012},{"$f":"AD17*M17+($A$4-80)*AK17*$A$16/1000","v":13.75204086240632},{"$f":"AE17*O17+($A$4-80)*AL17*$A$16/1000","v":13.558816901408449}]
[null,63,18.33988732394366,17.406084507042252,17.872985915492958,17.226200763965981,17.406084507042252,17.032563380281687,16.920507042253519,16.738956537508308,16.434929577464789,16.434929577464789,15.968028169014085,15.968028169014085,15.501126760563379,15.501126760563379,null,1.0076861167002011,0.98203219315895374,0.95637826961770622,0.92969818913480884,0.90301810865191146,0.87736418511066405,0.85171026156941643,0.94908350305498979,0.96381213779358932,0.97854077253218885,0.98927038626609443,1,1,1,1.0703125000000002,1.0703125000000002,1.0703125000000002,1.05078125,1.03125,0.97265625,0.9140625,17.406084507042252,{"$f":"Z18*E18+($A$4-80)*AG18*$A$16/1000","v":17.226200763965981},{"$f":"AA18*G18+($A$4-80)*AH18*$A$16/1000","v":17.032563380281687},16.738956537508308,16.434929577464789,15.968028169014085,15.501126760563379]
[null,59,17.480788732394362,17.480788732394362,17.032563380281687,17.032563380281687,16.584338028169011,16.584338028169011,16.136112676056335,16.136112676056335,15.687887323943663,15.687887323943663,15.239661971830984,15.239661971830984,14.791436619718311,14.791436619718311,null,0.9604828973843057,0.93585513078470817,0.91122736418511052,0.88659959758551299,0.86197183098591557,0.83734406438631781,0.81271629778672039,1,1,1,1,1,1,1,0.49218749999999978,0.44140624999999989,0.390625,0.33593750000000006,0.28125000000000011,0.23046875000000022,0.17968750000000033,17.480788732394362,{"$f":"Z19*E19+($A$4-80)*AG19*$A$16/1000","v":17.032563380281687},{"$f":"AA19*G19+($A$4-80)*AH19*$A$16/1000","v":16.584338028169011},16.136112676056335,15.687887323943663,15.239661971830984,14.791436619718311]

{"sheet":"4TTX80_60","index":64,"n_rows":19,"n_cols":45,"rows_kept":19,"cut":false,"hidden":true,"merged":[[130,0,133,0],[120,12,121,12],[120,13,121,13],[120,14,121,14],[120,15,121,15],[122,0,125,0],[126,0,129,0],[119,12,119,13],[119,14,119,15],[120,4,121,4],[120,5,121,5],[120,6,121,6],[120,7,121,7],[120,8,121,8],[120,9,121,9],[120,10,121,10],[120,11,121,11],[119,0,121,0],[119,1,121,1],[119,4,119,5],[119,6,119,7],[119,8,119,9],[119,10,119,11],[111,0,114,0],[117,0,118,1],[117,4,117,15],[118,4,118,5],[118,6,118,7],[118,8,118,9],[118,10,118,11],[118,12,118,13],[118,14,118,15],[101,12,102,12],[101,13,102,13],[101,14,102,14],[101,15,102,15],[103,0,106,0],[107,0,110,0],[100,12,100,13],[100,14,100,15],[101,4,102,4],[101,5,102,5],[101,6,102,6],[101,7,102,7],[101,8,102,8],[101,9,102,9],[101,10,102,10],[101,11,102,11],[100,0,102,0],[100,1,102,1],[100,4,100,5],[100,6,100,7],[100,8,100,9],[100,10,100,11],[92,0,95,0],[98,0,99,1],[98,4,98,15],[99,4,99,5],[99,6,99,7],[99,8,99,9],[99,10,99,11],[99,12,99,13],[99,14,99,15],[82,12,83,12],[82,13,83,13],[82,14,83,14],[82,15,83,15],[84,0,87,0],[88,0,91,0],[81,12,81,13],[81,14,81,15],[82,4,83,4],[82,5,83,5],[82,6,83,6],[82,7,83,7],[82,8,83,8],[82,9,83,9],[82,10,83,10],[82,11,83,11],[81,0,83,0],[81,1,83,1],[81,4,81,5],[81,6,81,7],[81,8,81,9],[81,10,81,11],[73,0,76,0],[79,0,80,1],[79,4,79,15],[80,4,80,5],[80,6,80,7],[80,8,80,9],[80,10,80,11],[80,12,80,13],[80,14,80,15],[63,12,64,12],[63,13,64,13],[63,14,64,14],[63,15,64,15],[65,0,68,0],[69,0,72,0],[62,12,62,13],[62,14,62,15],[63,4,64,4],[63,5,64,5],[63,6,64,6],[63,7,64,7],[63,8,64,8],[63,9,64,9],[63,10,64,10],[63,11,64,11],[62,0,64,0],[62,1,64,1],[62,4,62,5],[62,6,62,7],[62,8,62,9],[62,10,62,11],[54,0,57,0],[60,0,61,1],[60,4,60,15],[61,4,61,5],[61,6,61,7],[61,8,61,9],[61,10,61,11],[61,12,61,13],[61,14,61,15],[44,12,45,12],[44,13,45,13],[44,14,45,14],[44,15,45,15],[46,0,49,0],[50,0,53,0],[43,12,43,13],[43,14,43,15],[44,4,45,4],[44,5,45,5],[44,6,45,6],[44,7,45,7],[44,8,45,8],[44,9,45,9],[44,10,45,10],[44,11,45,11],[43,0,45,0],[43,1,45,1],[43,4,43,5],[43,6,43,7],[43,8,43,9],[43,10,43,11],[35,0,38,0],[41,0,42,1],[41,4,41,15],[42,4,42,5],[42,6,42,7],[42,8,42,9],[42,10,42,11],[42,12,42,13],[42,14,42,15],[25,12,26,12],[25,13,26,13],[25,14,26,14],[25,15,26,15],[27,0,30,0],[31,0,34,0],[24,12,24,13],[24,14,24,15],[25,4,26,4],[25,5,26,5],[25,6,26,6],[25,7,26,7],[25,8,26,8],[25,9,26,9],[25,10,26,10],[25,11,26,11],[24,0,26,0],[24,1,26,1],[24,4,24,5],[24,6,24,7],[24,8,24,9],[24,10,24,11],[7,0,10,0],[11,0,14,0],[15,0,18,0],[22,4,22,15],[23,4,23,5],[23,6,23,7],[23,8,23,9],[23,10,23,11],[23,12,23,13],[23,14,23,15],[5,10,6,10],[5,11,6,11],[5,12,6,12],[5,13,6,13],[5,14,6,14],[5,15,6,15],[4,10,4,11],[4,12,4,13],[4,14,4,15],[5,2,6,2],[5,3,6,3],[5,4,6,4],[5,5,6,5],[5,6,6,6],[5,7,6,7],[5,8,6,8],[4,0,6,0],[4,1,6,1],[4,2,4,3],[4,4,4,5],[4,6,4,7],[4,8,4,9],[5,9,6,9],[2,0,2,1],[2,2,2,15],[3,2,3,3],[3,4,3,5],[3,6,3,7],[3,8,3,9],[3,10,3,11],[3,12,3,13],[3,14,3,15]]}
[]
["4TTX80_60",18.2]
["Evaporator Air \n",null,"Condenser  Entering Air Temperature ˚F"]
[80,"°F DB",85,null,90,null,95,null,100,null,105,null,110,null,115]
["CFM","EWB†\n˚F","Capacity Mbtuh",null,"Capacity Mbtuh",null,"Capacity Mbtuh",null,"Capacity Mbtuh",null,"Capacity Mbtuh",null,"Capacity Mbtuh",null,"Capacity Mbtuh"]
[null,null,"Total","Sens.","Total","Sens.","Total","Sens.","Total","Sens.","Total","Sens.","Total","Sens.","Total","Sens."]
[null,null,null,null,null,null,null,null,null,null,null,null,null,null,null,null,null,"Total Factors",null,null,null,null,null,null,"Sens. %",null,null,null,null,null,null,"IDB Adj",null,null,null,null,null,null,"Sens Calc"]
[1500,71,{"$f":"R8*$B$2","v":20.099917667238422},{"$f":"IF(AM8>C8,C8,AM8)","v":10.73831217838765},{"$f":"S8*$B$2","v":19.717499142367068},{"$f":"IF(AN8>E8,E8,AN8)","v":10.601959450856162},{"$f":"T8*$B$2","v":19.335080617495713},{"$f":"IF(AO8>G8,G8,AO8)","v":10.462970840480274},{"$f":"U8*$B$2","v":18.952662092624358},{"$f":"IF(AP8>I8,I8,AP8)","v":10.326726674845178},{"$f":"V8*$B$2","v":18.570243567753003},{"$f":"IF(AQ8>K8,K8,AQ8)","v":10.187629502572898},{"$f":"W8*$B$2","v":18.187825042881649},{"$f":"IF(AR8>M8,M8,AR8)","v":10.051507888769295},{"$f":"X8*$B$2","v":17.80540651801029},{"$f":"IF(AS8>O8,O8,AS8)","v":9.9122881646655205},null,1.1043910806174957,1.0833790737564324,1.0623670668953689,1.0413550600343053,1.020343053173242,0.99933104631217851,0.97831903945111498,0.53424657534246578,0.5376929079243975,0.54113924050632911,0.54486945550851873,0.54859967051070835,0.55265035071927171,0.55670103092783496,1.0073529411764708,1.0073529411764708,1.0073529411764708,1.0073529411764706,1.0073529411764703,1.0073529411764706,1.0073529411764706,{"$f":"Y8*C8+($A$4-80)*AF8*$A$8/1000","v":10.73831217838765},{"$f":"Z8*E8+($A$4-80)*AG8*$A$8/1000","v":10.601959450856162},{"$f":"AA8*G8+($A$4-80)*AH8*$A$8/1000","v":10.462970840480274},{"$f":"AB8*I8+($A$4-80)*AI8*$A$8/1000","v":10.326726674845178},{"$f":"AC8*K8+($A$4-80)*AJ8*$A$8/1000","v":10.187629502572898},{"$f":"AD8*M8+($A$4-80)*AK8*$A$8/1000","v":10.051507888769295},{"$f":"AE8*O8+($A$4-80)*AL8*$A$8/1000","v":9.9122881646655205}]
[null,67,{"$f":"R9*$B$2","v":18.539650085763292},12.879855917667237,18.187825042881645,{"$f":"IF(AN9>E9,E9,AN9)","v":12.744290933017377},17.835999999999999,{"$f":"IF(AO9>G9,G9,AO9)","v":12.604514579759863},17.4688782161235,{"$f":"IF(AP9>I9,I9,AP9)","v":12.469457945607004},17.101756432246997,{"$f":"IF(AQ9>K9,K9,AQ9)","v":12.329173241852486},16.749931389365354,{"$f":"IF(AR9>M9,M9,AR9)","v":12.193990748965692},16.398106346483704,{"$f":"IF(AS9>O9,O9,AS9)","v":12.05383190394511},null,1.0186620926243568,0.99933104631217839,0.98,0.95982847341337907,0.93965694682675815,0.92032590051457985,0.90099485420240144,0.69471947194719474,0.70070450441270549,0.70668953687821623,0.71380988471817786,0.72093023255813948,0.72800242971190554,0.7350746268656716,1.0073529411764708,1.0073529411764708,1.0073529411764708,1.0073529411764706,1.0073529411764703,1.0073529411764706,1.0073529411764706,{"$f":"Y9*C9+($A$4-80)*AF9*$A$8/1000","v":12.879855917667237},{"$f":"Z9*E9+($A$4-80)*AG9*$A$8/1000","v":12.744290933017377},{"$f":"AA9*G9+($A$4-80)*AH9*$A$8/1000","v":12.604514579759863},{"$f":"AB9*I9+($A$4-80)*AI9*$A$8/1000","v":12.469457945607004},{"$f":"AC9*K9+($A$4-80)*AJ9*$A$8/1000","v":12.329173241852486},{"$f":"AD9*M9+($A$4-80)*AK9*$A$8/1000","v":12.193990748965692},{"$f":"AE9*O9+($A$4-80)*AL9*$A$8/1000","v":12.05383190394511}]
[null,63,17.346504288164667,15.113180102915953,17.009975986277873,14.978648578761669,16.673447684391078,14.837838765008573,16.352216123499144,14.703137671377933,16.030984562607202,14.562497427101199,15.694456260720411,14.428508703848792,15.357927958833622,14.287156089193827,null,0.95310463121783884,0.93461406518010293,0.91612349914236701,0.89847341337907383,0.88082332761578042,0.86233276157804462,0.84384219554030893,0.87125220458553787,0.88058023073313585,0.88990825688073394,0.89915260172280975,0.90839694656488557,0.9193379155135184,0.93027888446215135,1.0073529411764703,1.0073529411764706,1.0073529411764708,1.0073529411764708,1.0073529411764708,1.0073529411764708,1.0073529411764708,15.113180102915953,{"$f":"Z10*E10+($A$4-80)*AG10*$A$8/1000","v":14.978648578761669},{"$f":"AA10*G10+($A$4-80)*AH10*$A$8/1000","v":14.837838765008573},14.703137671377933,14.562497427101199,14.428508703848792,14.287156089193827]
[null,59,16.551073756432245,16.030984562607202,16.229842195540311,15.974844674907976,15.908610634648371,15.908610634648371,15.587379073756431,15.587379073756431,15.266147512864494,15.266147512864494,14.96021269296741,14.96021269296741,14.654277873070326,14.654277873070326,null,0.90939965694682678,0.8917495711835336,0.87409948542024019,0.85644939965694677,0.83879931389365359,0.82198970840480279,0.80518010291595199,0.96857670979667276,0.98428835489833633,1,1,1,1,1,0.65441176470588225,0.67647058823529416,0.69852941176470595,0.65808823529411764,0.61764705882352933,0.57720588235294101,0.5367647058823527,16.030984562607202,{"$f":"Z11*E11+($A$4-80)*AG11*$A$8/1000","v":15.974844674907976},{"$f":"AA11*G11+($A$4-80)*AH11*$A$8/1000","v":15.908610634648371},{"$f":"AB11*I11+($A$4-80)*AI11*$A$8/1000","v":15.587379073756431},15.266147512864494,14.96021269296741,14.654277873070326]
[1700,71,20.510120068610636,10.957461406518011,20.119897084048027,10.818325970261389,19.729674099485418,10.676500857632933,19.339451114922813,10.537476198821608,18.949228130360208,10.395540308747856,18.559005145797599,10.256640702825811,18.168782161234994,10.114579759862778,null,1.1269296740994856,1.1054888507718696,1.0840480274442539,1.0626072041166381,1.0411663807890223,1.0197255574614066,0.99828473413379082,0.53424657534246578,0.5376929079243975,0.54113924050632911,0.54486945550851873,0.54859967051070835,0.55265035071927171,0.55670103092783496,1.0073529411764708,1.0073529411764708,1.0073529411764708,1.0073529411764706,1.0073529411764703,1.0073529411764706,1.0073529411764706,{"$f":"Y12*C12+($A$4-80)*AF12*$A$12/1000","v":10.957461406518011},{"$f":"Z12*E12+($A$4-80)*AG12*$A$12/1000","v":10.818325970261389},{"$f":"AA12*G12+($A$4-80)*AH12*$A$12/1000","v":10.676500857632933},{"$f":"AB12*I12+($A$4-80)*AI12*$A$12/1000","v":10.537476198821608},{"$f":"AC12*K12+($A$4-80)*AJ12*$A$12/1000","v":10.395540308747856},{"$f":"AD12*M12+($A$4-80)*AK12*$A$12/1000","v":10.256640702825811},{"$f":"AE12*O12+($A$4-80)*AL12*$A$12/1000","v":10.114579759862778}]
[null,67,18.918010291595198,13.142710120068612,18.559005145797599,13.004378503078957,18.2,12.861749571183536,17.825385934819895,12.723936679190818,17.450771869639794,12.580789022298456,17.091766723842195,12.442847703026214,16.732761578044595,12.299828473413378,null,1.0394511149228132,1.0197255574614066,1,0.97941680960548883,0.95883361921097776,0.93910806174957118,0.9193825042881647,0.69471947194719474,0.70070450441270549,0.70668953687821623,0.71380988471817786,0.72093023255813948,0.72800242971190554,0.7350746268656716,1.0073529411764708,1.0073529411764708,1.0073529411764708,1.0073529411764706,1.0073529411764703,1.0073529411764706,1.0073529411764706,{"$f":"Y13*C13+($A$4-80)*AF13*$A$12/1000","v":13.142710120068612},{"$f":"Z13*E13+($A$4-80)*AG13*$A$12/1000","v":13.004378503078957},{"$f":"AA13*G13+($A$4-80)*AH13*$A$12/1000","v":12.861749571183536},{"$f":"AB13*I13+($A$4-80)*AI13*$A$12/1000","v":12.723936679190818},{"$f":"AC13*K13+($A$4-80)*AJ13*$A$12/1000","v":12.580789022298456},{"$f":"AD13*M13+($A$4-80)*AK13*$A$12/1000","v":12.442847703026214},{"$f":"AE13*O13+($A$4-80)*AL13*$A$12/1000","v":12.299828473413378}]
[null,63,17.700514579759865,15.421612349914238,17.35711835334477,15.284335284450684,17.013722126929675,15.140651801029161,16.685934819897085,15.003201705487687,16.358147512864495,14.859691252144085,16.0147512864494,14.722968065151829,15.671355060034307,14.578730703259005,null,0.97255574614065188,0.95368782161235,0.93481989708404811,0.91680960548885082,0.89879931389365353,0.87993138936535165,0.86106346483704987,0.87125220458553787,0.88058023073313585,0.88990825688073394,0.89915260172280975,0.90839694656488557,0.9193379155135184,0.93027888446215135,1.0073529411764703,1.0073529411764706,1.0073529411764708,1.0073529411764708,1.0073529411764708,1.0073529411764708,1.0073529411764708,15.421612349914238,{"$f":"Z14*E14+($A$4-80)*AG14*$A$12/1000","v":15.284335284450684},{"$f":"AA14*G14+($A$4-80)*AH14*$A$12/1000","v":15.140651801029161},15.003201705487687,14.859691252144085,14.722968065151829,14.578730703259005]
[null,59,16.888850771869642,16.358147512864495,16.561063464837051,16.300861913171403,16.233276157804458,16.233276157804458,15.905488850771871,15.905488850771871,15.577701543739281,15.577701543739281,15.265523156089193,15.265523156089193,14.953344768439107,14.953344768439107,null,0.92795883361921105,0.90994854202401376,0.89193825042881647,0.87392795883361929,0.855917667238422,0.8387650085763293,0.82161234991423671,0.96857670979667276,0.98428835489833633,1,1,1,1,1,0.65441176470588225,0.67647058823529416,0.69852941176470595,0.65808823529411764,0.61764705882352933,0.57720588235294101,0.5367647058823527,16.358147512864495,{"$f":"Z15*E15+($A$4-80)*AG15*$A$12/1000","v":16.300861913171403},{"$f":"AA15*G15+($A$4-80)*AH15*$A$12/1000","v":16.233276157804458},15.905488850771871,15.577701543739281,15.265523156089193,14.953344768439107]
[1925,71,20.92032246998285,11.176610634648373,20.52229502572899,11.034692489666618,20.124267581475127,10.890030874785591,19.726240137221268,10.74822572279804,19.328212692967412,10.603451114922812,18.930185248713549,10.461773516882326,18.532157804459693,10.316871355060034,null,1.1494682675814754,1.1275986277873071,1.1057289879931389,1.0838593481989709,1.0619897084048029,1.0401200686106347,1.0182504288164667,0.53424657534246578,0.5376929079243975,0.54113924050632911,0.54486945550851873,0.54859967051070835,0.55265035071927171,0.55670103092783496,1.0073529411764708,1.0073529411764708,1.0073529411764708,1.0073529411764706,1.0073529411764703,1.0073529411764706,1.0073529411764706,{"$f":"Y16*C16+($A$4-80)*AF16*$A$16/1000","v":11.176610634648373},{"$f":"Z16*E16+($A$4-80)*AG16*$A$16/1000","v":11.034692489666618},{"$f":"AA16*G16+($A$4-80)*AH16*$A$16/1000","v":10.890030874785591},{"$f":"AB16*I16+($A$4-80)*AI16*$A$16/1000","v":10.74822572279804},{"$f":"AC16*K16+($A$4-80)*AJ16*$A$16/1000","v":10.603451114922812},{"$f":"AD16*M16+($A$4-80)*AK16*$A$16/1000","v":10.461773516882326},{"$f":"AE16*O16+($A$4-80)*AL16*$A$16/1000","v":10.316871355060034}]
[null,67,19.296370497427105,13.405564322469987,18.930185248713549,13.264466073140536,18.564,13.118984562607206,18.181893653516298,12.978415412774638,17.799787307032592,12.832404802744426,17.433602058319039,12.691704657086738,17.06741680960549,12.545825042881647,null,1.0602401372212695,1.0401200686106347,1.02,0.9990051457975988,0.97801029159519737,0.95789022298456261,0.93777015437392808,0.69471947194719474,0.70070450441270549,0.70668953687821623,0.71380988471817786,0.72093023255813948,0.72800242971190554,0.7350746268656716,1.0073529411764708,1.0073529411764708,1.0073529411764708,1.0073529411764706,1.0073529411764703,1.0073529411764706,1.0073529411764706,{"$f":"Y17*C17+($A$4-80)*AF17*$A$16/1000","v":13.405564322469987},{"$f":"Z17*E17+($A$4-80)*AG17*$A$16/1000","v":13.264466073140536},{"$f":"AA17*G17+($A$4-80)*AH17*$A$16/1000","v":13.118984562607206},{"$f":"AB17*I17+($A$4-80)*AI17*$A$16/1000","v":12.978415412774638},{"$f":"AC17*K17+($A$4-80)*AJ17*$A$16/1000","v":12.832404802744426},{"$f":"AD17*M17+($A$4-80)*AK17*$A$16/1000","v":12.691704657086738},{"$f":"AE17*O17+($A$4-80)*AL17*$A$16/1000","v":12.545825042881647}]
[null,63,18.05452487135506,15.730044596912521,17.704260720411664,15.590021990139697,17.353996569468269,15.443464837049744,17.019653516295026,15.303265739597441,16.685310463121784,15.156885077186965,16.335046312178388,15.017427426454866,15.984782161234993,14.870305317324185,null,0.99200686106346492,0.97276157804459706,0.9535162950257291,0.93514579759862793,0.91677530017152664,0.89753001715265868,0.87828473413379082,0.87125220458553787,0.88058023073313585,0.88990825688073394,0.89915260172280975,0.90839694656488557,0.9193379155135184,0.93027888446215135,1.0073529411764703,1.0073529411764706,1.0073529411764708,1.0073529411764708,1.0073529411764708,1.0073529411764708,1.0073529411764708,15.730044596912521,{"$f":"Z18*E18+($A$4-80)*AG18*$A$16/1000","v":15.590021990139697},{"$f":"AA18*G18+($A$4-80)*AH18*$A$16/1000","v":15.443464837049744},15.303265739597441,15.156885077186965,15.017427426454866,14.870305317324185]
[null,59,17.226627787307034,16.685310463121784,16.892284734133792,16.626879151434832,16.55794168096055,16.55794168096055,16.223598627787307,16.223598627787307,15.889255574614065,15.889255574614065,15.570833619210976,15.570833619210976,15.252411663807889,15.252411663807889,null,0.94651801029159532,0.92814751286449415,0.90977701543739287,0.89140651801029158,0.87303602058319041,0.85554030874785592,0.83804459691252142,0.96857670979667276,0.98428835489833633,1,1,1,1,1,0.65441176470588225,0.67647058823529416,0.69852941176470595,0.65808823529411764,0.61764705882352933,0.57720588235294101,0.5367647058823527,16.685310463121784,{"$f":"Z19*E19+($A$4-80)*AG19*$A$16/1000","v":16.626879151434832},{"$f":"AA19*G19+($A$4-80)*AH19*$A$16/1000","v":16.55794168096055},16.223598627787307,15.889255574614065,15.570833619210976,15.252411663807889]

{"sheet":"Form","index":65,"n_rows":53,"n_cols":16,"rows_kept":53,"cut":false,"hidden":true,"merged":[[1,3,1,8],[2,3,2,8],[13,0,13,15],[26,14,26,15],[26,10,26,11],[18,6,18,11],[26,4,26,5],[26,12,26,13],[26,8,26,9],[25,2,25,15],[25,0,25,1],[26,2,26,3],[17,6,17,11],[26,6,26,7],[52,1,52,4],[28,2,29,2],[28,3,29,3],[28,9,29,9],[28,8,29,8],[27,1,29,1],[27,2,27,3],[27,6,27,7],[38,0,41,0],[27,12,27,13],[28,4,29,4],[28,5,29,5],[28,6,29,6],[28,7,29,7],[30,0,33,0],[27,8,27,9],[27,10,27,11],[28,12,29,12],[27,0,29,0],[28,11,29,11],[28,15,29,15],[27,4,27,5],[34,0,37,0],[28,13,29,13],[28,10,29,10],[27,14,27,15],[28,14,29,14]]}
[]
[null,null,"Trane Condenser:  "]
[null,null,"ADP Evaporator:  ",null,null,null,null,null,null,null,null,null,null,24]
[null,null,"Nominal Capacity:  ",null,"(Mbtuh)",null,null,null,null,null,null,"Condenser Entering Air Temperature: ",null,"(°F) Dry Bulb, 85°F to 115°F"]
[null,null,"AHRI Rated Capacity:  ",null,"(Mbtuh) @ 95 ˚F & 80/67 ˚F conditions",null,null,null,null,null,null,"Evaporator Air Flow (CFM): ",null,null,"to"]
[null,null,"Entering Evaporator Air (DB):  ",null,"(°F) Dry Bulb -- 80°F Standard",null,null,null,null,null,null,"Entering Evaporator Air (WB):  ",null,"(°F) Wet Bulb, 59°F to 71°F"]
[null,null,null,null,null,null,null,null,null,null,null,null,null,48]
[null,null,null,null,null,null,null,null,null,null,null,null,null,"CFM"]
[]
[]
[]
[]
[]
["Extended Ratings"]
[]
[]
[]
[null,null,null,null,null,"Trane Condenser :  "]
[null,null,null,null,null,"ADP Evaporator:  "]
[null,null,null,null,null,"Condenser Entering Air Temperature: ",null,"(°F) Dry Bulb, 85°F to 115°F"]
[null,null,null,null,null,"Evaporator Air Flow:",null,"CFM"]
[null,null,null,null,null,"Entering Evaporator Air (DB):  ",null,"(°F) Dry Bulb"]
[null,null,null,null,null,"Entering Evaporator Air (WB):  ",null,"(°F) Wet Bulb, 59°F to 71°F"]
[null,null,null,null,null,"AHRI Rated Capacity:  ",null,"(Mbtuh) @ 95 ˚F & 80/67 ˚F conditions"]
[]
["Evaporator Air \n",null,"Condenser  Entering Air Temperature ˚F"]
[80,"°F DB",85,null,90,null,95,null,100,null,105,null,110,null,115]
["CFM","EWB†\n˚F","Capacity Mbtuh",null,"Capacity Mbtuh",null,"Capacity Mbtuh",null,"Capacity Mbtuh",null,"Capacity Mbtuh",null,"Capacity Mbtuh",null,"Capacity Mbtuh"]
[null,null,"Total","Sens.","Total","Sens.","Total","Sens.","Total","Sens.","Total","Sens.","Total","Sens.","Total","Sens."]
[]
[]
[]
[]
[]
[]
[]
[]
[]
[]
[]
[]
[]
[]
[null,null,null,"Condenser Entering Air Temperature: ",null,"(°F) Dry Bulb, 85°F to 115°F",null,null,null,"CAPACITY IN MBTUH UNDER SPECIFIC CONDITIONS LISTED"]
[null,null,null,"Evaporator Air Flow:",null,"CFM",null,null,null,null,"TOTAL"]
[null,null,null,"Entering Evaporator Air (WB):  ",null,"(°F) Wet Bulb, 59°F to 71°F",null,null,null,null,"SENSIBLE"]
[]
["Notes:","† Entering Wet Bulb"]
[null,"Extended ratings are not certified.  They are calculated based upon typical condenser performance curves and are for engineering information only."]
[null,"When the required data fall between the published data, interpolation may be performed. Extrapolation is not an acceptable practice."]
[null,"Displayed sensible capacity has been adjusted based upon indoor DB.  Sensible capacity will increase with higher indoor DB and decrease with lower indoor DB."]
[null,"The magnitude of the adjustment depends partially on evaporator air flow, with greater adjustment at higher CFM."]
["Printed:",null,null,null,null,null,null,null,null,null,null,null,null,null,null,"T-19-A"]

{"sheet":"Instructions","index":66,"n_rows":37,"n_cols":5,"rows_kept":37,"cut":false,"hidden":true,"merged":[]}
[]
[]
[]
[]
[]
[]
[null,"This spreadsheet generates capacity information for ADP rated matches at other than nominal conditions."]
[null,"The information is provided is not certified and is provided for engineering use only."]
[]
[null,"The latest version will allways be available at:  www.adpnow.com/extratings/"]
[]
[null,"In order to generate an extended rating, you will need the following information:"]
[null,null,"Condenser model number"]
[null,null,"ADP coil model number"]
[null,null,"Nominal capacity"]
[null,null,"Rated capacity (from AHRI database)"]
[null,null,"Condenser entering air dry bulb temperature"]
[null,null,"Indoor entering air dry bulb temperature"]
[null,null,"Indoor entering air wet bulb temperature"]
[null,null,"Indoor airflow"]
[]
[null,"Select the condenser series and nominal tonnage form the drop down lists."]
[null,"Enter the remaining information in the correct cells. Note there are limits on the range of values allowed."]
[null,"Click on \"Calculate\" to calculate the extended ratings."]
[null,"The table will show capacities for various conditions.  The capacities at the specific design point are "]
[null,"at the bottom of the page."]
[null,"From this point you may:"]
[null,null,"Click \"Clear\" to clear the form and start over."]
[null,null,"Click \"Print\" to print a copy of the data."]
[null,null,"Click \"Copy\" to copy the data to a new spreadsheet and save it in the same directory."]
[]
[null,"Notes:","Displayed sensible capacity has been adjusted based upon indoor DB. Sensible capacity will"]
[null,null,"increase with higher indoor DB and decrease with lower indoor DB.  The magnitude of the "]
[null,null,"adjustment depends partially on evaporator air flow, with greater adjustment at higher CFM."]
[]
[null,"Versions:","T-16-A","2016-03-01","Initial public release"]
[null,null,"T-19-A","2019-05-20","New Version"]

{"sheet":"Prompt","index":67,"n_rows":17,"n_cols":2,"rows_kept":17,"cut":false,"hidden":false,"merged":[]}
[]
[]
[]
[]
[]
[null,"In order to use this spreadsheet, "]
[null,"Please enable Macros in your security settings."]
[]
[null,"Enabling Macros in Excel 2007"]
[null,"1. In Excel, click the Office button in the upper left corner of the screen."]
[null,"2. Click the \"Excel Options\" button in the lower right."]
[null,"3. Click the \"Trust Center\" button on the left. Then, at the bottom right, select \"Trust Center Settings\" as shown below."]
[null,"4. In the next window, select \"Macro Settings,\" then select the radio button for \"Disable all macros with notification.\""]
[null,"5. When openning this spreadsheet, you will see a warning like this in the menu bar:"]
[]
[]
[null,"6. Select \"Enable this content\" and click \"Okay\".  The spreadsheet will now be functional."]