{"text_format":"1","workbook":"xlsx","n_sheets":80,"sheets":["notes","Options","Calcs","4A7A30_18","4A7A30_24","4A7A30_30","4A7A30_36","4A7A30_42","4A7A30_48","4A7A30_60","4A7A40_18","4A7A40_24","4A7A40_25","4A7A40_30","4A7A40_31","4A7A40_36","4A7A40_37","4A7A40_42","4A7A40_43","4A7A40_48","4A7A40_60","4A7A60_18","4A7A60_24","4A7A60_30","4A7A60_36","4A7A60_42","4A7A60_48","4A7A60_49","4A7A60_60","4A7A60_61","4A7A70_24","4A7A70_36","4A7A70_48","4A7A70_60","4A7V00_24","4A7V00_36A","4A7V00_36B","4A7V00_48","4A7V00_60","4A7V00_61","4A7V80_24","4A7V80_36","4A7V80_37","4A7V80_48","4A7V80_60","4A7Z00_24","4A7Z00_36","4A7Z00_48","4A7Z00_60","4TTA30_30","4TTA30_36","4TTA30_42","4TTA30_48","4TTA30_60","4TTB30_18","4TTB30_24","4TTB30_30","4TTB30_36","4TTB30_42","4TTB30_48","4TTB30_60","4TTB60_18","4TTB60_24","4TTB60_30","4TTB60_36","4TTB60_42","4TTB60_48","4TTB60_49","4TTB60_60","4TTB60_61","4TTM30_18","4TTM30_24","4TTM30_30","4TTM30_36","4TTM30_42","4TTM30_48","4TTM30_60","Form","Instructions","Prompt"],"not_rendered":{"charts":0,"images":7,"macros":1,"external_links":0,"defined_names":81,"comments":0,"pivot_tables":0},"unopened":[],"bounds":{"document_bytes":16777216,"sheet_cells":100000,"rows_first":2000,"rows_last":500,"rows_between":2000,"halvings":0,"cell_chars":16384,"cell_head_chars":4096},"cells_cut":0,"cells_raw":0,"read":"whole","date_system":"1900"}

{"sheet":"notes","index":0,"n_rows":65,"n_cols":16,"rows_kept":65,"cut":false,"hidden":true,"merged":[]}
[]
[null,null,null,null,null,null,null,{"$f":"SUM(H3:H8)","v":0}]
[null,null,600,24,600,1000,{"$f":"IF(Form!$D$4=D3,1,0)","v":0},{"$f":"IF(G3=1,IF(OR(E3>Form!M$5,F3<Form!M$5),1,0),0)","v":0}]
[null,null,800,30,800,1200,{"$f":"IF(Form!$D$4=D4,1,0)","v":0},{"$f":"IF(G4=1,IF(OR(E4>Form!M$5,F4<Form!M$5),1,0),0)","v":0}]
[null,null,1000,36,1000,1400,{"$f":"IF(Form!$D$4=D5,1,0)","v":0},{"$f":"IF(G5=1,IF(OR(E5>Form!M$5,F5<Form!M$5),1,0),0)","v":0}]
[null,null,1200,42,1200,1600,{"$f":"IF(Form!$D$4=D6,1,0)","v":0},{"$f":"IF(G6=1,IF(OR(E6>Form!M$5,F6<Form!M$5),1,0),0)","v":0}]
[null,null,1400,48,1400,1800,{"$f":"IF(Form!$D$4=D7,1,0)","v":0},{"$f":"IF(G7=1,IF(OR(E7>Form!M$5,F7<Form!M$5),1,0),0)","v":0}]
[null,null,1600,60,1600,2000,{"$f":"IF(Form!$D$4=D8,1,0)","v":0},{"$f":"IF(G8=1,IF(OR(E8>Form!M$5,F8<Form!M$5),1,0),0)","v":0}]
[null,null,1800]
[null,null,2000]
[]
[]
[null,null,null,"Total"]
[null,{"$f":"Form!M5+Form!M6","v":0},null,null,{"$f":"E31","v":0},{"$f":"F31","v":0},0,0,0,0,0,{"$f":"SUM(E14:K14)","v":0},null,null,null,58]
[null,null,null,null,{"$f":"Form!C27","v":85},{"$f":"Form!E27","v":90},{"$f":"Form!G27","v":95},{"$f":"Form!I27","v":100},{"$f":"Form!K27","v":105},{"$f":"Form!M27","v":110},{"$f":"Form!O27","v":115}]
[{"$f":"C16+D16","v":0},{"$f":"P16","v":0},{"$f":"Form!A31","v":0},{"$f":"Form!B31","v":0},{"$f":"Form!C31","v":0},{"$f":"Form!E31","v":0},{"$f":"Form!G31","v":0},{"$f":"Form!I31","v":0},{"$f":"Form!K31","v":0},{"$f":"Form!M31","v":0},{"$f":"Form!O31","v":0},{"$f":"Form!$M$5+Form!M$6","v":0},{"$f":"IF(C16+D16=Form!M$5+Form!M$6,1,0)","v":1},{"$f":"IF(A16<L16,1,0)","v":0},{"$f":"IF(A16>L16,2,0)","v":0},{"$f":"IF(AND(N16=1,N17=0),1,0)+IF(AND(O15=0,O16=2),2,0)","v":0}]
[{"$f":"C17+D17","v":0},{"$f":"P17","v":0},{"$f":"C16","v":0},{"$f":"Form!B32","v":0},{"$f":"Form!C32","v":0},{"$f":"Form!E32","v":0},{"$f":"Form!G32","v":0},{"$f":"Form!I32","v":0},{"$f":"Form!K32","v":0},{"$f":"Form!M32","v":0},{"$f":"Form!O32","v":0},{"$f":"Form!$M$5+Form!M$6","v":0},{"$f":"IF(C17+D17=Form!M$5+Form!M$6,1,0)","v":1},{"$f":"IF(A17<L17,1,0)","v":0},{"$f":"IF(A17>L17,2,0)","v":0},{"$f":"IF(AND(N17=1,N18=0),1,0)+IF(AND(O16=0,O17=2),2,0)","v":0}]
[0,0,{"$f":"C17","v":0},{"$f":"Form!B33","v":0},{"$f":"Form!C33","v":0},{"$f":"Form!E33","v":0},{"$f":"Form!G33","v":0},{"$f":"Form!I33","v":0},{"$f":"Form!K33","v":0},{"$f":"Form!M33","v":0},{"$f":"Form!O33","v":0},{"$f":"Form!$M$5+Form!M$6","v":0},{"$f":"IF(C18+D18=Form!M$5+Form!M$6,1,0)","v":1},0,{"$f":"IF(A18>L18,2,0)","v":0},{"$f":"IF(AND(N18=1,N19=0),1,0)+IF(AND(O17=0,O18=2),2,0)","v":0}]
[0,0,{"$f":"C18","v":0},{"$f":"Form!B34","v":0},{"$f":"Form!C34","v":0},{"$f":"Form!E34","v":0},{"$f":"Form!G34","v":0},{"$f":"Form!I34","v":0},{"$f":"Form!K34","v":0},{"$f":"Form!M34","v":0},{"$f":"Form!O34","v":0},{"$f":"Form!$M$5+Form!M$6","v":0},{"$f":"IF(C19+D19=Form!M$5+Form!M$6,1,0)","v":1},0,{"$f":"IF(A19>L19,2,0)","v":0},{"$f":"IF(AND(N19=1,N20=0),1,0)+IF(AND(O18=0,O19=2),2,0)","v":0}]
[0,0,{"$f":"Form!A35","v":0},{"$f":"Form!B35","v":0},{"$f":"Form!C35","v":0},{"$f":"Form!E35","v":0},{"$f":"Form!G35","v":0},{"$f":"Form!I35","v":0},{"$f":"Form!K35","v":0},{"$f":"Form!M35","v":0},{"$f":"Form!O35","v":0},{"$f":"Form!$M$5+Form!M$6","v":0},{"$f":"IF(C20+D20=Form!M$5+Form!M$6,1,0)","v":1},0,{"$f":"IF(A20>L20,2,0)","v":0},{"$f":"IF(AND(N20=1,N21=0),1,0)+IF(AND(O19=0,O20=2),2,0)","v":0}]
[0,0,{"$f":"C20","v":0},{"$f":"Form!B36","v":0},{"$f":"Form!C36","v":0},{"$f":"Form!E36","v":0},{"$f":"Form!G36","v":0},{"$f":"Form!I36","v":0},{"$f":"Form!K36","v":0},{"$f":"Form!M36","v":0},{"$f":"Form!O36","v":0},{"$f":"Form!$M$5+Form!M$6","v":0},{"$f":"IF(C21+D21=Form!M$5+Form!M$6,1,0)","v":1},0,{"$f":"IF(A21>L21,2,0)","v":0},{"$f":"IF(AND(N21=1,N22=0),1,0)+IF(AND(O20=0,O21=2),2,0)","v":0}]
[0,0,{"$f":"C21","v":0},{"$f":"Form!B37","v":0},{"$f":"Form!C37","v":0},{"$f":"Form!E37","v":0},{"$f":"Form!G37","v":0},{"$f":"Form!I37","v":0},{"$f":"Form!K37","v":0},{"$f":"Form!M37","v":0},{"$f":"Form!O37","v":0},{"$f":"Form!$M$5+Form!M$6","v":0},{"$f":"IF(C22+D22=Form!M$5+Form!M$6,1,0)","v":1},0,0,0]
[0,0,{"$f":"C22","v":0},{"$f":"Form!B38","v":0},{"$f":"Form!C38","v":0},{"$f":"Form!E38","v":0},{"$f":"Form!G38","v":0},{"$f":"Form!I38","v":0},{"$f":"Form!K38","v":0},{"$f":"Form!M38","v":0},{"$f":"Form!O38","v":0},{"$f":"Form!$M$5+Form!M$6","v":0},{"$f":"IF(C23+D23=Form!M$5+Form!M$6,1,0)","v":1},0,0,0]
[0,0,{"$f":"Form!A39","v":0},{"$f":"Form!B39","v":0},{"$f":"Form!C39","v":0},{"$f":"Form!E39","v":0},{"$f":"Form!G39","v":0},{"$f":"Form!I39","v":0},{"$f":"Form!K39","v":0},{"$f":"Form!M39","v":0},{"$f":"Form!O39","v":0},{"$f":"Form!$M$5+Form!M$6","v":0},{"$f":"IF(C24+D24=Form!M$5+Form!M$6,1,0)","v":1},0,0,0]
[0,0,{"$f":"C24","v":0},{"$f":"Form!B40","v":0},{"$f":"Form!C40","v":0},{"$f":"Form!E40","v":0},{"$f":"Form!G40","v":0},{"$f":"Form!I40","v":0},{"$f":"Form!K40","v":0},{"$f":"Form!M40","v":0},{"$f":"Form!O40","v":0},{"$f":"Form!$M$5+Form!M$6","v":0},{"$f":"IF(C25+D25=Form!M$5+Form!M$6,1,0)","v":1},0,0,0]
[0,0,{"$f":"C25","v":0},{"$f":"Form!B41","v":0},{"$f":"Form!C41","v":0},{"$f":"Form!E41","v":0},{"$f":"Form!G41","v":0},{"$f":"Form!I41","v":0},{"$f":"Form!K41","v":0},{"$f":"Form!M41","v":0},{"$f":"Form!O41","v":0},{"$f":"Form!$M$5+Form!M$6","v":0},{"$f":"IF(C26+D26=Form!M$5+Form!M$6,1,0)","v":1},0,0,0]
[0,0,{"$f":"C26","v":0},{"$f":"Form!B42","v":0},{"$f":"Form!C42","v":0},{"$f":"Form!E42","v":0},{"$f":"Form!G42","v":0},{"$f":"Form!I42","v":0},{"$f":"Form!K42","v":0},{"$f":"Form!M42","v":0},{"$f":"Form!O42","v":0},{"$f":"Form!$M$5+Form!M$6","v":0},{"$f":"IF(C27+D27=Form!M$5+Form!M$6,1,0)","v":1},0,0,0]
[0,{"$f":"SUM(B16:B27)","v":0}]
[null,null,null,null,null,{"$f":"IF(AND(F15>Form!$M$4,E15<Form!$M$4),2,0)","v":0},{"$f":"IF(AND(G15>Form!$M$4,F15<Form!$M$4),2,0)","v":0},{"$f":"IF(AND(H15>Form!$M$4,G15<Form!$M$4),2,0)","v":0},{"$f":"IF(AND(I15>Form!$M$4,H15<Form!$M$4),2,0)","v":0},{"$f":"IF(AND(J15>Form!$M$4,I15<Form!$M$4),2,0)","v":0},{"$f":"IF(AND(K15>Form!$M$4,J15<Form!$M$4),2,0)","v":0}]
[null,null,{"$f":"HLOOKUP(1,E14:K15,2,FALSE)","v":{"$error":"#N/A"}},null,{"$f":"IF(F29=2,1,0)","v":0},{"$f":"IF(G29=2,1,0)","v":0},0,0,0,0,0]
[null,null,{"$f":"HLOOKUP(2,E14:K15,2,FALSE)","v":{"$error":"#N/A"}},null,{"$f":"SUM(E29:E30)","v":0},0,0,0,0,0,0]
[null,{"$f":"(VLOOKUP(1,B14:K27,3,FALSE))","v":{"$error":"#N/A"}},{"$f":"IF(ISERROR(B32),0,B32)","v":0},null,{"$f":"(C34-C35)/(C32-C33)*(Form!$M$6-C33)+C35","v":{"$error":"#N/A"}},{"$f":"(C36-C37)/(C32-C33)*(Form!M6-C33)+C37","v":{"$error":"#N/A"}}]
[null,{"$f":"VLOOKUP(2,B14:K27,3,FALSE)","v":{"$error":"#N/A"}},{"$f":"IF(ISERROR(B33),0,B33)","v":0},null,{"$f":"IF(AND(B28=0,L14=3),VLOOKUP(Form!$M$5+Form!$M$6,notes!A14:K27,MATCH(1,notes!A14:K14,FALSE),FALSE),0)","v":0},{"$f":"IF(AND(B28=0,L14=3),VLOOKUP(Form!$M$5+Form!$M$6,notes!A14:K27,MATCH(2,notes!A14:K14,FALSE),FALSE),0)","v":0},null,null,"exactly"]
[null,{"$f":"VLOOKUP(1,B14:K27,MATCH(1,B14:K14,FALSE),FALSE)","v":{"$error":"#N/A"}},{"$f":"MIN(B34,B36)","v":{"$error":"#N/A"}},null,{"$f":"IF(ISERROR(E32),E33,E32)","v":0},{"$f":"IF(ISERROR(F32),F33,F32)","v":0},null,null,"x","y","err1","err2","err3","ans"]
[null,{"$f":"VLOOKUP(2,B14:K27,MATCH(1,B14:K14,FALSE),FALSE)","v":{"$error":"#N/A"}},{"$f":"MAX(B35,B37)","v":{"$error":"#N/A"}},null,{"$f":"MIN(E34:F34)","v":0},{"$f":"MAX(E34:F34)","v":0},null,null,"y","y",{"$f":"IF(ISERROR(VLOOKUP(Form!$M$5+Form!$M$6,notes!A15:K27,MATCH(Form!$M$4,notes!A15:K15,FALSE),FALSE)),0,VLOOKUP(Form!$M$5+Form!$M$6,notes!A15:K27,MATCH(Form!$M$4,notes!A15:K15,FALSE),FALSE))","v":0},null,null,{"$f":"SUM(K35:M35)","v":0}]
[null,{"$f":"VLOOKUP(1,B14:K27,MATCH(2,B14:K14,FALSE),FALSE)","v":{"$error":"#N/A"}},{"$f":"MAX(B36,B34)","v":{"$error":"#N/A"}},null,{"$f":"(E35-F35)/(C31-C30)*(Form!$M$4-C30)+F35","v":{"$error":"#N/A"}},null,null,null,"y","n",null,null,null,{"$f":"SUM(K36:M36)","v":0}]
[null,{"$f":"VLOOKUP(2,B14:K27,MATCH(2,B14:K14,FALSE),FALSE)","v":{"$error":"#N/A"}},{"$f":"MIN(B35,B37)","v":{"$error":"#N/A"}},null,null,null,null,null,"n","n",{"$f":"IF(OR(E36>100000,E36<=0),0,E36)","v":{"$error":"#N/A"}},{"$f":"IF(K37<>0,0,MIN(E32:F32))","v":{"$error":"#N/A"}},{"$f":"IF(AND(L37=0,K37=0),C34,0)","v":{"$error":"#N/A"}},{"$f":"SUM(K37:M37)","v":{"$error":"#N/A"}}]
[null,null,null,null,null,null,null,null,null,null,null,null,null,{"$f":"IF(ISERROR(N37),N35,N37)","v":0}]
[]
[]
["sens",null,null,null,{"$f":"E58","v":0},{"$f":"F58","v":0},0,0,0,0,0,{"$f":"SUM(E41:K41)","v":0}]
[null,null,null,null,{"$f":"E15","v":85},{"$f":"F15","v":90},95,100,105,110,115]
[{"$f":"C43+D43","v":0},{"$f":"P43","v":0},{"$f":"C16","v":0},{"$f":"D16","v":0},{"$f":"Form!D31","v":0},{"$f":"Form!F31","v":0},{"$f":"Form!H31","v":0},{"$f":"Form!J31","v":0},{"$f":"Form!L31","v":0},{"$f":"Form!N31","v":0},{"$f":"Form!P31","v":0},{"$f":"Form!$M$5+Form!M$6","v":0},{"$f":"IF(C43+D43=Form!M$5+Form!M$6,1,0)","v":1},{"$f":"IF(A43<L43,1,0)","v":0},{"$f":"IF(A43>L43,2,0)","v":0},{"$f":"IF(AND(N43=1,N44=0),1,0)+IF(AND(O42=0,O43=2),2,0)","v":0}]
[{"$f":"C44+D44","v":0},{"$f":"P44","v":0},{"$f":"C17","v":0},{"$f":"D17","v":0},{"$f":"Form!D32","v":0},{"$f":"Form!F32","v":0},{"$f":"Form!H32","v":0},{"$f":"Form!J32","v":0},{"$f":"Form!L32","v":0},{"$f":"Form!N32","v":0},{"$f":"Form!P32","v":0},{"$f":"Form!$M$5+Form!M$6","v":0},{"$f":"IF(C44+D44=Form!M$5+Form!M$6,1,0)","v":1},{"$f":"IF(A44<L44,1,0)","v":0},{"$f":"IF(A44>L44,2,0)","v":0},{"$f":"IF(AND(N44=1,N45=0),1,0)+IF(AND(O43=0,O44=2),2,0)","v":0}]
[{"$f":"C45+D45","v":0},0,0,0,{"$f":"Form!D33","v":0},{"$f":"Form!F33","v":0},{"$f":"Form!H33","v":0},{"$f":"Form!J33","v":0},{"$f":"Form!L33","v":0},{"$f":"Form!N33","v":0},{"$f":"Form!P33","v":0},{"$f":"Form!$M$5+Form!M$6","v":0},{"$f":"IF(C45+D45=Form!M$5+Form!M$6,1,0)","v":1},0,{"$f":"IF(A45>L45,2,0)","v":0},{"$f":"IF(AND(N45=1,N46=0),1,0)+IF(AND(O44=0,O45=2),2,0)","v":0}]
[0,0,0,0,{"$f":"Form!D34","v":0},{"$f":"Form!F34","v":0},{"$f":"Form!H34","v":0},{"$f":"Form!J34","v":0},{"$f":"Form!L34","v":0},{"$f":"Form!N34","v":0},{"$f":"Form!P34","v":0},{"$f":"Form!$M$5+Form!M$6","v":0},{"$f":"IF(C46+D46=Form!M$5+Form!M$6,1,0)","v":1},0,{"$f":"IF(A46>L46,2,0)","v":0},{"$f":"IF(AND(N46=1,N47=0),1,0)+IF(AND(O45=0,O46=2),2,0)","v":0}]
[0,0,0,0,{"$f":"Form!D35","v":0},{"$f":"Form!F35","v":0},{"$f":"Form!H35","v":0},{"$f":"Form!J35","v":0},{"$f":"Form!L35","v":0},{"$f":"Form!N35","v":0},{"$f":"Form!P35","v":0},{"$f":"Form!$M$5+Form!M$6","v":0},{"$f":"IF(C47+D47=Form!M$5+Form!M$6,1,0)","v":1},0,{"$f":"IF(A47>L47,2,0)","v":0},{"$f":"IF(AND(N47=1,N48=0),1,0)+IF(AND(O46=0,O47=2),2,0)","v":0}]
[0,0,0,0,{"$f":"Form!D36","v":0},{"$f":"Form!F36","v":0},{"$f":"Form!H36","v":0},{"$f":"Form!J36","v":0},{"$f":"Form!L36","v":0},{"$f":"Form!N36","v":0},{"$f":"Form!P36","v":0},{"$f":"Form!$M$5+Form!M$6","v":0},{"$f":"IF(C48+D48=Form!M$5+Form!M$6,1,0)","v":1},0,{"$f":"IF(A48>L48,2,0)","v":0},{"$f":"IF(AND(N48=1,N49=0),1,0)+IF(AND(O47=0,O48=2),2,0)","v":0}]
[0,0,0,0,{"$f":"Form!D37","v":0},{"$f":"Form!F37","v":0},{"$f":"Form!H37","v":0},{"$f":"Form!J37","v":0},{"$f":"Form!L37","v":0},{"$f":"Form!N37","v":0},{"$f":"Form!P37","v":0},{"$f":"Form!$M$5+Form!M$6","v":0},{"$f":"IF(C49+D49=Form!M$5+Form!M$6,1,0)","v":1},0,0,0]
[0,0,0,0,{"$f":"Form!D38","v":0},{"$f":"Form!F38","v":0},{"$f":"Form!H38","v":0},{"$f":"Form!J38","v":0},{"$f":"Form!L38","v":0},{"$f":"Form!N38","v":0},{"$f":"Form!P38","v":0},{"$f":"Form!$M$5+Form!M$6","v":0},{"$f":"IF(C50+D50=Form!M$5+Form!M$6,1,0)","v":1},0,0,0]
[0,0,0,0,{"$f":"Form!D39","v":0},{"$f":"Form!F39","v":0},{"$f":"Form!H39","v":0},{"$f":"Form!J39","v":0},{"$f":"Form!L39","v":0},{"$f":"Form!N39","v":0},{"$f":"Form!P39","v":0},{"$f":"Form!$M$5+Form!M$6","v":0},{"$f":"IF(C51+D51=Form!M$5+Form!M$6,1,0)","v":1},0,0,0]
[0,0,0,0,{"$f":"Form!D40","v":0},{"$f":"Form!F40","v":0},{"$f":"Form!H40","v":0},{"$f":"Form!J40","v":0},{"$f":"Form!L40","v":0},{"$f":"Form!N40","v":0},{"$f":"Form!P40","v":0},{"$f":"Form!$M$5+Form!M$6","v":0},{"$f":"IF(C52+D52=Form!M$5+Form!M$6,1,0)","v":1},0,0,0]
[0,0,0,0,{"$f":"Form!D41","v":0},{"$f":"Form!F41","v":0},{"$f":"Form!H41","v":0},{"$f":"Form!J41","v":0},{"$f":"Form!L41","v":0},{"$f":"Form!N41","v":0},{"$f":"Form!P41","v":0},{"$f":"Form!$M$5+Form!M$6","v":0},{"$f":"IF(C53+D53=Form!M$5+Form!M$6,1,0)","v":1},0,0,0]
[0,0,0,0,{"$f":"Form!D42","v":0},{"$f":"Form!F42","v":0},{"$f":"Form!H42","v":0},{"$f":"Form!J42","v":0},{"$f":"Form!L42","v":0},{"$f":"Form!N42","v":0},{"$f":"Form!P42","v":0},{"$f":"Form!$M$5+Form!M$6","v":0},{"$f":"IF(C54+D54=Form!M$5+Form!M$6,1,0)","v":1},0,0,0]
[0,{"$f":"SUM(B43:B54)","v":0}]
[null,null,null,null,null,{"$f":"IF(AND(F42>Form!$M$4,E42<Form!$M$4),2,0)","v":0},{"$f":"IF(AND(G42>Form!$M$4,F42<Form!$M$4),2,0)","v":0},{"$f":"IF(AND(H42>Form!$M$4,G42<Form!$M$4),2,0)","v":0},{"$f":"IF(AND(I42>Form!$M$4,H42<Form!$M$4),2,0)","v":0},{"$f":"IF(AND(J42>Form!$M$4,I42<Form!$M$4),2,0)","v":0},{"$f":"IF(AND(K42>Form!$M$4,J42<Form!$M$4),2,0)","v":0}]
[null,null,{"$f":"HLOOKUP(1,E41:K42,2,FALSE)","v":{"$error":"#N/A"}},null,{"$f":"IF(F56=2,1,0)","v":0},{"$f":"IF(G56=2,1,0)","v":0},0,0,0,0,0]
[null,null,{"$f":"HLOOKUP(2,E41:K42,2,FALSE)","v":{"$error":"#N/A"}},null,{"$f":"SUM(E56:E57)","v":0},0,0,0,0,0,0]
[null,{"$f":"(VLOOKUP(1,B41:K54,3,FALSE))","v":{"$error":"#N/A"}},{"$f":"IF(ISERROR(B59),0,B59)","v":0},null,{"$f":"(C61-C62)/(C59-C60)*(Form!$M$6-C60)+C62","v":{"$error":"#N/A"}},{"$f":"(C63-C64)/(C59-C60)*(Form!M6-C60)+C64","v":{"$error":"#N/A"}}]
[null,{"$f":"VLOOKUP(2,B41:K54,3,FALSE)","v":{"$error":"#N/A"}},{"$f":"IF(ISERROR(B60),0,B60)","v":0},null,{"$f":"IF(AND(B55=0,L41=3),VLOOKUP(Form!$M$5+Form!$M$6,notes!A41:K54,MATCH(1,notes!A41:K41,FALSE),FALSE),0)","v":0},{"$f":"IF(AND(B55=0,L41=3),VLOOKUP(Form!$M$5+Form!$M$6,notes!A41:K54,MATCH(2,notes!A41:K41,FALSE),FALSE),0)","v":0},null,null,"exactly"]
[null,{"$f":"VLOOKUP(1,B41:K54,MATCH(1,B41:K41,FALSE),FALSE)","v":{"$error":"#N/A"}},{"$f":"MIN(B61,B63)","v":{"$error":"#N/A"}},null,{"$f":"IF(ISERROR(E59),E60,E59)","v":0},{"$f":"IF(ISERROR(F59),F60,F59)","v":0},null,null,"x","y","err1","err2","err3","ans"]
[null,{"$f":"VLOOKUP(2,B41:K54,MATCH(1,B41:K41,FALSE),FALSE)","v":{"$error":"#N/A"}},{"$f":"MAX(B62,B64)","v":{"$error":"#N/A"}},null,{"$f":"MIN(E61:F61)","v":0},{"$f":"MAX(E61:F61)","v":0},null,null,"y","y",{"$f":"IF(ISERROR(VLOOKUP(Form!$M$5+Form!$M$6,notes!A42:K54,MATCH(Form!$M$4,notes!A42:K42,FALSE),FALSE)),0,VLOOKUP(Form!$M$5+Form!$M$6,notes!A42:K54,MATCH(Form!$M$4,notes!A42:K42,FALSE),FALSE))","v":0},null,null,{"$f":"SUM(K62:M62)","v":0}]
[null,{"$f":"VLOOKUP(1,B41:K54,MATCH(2,B41:K41,FALSE),FALSE)","v":{"$error":"#N/A"}},{"$f":"MAX(B63,B61)","v":{"$error":"#N/A"}},null,{"$f":"(E62-F62)/(C58-C57)*(Form!$M$4-C57)+F62","v":{"$error":"#N/A"}},null,null,null,"y","n",null,null,null,{"$f":"SUM(K63:M63)","v":0}]
[null,{"$f":"VLOOKUP(2,B41:K54,MATCH(2,B41:K41,FALSE),FALSE)","v":{"$error":"#N/A"}},{"$f":"MIN(B62,B64)","v":{"$error":"#N/A"}},null,null,null,null,null,"n","n",{"$f":"IF(OR(E63>100000,E63<=0),0,E63)","v":{"$error":"#N/A"}},{"$f":"IF(K64<>0,0,MIN(E59:F59))","v":{"$error":"#N/A"}},{"$f":"IF(AND(L64=0,K64=0),C61,0)","v":{"$error":"#N/A"}},{"$f":"SUM(K64:M64)","v":{"$error":"#N/A"}}]
[null,{"$f":"VLOOKUP(Form!M32+Form!M33,A41:K54,MATCH(2,A41:K41,FALSE),FALSE)","v":{"$error":"#N/A"}},null,null,null,null,null,null,null,null,null,null,null,{"$f":"IF(ISERROR(N64),N62,N64)","v":0}]

{"sheet":"Options","index":1,"n_rows":11,"n_cols":1,"rows_kept":11,"cut":false,"hidden":true,"merged":[]}
["4A7A30"]
["4A7A40"]
["4A7A60"]
["4A7A70"]
["4A7V00"]
["4A7V80"]
["4A7Z00"]
["4TTA30"]
["4TTB30"]
["4TTB60"]
["4TTM30"]

{"sheet":"Calcs","index":2,"n_rows":21,"n_cols":7,"rows_kept":21,"cut":false,"hidden":true,"merged":[[0,4,0,9],[1,4,1,9]]}
[null,null,null,"Condenser :  "]
[null,null,null,"ADP Evaporator:  "]
[null,null,null,"Condenser Entering Air Temperature: ",100,"(°F) Dry Bulb, 85°F to 115°F"]
[null,null,null,"Evaporator Air Flow:",1265,"CFM"]
[null,null,null,"Entering Evaporator Air (DB):  ",77.5,"(°F) Dry Bulb"]
[null,null,null,"Entering Evaporator Air (WB):  ",60.6,"(°F) Wet Bulb, 63°F to 71°F"]
[]
[]
["Total"]
[28.549999999999997,"1200 60.6"]
[]
[null,"Diff 200",{"$f":"A10-A14","v":0.30799999999999983},"Diff 1 cfm",{"$f":"C12/200","v":1.5399999999999991E-3},"  1265 total",{"$f":"A10-(65*E12)","v":28.449899999999996}]
[]
[28.241999999999997,"1400 60.6"]
[]
["Sens"]
[25.319999999999997,"1200 60.6"]
[]
[null,"Diff 200",{"$f":"A17-A21","v":0.55439999999999756},"Diff 1 cfm",{"$f":"C19/200","v":2.771999999999988E-3},"  1265 Sens",{"$f":"A17-(65*E19)","v":25.139819999999997}]
[]
[24.765599999999999,"1400 60.6"]

{"sheet":"4A7A30_18","index":3,"n_rows":19,"n_cols":45,"rows_kept":19,"cut":false,"hidden":true,"merged":[[2,0,2,1],[2,2,2,15],[3,2,3,3],[3,4,3,5],[3,6,3,7],[3,8,3,9],[3,10,3,11],[3,12,3,13],[3,14,3,15],[5,2,6,2],[5,3,6,3],[5,4,6,4],[5,5,6,5],[5,6,6,6],[5,7,6,7],[5,8,6,8],[4,0,6,0],[4,1,6,1],[4,2,4,3],[4,4,4,5],[4,6,4,7],[4,8,4,9],[5,9,6,9],[5,10,6,10],[5,11,6,11],[5,12,6,12],[5,13,6,13],[5,14,6,14],[5,15,6,15],[4,10,4,11],[4,12,4,13],[4,14,4,15],[7,0,10,0],[11,0,14,0],[15,0,18,0],[22,4,22,15],[23,4,23,5],[23,6,23,7],[23,8,23,9],[23,10,23,11],[23,12,23,13],[23,14,23,15],[25,12,26,12],[25,13,26,13],[25,14,26,14],[25,15,26,15],[27,0,30,0],[31,0,34,0],[24,12,24,13],[24,14,24,15],[25,4,26,4],[25,5,26,5],[25,6,26,6],[25,7,26,7],[25,8,26,8],[25,9,26,9],[25,10,26,10],[25,11,26,11],[24,0,26,0],[24,1,26,1],[24,4,24,5],[24,6,24,7],[24,8,24,9],[24,10,24,11],[35,0,38,0],[41,0,42,1],[41,4,41,15],[42,4,42,5],[42,6,42,7],[42,8,42,9],[42,10,42,11],[42,12,42,13],[42,14,42,15],[44,12,45,12],[44,13,45,13],[44,14,45,14],[44,15,45,15],[46,0,49,0],[50,0,53,0],[43,12,43,13],[43,14,43,15],[44,4,45,4],[44,5,45,5],[44,6,45,6],[44,7,45,7],[44,8,45,8],[44,9,45,9],[44,10,45,10],[44,11,45,11],[43,0,45,0],[43,1,45,1],[43,4,43,5],[43,6,43,7],[43,8,43,9],[43,10,43,11],[54,0,57,0],[60,0,61,1],[60,4,60,15],[61,4,61,5],[61,6,61,7],[61,8,61,9],[61,10,61,11],[61,12,61,13],[61,14,61,15],[63,12,64,12],[63,13,64,13],[63,14,64,14],[63,15,64,15],[65,0,68,0],[69,0,72,0],[62,12,62,13],[62,14,62,15],[63,4,64,4],[63,5,64,5],[63,6,64,6],[63,7,64,7],[63,8,64,8],[63,9,64,9],[63,10,64,10],[63,11,64,11],[62,0,64,0],[62,1,64,1],[62,4,62,5],[62,6,62,7],[62,8,62,9],[62,10,62,11],[73,0,76,0],[79,0,80,1],[79,4,79,15],[80,4,80,5],[80,6,80,7],[80,8,80,9],[80,10,80,11],[80,12,80,13],[80,14,80,15],[82,12,83,12],[82,13,83,13],[82,14,83,14],[82,15,83,15],[84,0,87,0],[88,0,91,0],[81,12,81,13],[81,14,81,15],[82,4,83,4],[82,5,83,5],[82,6,83,6],[82,7,83,7],[82,8,83,8],[82,9,83,9],[82,10,83,10],[82,11,83,11],[81,0,83,0],[81,1,83,1],[81,4,81,5],[81,6,81,7],[81,8,81,9],[81,10,81,11],[92,0,95,0],[98,0,99,1],[98,4,98,15],[99,4,99,5],[99,6,99,7],[99,8,99,9],[99,10,99,11],[99,12,99,13],[99,14,99,15],[101,12,102,12],[101,13,102,13],[101,14,102,14],[101,15,102,15],[103,0,106,0],[107,0,110,0],[100,12,100,13],[100,14,100,15],[101,4,102,4],[101,5,102,5],[101,6,102,6],[101,7,102,7],[101,8,102,8],[101,9,102,9],[101,10,102,10],[101,11,102,11],[100,0,102,0],[100,1,102,1],[100,4,100,5],[100,6,100,7],[100,8,100,9],[100,10,100,11],[111,0,114,0],[117,0,118,1],[117,4,117,15],[118,4,118,5],[118,6,118,7],[118,8,118,9],[118,10,118,11],[118,12,118,13],[118,14,118,15],[130,0,133,0],[120,12,121,12],[120,13,121,13],[120,14,121,14],[120,15,121,15],[122,0,125,0],[126,0,129,0],[119,12,119,13],[119,14,119,15],[120,4,121,4],[120,5,121,5],[120,6,121,6],[120,7,121,7],[120,8,121,8],[120,9,121,9],[120,10,121,10],[120,11,121,11],[119,0,121,0],[119,1,121,1],[119,4,119,5],[119,6,119,7],[119,8,119,9],[119,10,119,11]]}
[]
["4A7A30_18",18.2]
["Evaporator Air \n",null,"Condenser  Entering Air Temperature ˚F"]
[80,"°F DB",85,null,90,null,95,null,100,null,105,null,110,null,115]
["CFM","EWB†\n˚F","Capacity Mbtuh",null,"Capacity Mbtuh",null,"Capacity Mbtuh",null,"Capacity Mbtuh",null,"Capacity Mbtuh",null,"Capacity Mbtuh",null,"Capacity Mbtuh"]
[null,null,"Total","Sens.","Total","Sens.","Total","Sens.","Total","Sens.","Total","Sens.","Total","Sens.","Total","Sens."]
[null,null,null,null,null,null,null,null,null,null,null,null,null,null,null,null,null,"Total Factors",null,null,null,null,null,null,"Sens. %",null,null,null,null,null,null,"IDB Adj",null,null,null,null,null,null,"Sens Calc"]
[525,71,{"$f":"R8*$B$2","v":20.285999999999998},{"$f":"IF(AM8>C8,C8,AM8)","v":10.78},{"$f":"S8*$B$2","v":19.795999999999999},{"$f":"IF(AN8>E8,E8,AN8)","v":10.585634174452537},{"$f":"T8*$B$2","v":19.305999999999997},{"$f":"IF(AO8>G8,G8,AO8)","v":10.387999999999998},{"$f":"U8*$B$2","v":18.864999999999998},{"$f":"IF(AP8>I8,I8,AP8)","v":10.243161181013066},{"$f":"V8*$B$2","v":18.423999999999999},{"$f":"IF(AQ8>K8,K8,AQ8)","v":10.093999999999999},{"$f":"W8*$B$2","v":17.982999999999997},{"$f":"IF(AR8>M8,M8,AR8)","v":9.9493785064780678},{"$f":"X8*$B$2","v":17.541999999999998},{"$f":"IF(AS8>O8,O8,AS8)","v":9.8000000000000007},null,1.1146153846153846,1.0876923076923077,1.0607692307692307,1.0365384615384614,1.0123076923076924,0.98807692307692296,0.9638461538461538,0.53140096618357491,0.53473601608671129,0.53807106598984766,0.54297170320768973,0.5478723404255319,0.55326577915131347,0.55865921787709505,0.9375,0.9375,0.9375,0.93750000000000011,0.93750000000000022,0.93750000000000011,0.9375,{"$f":"Y8*C8+($A$4-80)*AF8*$A$8/1000","v":10.78},{"$f":"Z8*E8+($A$4-80)*AG8*$A$8/1000","v":10.585634174452537},{"$f":"AA8*G8+($A$4-80)*AH8*$A$8/1000","v":10.387999999999998},{"$f":"AB8*I8+($A$4-80)*AI8*$A$8/1000","v":10.243161181013066},{"$f":"AC8*K8+($A$4-80)*AJ8*$A$8/1000","v":10.093999999999999},{"$f":"AD8*M8+($A$4-80)*AK8*$A$8/1000","v":9.9493785064780678},{"$f":"AE8*O8+($A$4-80)*AL8*$A$8/1000","v":9.8000000000000007}]
[null,67,{"$f":"R9*$B$2","v":18.62},12.936,18.228000000000002,{"$f":"IF(AN9>E9,E9,AN9)","v":12.791754655870447},17.835999999999999,{"$f":"IF(AO9>G9,G9,AO9)","v":12.641999999999999},17.443999999999999,{"$f":"IF(AP9>I9,I9,AP9)","v":12.498007957559681},17.052,{"$f":"IF(AQ9>K9,K9,AQ9)","v":12.347999999999999},16.610999999999997,{"$f":"IF(AR9>M9,M9,AR9)","v":12.205700313479621},16.169999999999998,{"$f":"IF(AS9>O9,O9,AS9)","v":12.053999999999998},null,1.0230769230769232,1.0015384615384617,0.98,0.95846153846153848,0.93692307692307697,0.91269230769230758,0.88846153846153841,0.6947368421052631,0.70176402544823602,0.70879120879120883,0.71646456991284579,0.72413793103448276,0.73479623824451412,0.74545454545454548,0.9166666666666663,0.91666666666666652,0.91666666666666674,0.91666666666666674,0.91666666666666674,0.92708333333333348,0.93750000000000022,{"$f":"Y9*C9+($A$4-80)*AF9*$A$8/1000","v":12.936},{"$f":"Z9*E9+($A$4-80)*AG9*$A$8/1000","v":12.791754655870447},{"$f":"AA9*G9+($A$4-80)*AH9*$A$8/1000","v":12.641999999999999},{"$f":"AB9*I9+($A$4-80)*AI9*$A$8/1000","v":12.498007957559681},{"$f":"AC9*K9+($A$4-80)*AJ9*$A$8/1000","v":12.347999999999999},{"$f":"AD9*M9+($A$4-80)*AK9*$A$8/1000","v":12.205700313479621},{"$f":"AE9*O9+($A$4-80)*AL9*$A$8/1000","v":12.053999999999998}]
[null,63,17.443999999999999,15.287999999999998,17.052,15.145624719101122,16.66,14.994,16.268000000000001,14.852081481481482,15.875999999999999,14.7,15.532999999999999,14.556852090800477,15.19,14.405999999999999,null,0.95846153846153848,0.93692307692307697,0.91538461538461546,0.89384615384615396,0.87230769230769234,0.85346153846153849,0.83461538461538465,0.87640449438202239,0.88820224719101115,0.9,0.91296296296296298,0.92592592592592593,0.93715651135005973,0.94838709677419353,0.91666666666666674,0.92708333333333337,0.9375,0.9375,0.9375,0.9375,0.9375,15.287999999999998,{"$f":"Z10*E10+($A$4-80)*AG10*$A$8/1000","v":15.145624719101122},{"$f":"AA10*G10+($A$4-80)*AH10*$A$8/1000","v":14.994},14.852081481481482,14.7,14.556852090800477,14.405999999999999]
[null,59,16.66,16.66,16.268000000000001,16.268000000000001,15.875999999999999,15.875999999999999,15.532999999999999,15.532999999999999,15.19,15.19,14.797999999999998,14.797999999999998,14.405999999999999,14.405999999999999,null,0.91538461538461546,0.89384615384615396,0.87230769230769234,0.85346153846153849,0.83461538461538465,0.81307692307692303,0.79153846153846152,1,1,1,1,1,1,1,0.68750000000000022,0.64583333333333326,0.60416666666666641,0.56249999999999989,0.52083333333333337,0.46875,0.41666666666666669,16.66,{"$f":"Z11*E11+($A$4-80)*AG11*$A$8/1000","v":16.268000000000001},{"$f":"AA11*G11+($A$4-80)*AH11*$A$8/1000","v":15.875999999999999},{"$f":"AB11*I11+($A$4-80)*AI11*$A$8/1000","v":15.532999999999999},15.19,14.797999999999998,14.405999999999999]
[600,71,20.7,11,20.2,10.801667524951567,19.7,10.599999999999998,19.25,10.452205286748027,18.8,10.3,18.350000000000001,10.152427047426603,17.899999999999999,10,null,1.1373626373626373,1.1098901098901099,1.0824175824175823,1.0576923076923077,1.0329670329670331,1.0082417582417584,0.98351648351648346,0.53140096618357491,0.53473601608671129,0.53807106598984766,0.54297170320768973,0.5478723404255319,0.55326577915131347,0.55865921787709505,0.9375,0.9375,0.9375,0.93750000000000011,0.93750000000000022,0.93750000000000011,0.9375,{"$f":"Y12*C12+($A$4-80)*AF12*$A$12/1000","v":11},{"$f":"Z12*E12+($A$4-80)*AG12*$A$12/1000","v":10.801667524951567},{"$f":"AA12*G12+($A$4-80)*AH12*$A$12/1000","v":10.599999999999998},{"$f":"AB12*I12+($A$4-80)*AI12*$A$12/1000","v":10.452205286748027},{"$f":"AC12*K12+($A$4-80)*AJ12*$A$12/1000","v":10.3},{"$f":"AD12*M12+($A$4-80)*AK12*$A$12/1000","v":10.152427047426603},{"$f":"AE12*O12+($A$4-80)*AL12*$A$12/1000","v":10}]
[null,67,19,13.2,18.600000000000001,13.05281087333719,18.2,12.9,17.799999999999997,12.753069344448653,17.399999999999999,12.6,16.95,12.454796238244514,16.5,12.3,null,1.043956043956044,1.0219780219780221,1,0.97802197802197788,0.95604395604395598,0.93131868131868134,0.90659340659340659,0.6947368421052631,0.70176402544823602,0.70879120879120883,0.71646456991284579,0.72413793103448276,0.73479623824451412,0.74545454545454548,0.9166666666666663,0.91666666666666652,0.91666666666666674,0.91666666666666674,0.91666666666666674,0.92708333333333348,0.93750000000000022,{"$f":"Y13*C13+($A$4-80)*AF13*$A$12/1000","v":13.2},{"$f":"Z13*E13+($A$4-80)*AG13*$A$12/1000","v":13.05281087333719},{"$f":"AA13*G13+($A$4-80)*AH13*$A$12/1000","v":12.9},{"$f":"AB13*I13+($A$4-80)*AI13*$A$12/1000","v":12.753069344448653},{"$f":"AC13*K13+($A$4-80)*AJ13*$A$12/1000","v":12.6},{"$f":"AD13*M13+($A$4-80)*AK13*$A$12/1000","v":12.454796238244514},{"$f":"AE13*O13+($A$4-80)*AL13*$A$12/1000","v":12.3}]
[null,63,17.8,15.6,17.399999999999999,15.454719101123592,17,15.3,16.600000000000001,15.155185185185188,16.2,15,15.85,14.853930704898447,15.500000000000002,14.700000000000001,null,0.9780219780219781,0.95604395604395598,0.93406593406593408,0.91208791208791218,0.89010989010989006,0.87087912087912089,0.85164835164835173,0.87640449438202239,0.88820224719101115,0.9,0.91296296296296298,0.92592592592592593,0.93715651135005973,0.94838709677419353,0.91666666666666674,0.92708333333333337,0.9375,0.9375,0.9375,0.9375,0.9375,15.6,{"$f":"Z14*E14+($A$4-80)*AG14*$A$12/1000","v":15.454719101123592},{"$f":"AA14*G14+($A$4-80)*AH14*$A$12/1000","v":15.3},15.155185185185188,15,14.853930704898447,14.700000000000001]
[null,59,17,17,16.600000000000001,16.600000000000001,16.2,16.2,15.85,15.85,15.500000000000002,15.500000000000002,15.1,15.1,14.7,14.7,null,0.93406593406593408,0.91208791208791218,0.89010989010989006,0.87087912087912089,0.85164835164835173,0.82967032967032972,0.80769230769230771,1,1,1,1,1,1,1,0.68750000000000022,0.64583333333333326,0.60416666666666641,0.56249999999999989,0.52083333333333337,0.46875,0.41666666666666669,17,{"$f":"Z15*E15+($A$4-80)*AG15*$A$12/1000","v":16.600000000000001},{"$f":"AA15*G15+($A$4-80)*AH15*$A$12/1000","v":16.2},15.85,15.500000000000002,15.1,14.7]
[675,71,21.114000000000004,11.220000000000002,20.603999999999999,11.017700875450599,20.094000000000001,10.811999999999999,19.635000000000002,10.661249392482988,19.176000000000002,10.506,18.716999999999999,10.355475588375134,18.257999999999999,10.200000000000001,null,1.1601098901098903,1.1320879120879122,1.1040659340659342,1.078846153846154,1.0536263736263738,1.0284065934065934,1.0031868131868131,0.53140096618357491,0.53473601608671129,0.53807106598984766,0.54297170320768973,0.5478723404255319,0.55326577915131347,0.55865921787709505,0.9375,0.9375,0.9375,0.93750000000000011,0.93750000000000022,0.93750000000000011,0.9375,{"$f":"Y16*C16+($A$4-80)*AF16*$A$16/1000","v":11.220000000000002},{"$f":"Z16*E16+($A$4-80)*AG16*$A$16/1000","v":11.017700875450599},{"$f":"AA16*G16+($A$4-80)*AH16*$A$16/1000","v":10.811999999999999},{"$f":"AB16*I16+($A$4-80)*AI16*$A$16/1000","v":10.661249392482988},{"$f":"AC16*K16+($A$4-80)*AJ16*$A$16/1000","v":10.506},{"$f":"AD16*M16+($A$4-80)*AK16*$A$16/1000","v":10.355475588375134},{"$f":"AE16*O16+($A$4-80)*AL16*$A$16/1000","v":10.200000000000001}]
[null,67,19.38,13.463999999999999,18.972000000000001,13.313867090803935,18.564,13.158000000000001,18.155999999999999,13.008130731337628,17.747999999999998,12.851999999999999,17.289000000000001,12.703892163009407,16.830000000000002,12.546000000000001,null,1.0648351648351648,1.0424175824175825,1.02,0.9975824175824175,0.9751648351648351,0.9499450549450551,0.92472527472527488,0.6947368421052631,0.70176402544823602,0.70879120879120883,0.71646456991284579,0.72413793103448276,0.73479623824451412,0.74545454545454548,0.9166666666666663,0.91666666666666652,0.91666666666666674,0.91666666666666674,0.91666666666666674,0.92708333333333348,0.93750000000000022,{"$f":"Y17*C17+($A$4-80)*AF17*$A$16/1000","v":13.463999999999999},{"$f":"Z17*E17+($A$4-80)*AG17*$A$16/1000","v":13.313867090803935},{"$f":"AA17*G17+($A$4-80)*AH17*$A$16/1000","v":13.158000000000001},{"$f":"AB17*I17+($A$4-80)*AI17*$A$16/1000","v":13.008130731337628},{"$f":"AC17*K17+($A$4-80)*AJ17*$A$16/1000","v":12.851999999999999},{"$f":"AD17*M17+($A$4-80)*AK17*$A$16/1000","v":12.703892163009407},{"$f":"AE17*O17+($A$4-80)*AL17*$A$16/1000","v":12.546000000000001}]
[null,63,18.156000000000002,15.912000000000001,17.748000000000001,15.763813483146066,17.34,15.606,16.932000000000002,15.458288888888891,16.524000000000001,15.3,16.167000000000002,15.151009318996417,15.81,14.994,null,0.99758241758241772,0.97516483516483521,0.9527472527472528,0.93032967032967051,0.907912087912088,0.8882967032967034,0.8686813186813187,0.87640449438202239,0.88820224719101115,0.9,0.91296296296296298,0.92592592592592593,0.93715651135005973,0.94838709677419353,0.91666666666666674,0.92708333333333337,0.9375,0.9375,0.9375,0.9375,0.9375,15.912000000000001,{"$f":"Z18*E18+($A$4-80)*AG18*$A$16/1000","v":15.763813483146066},{"$f":"AA18*G18+($A$4-80)*AH18*$A$16/1000","v":15.606},15.458288888888891,15.3,15.151009318996417,14.994]
[null,59,17.34,17.34,16.932000000000002,16.932000000000002,16.524000000000001,16.524000000000001,16.167000000000002,16.167000000000002,15.81,15.81,15.401999999999999,15.401999999999999,14.994,14.994,null,0.9527472527472528,0.93032967032967051,0.907912087912088,0.8882967032967034,0.8686813186813187,0.8462637362637363,0.82384615384615389,1,1,1,1,1,1,1,0.68750000000000022,0.64583333333333326,0.60416666666666641,0.56249999999999989,0.52083333333333337,0.46875,0.41666666666666669,17.34,{"$f":"Z19*E19+($A$4-80)*AG19*$A$16/1000","v":16.932000000000002},{"$f":"AA19*G19+($A$4-80)*AH19*$A$16/1000","v":16.524000000000001},16.167000000000002,15.81,15.401999999999999,14.994]

{"sheet":"4A7A30_24","index":4,"n_rows":19,"n_cols":45,"rows_kept":19,"cut":false,"hidden":true,"merged":[[130,0,133,0],[120,12,121,12],[120,13,121,13],[120,14,121,14],[120,15,121,15],[122,0,125,0],[126,0,129,0],[119,12,119,13],[119,14,119,15],[120,4,121,4],[120,5,121,5],[120,6,121,6],[120,7,121,7],[120,8,121,8],[120,9,121,9],[120,10,121,10],[120,11,121,11],[119,0,121,0],[119,1,121,1],[119,4,119,5],[119,6,119,7],[119,8,119,9],[119,10,119,11],[111,0,114,0],[117,0,118,1],[117,4,117,15],[118,4,118,5],[118,6,118,7],[118,8,118,9],[118,10,118,11],[118,12,118,13],[118,14,118,15],[101,12,102,12],[101,13,102,13],[101,14,102,14],[101,15,102,15],[103,0,106,0],[107,0,110,0],[100,12,100,13],[100,14,100,15],[101,4,102,4],[101,5,102,5],[101,6,102,6],[101,7,102,7],[101,8,102,8],[101,9,102,9],[101,10,102,10],[101,11,102,11],[100,0,102,0],[100,1,102,1],[100,4,100,5],[100,6,100,7],[100,8,100,9],[100,10,100,11],[92,0,95,0],[98,0,99,1],[98,4,98,15],[99,4,99,5],[99,6,99,7],[99,8,99,9],[99,10,99,11],[99,12,99,13],[99,14,99,15],[82,12,83,12],[82,13,83,13],[82,14,83,14],[82,15,83,15],[84,0,87,0],[88,0,91,0],[81,12,81,13],[81,14,81,15],[82,4,83,4],[82,5,83,5],[82,6,83,6],[82,7,83,7],[82,8,83,8],[82,9,83,9],[82,10,83,10],[82,11,83,11],[81,0,83,0],[81,1,83,1],[81,4,81,5],[81,6,81,7],[81,8,81,9],[81,10,81,11],[73,0,76,0],[79,0,80,1],[79,4,79,15],[80,4,80,5],[80,6,80,7],[80,8,80,9],[80,10,80,11],[80,12,80,13],[80,14,80,15],[63,12,64,12],[63,13,64,13],[63,14,64,14],[63,15,64,15],[65,0,68,0],[69,0,72,0],[62,12,62,13],[62,14,62,15],[63,4,64,4],[63,5,64,5],[63,6,64,6],[63,7,64,7],[63,8,64,8],[63,9,64,9],[63,10,64,10],[63,11,64,11],[62,0,64,0],[62,1,64,1],[62,4,62,5],[62,6,62,7],[62,8,62,9],[62,10,62,11],[54,0,57,0],[60,0,61,1],[60,4,60,15],[61,4,61,5],[61,6,61,7],[61,8,61,9],[61,10,61,11],[61,12,61,13],[61,14,61,15],[44,12,45,12],[44,13,45,13],[44,14,45,14],[44,15,45,15],[46,0,49,0],[50,0,53,0],[43,12,43,13],[43,14,43,15],[44,4,45,4],[44,5,45,5],[44,6,45,6],[44,7,45,7],[44,8,45,8],[44,9,45,9],[44,10,45,10],[44,11,45,11],[43,0,45,0],[43,1,45,1],[43,4,43,5],[43,6,43,7],[43,8,43,9],[43,10,43,11],[35,0,38,0],[41,0,42,1],[41,4,41,15],[42,4,42,5],[42,6,42,7],[42,8,42,9],[42,10,42,11],[42,12,42,13],[42,14,42,15],[25,12,26,12],[25,13,26,13],[25,14,26,14],[25,15,26,15],[27,0,30,0],[31,0,34,0],[24,12,24,13],[24,14,24,15],[25,4,26,4],[25,5,26,5],[25,6,26,6],[25,7,26,7],[25,8,26,8],[25,9,26,9],[25,10,26,10],[25,11,26,11],[24,0,26,0],[24,1,26,1],[24,4,24,5],[24,6,24,7],[24,8,24,9],[24,10,24,11],[7,0,10,0],[11,0,14,0],[15,0,18,0],[22,4,22,15],[23,4,23,5],[23,6,23,7],[23,8,23,9],[23,10,23,11],[23,12,23,13],[23,14,23,15],[5,10,6,10],[5,11,6,11],[5,12,6,12],[5,13,6,13],[5,14,6,14],[5,15,6,15],[4,10,4,11],[4,12,4,13],[4,14,4,15],[5,2,6,2],[5,3,6,3],[5,4,6,4],[5,5,6,5],[5,6,6,6],[5,7,6,7],[5,8,6,8],[4,0,6,0],[4,1,6,1],[4,2,4,3],[4,4,4,5],[4,6,4,7],[4,8,4,9],[5,9,6,9],[2,0,2,1],[2,2,2,15],[3,2,3,3],[3,4,3,5],[3,6,3,7],[3,8,3,9],[3,10,3,11],[3,12,3,13],[3,14,3,15]]}
[]
["4A7A30_24",18.2]
["Evaporator Air \n",null,"Condenser  Entering Air Temperature ˚F"]
[80,"°F DB",85,null,90,null,95,null,100,null,105,null,110,null,115]
["CFM","EWB†\n˚F","Capacity Mbtuh",null,"Capacity Mbtuh",null,"Capacity Mbtuh",null,"Capacity Mbtuh",null,"Capacity Mbtuh",null,"Capacity Mbtuh",null,"Capacity Mbtuh"]
[null,null,"Total","Sens.","Total","Sens.","Total","Sens.","Total","Sens.","Total","Sens.","Total","Sens.","Total","Sens."]
[null,null,null,null,null,null,null,null,null,null,null,null,null,null,null,null,null,"Total Factors",null,null,null,null,null,null,"Sens. %",null,null,null,null,null,null,"IDB Adj",null,null,null,null,null,null,"Sens Calc"]
[700,71,{"$f":"R8*$B$2","v":20.627721739130433},{"$f":"IF(AM8>C8,C8,AM8)","v":10.701599999999999},{"$f":"S8*$B$2","v":20.007339130434779},{"$f":"IF(AN8>E8,E8,AN8)","v":10.511825892906177},{"$f":"T8*$B$2","v":19.38695652173913},{"$f":"IF(AO8>G8,G8,AO8)","v":10.313860869565218},{"$f":"U8*$B$2","v":18.727800000000002},{"$f":"IF(AP8>I8,I8,AP8)","v":10.085523126180258},{"$f":"V8*$B$2","v":18.068643478260867},{"$f":"IF(AQ8>K8,K8,AQ8)","v":9.8485739130434755},{"$f":"W8*$B$2","v":17.409486956521736},{"$f":"IF(AR8>M8,M8,AR8)","v":9.6209139242223163},{"$f":"X8*$B$2","v":16.750330434782608},{"$f":"IF(AS8>O8,O8,AS8)","v":9.3832869565217383},null,1.1333913043478261,1.0993043478260869,1.0652173913043479,1.0290000000000001,0.99278260869565216,0.95656521739130429,0.92034782608695653,0.51879699248120303,0.52539849624060153,0.53200000000000003,0.53853218884120169,0.54506437768240334,0.55262478143379423,0.56018518518518512,0.859375,0.8671875,0.87500000000000011,0.875,0.87499999999999989,0.8671875,0.859375,{"$f":"Y8*C8+($A$4-80)*AF8*$A$8/1000","v":10.701599999999999},{"$f":"Z8*E8+($A$4-80)*AG8*$A$8/1000","v":10.511825892906177},{"$f":"AA8*G8+($A$4-80)*AH8*$A$8/1000","v":10.313860869565218},{"$f":"AB8*I8+($A$4-80)*AI8*$A$8/1000","v":10.085523126180258},{"$f":"AC8*K8+($A$4-80)*AJ8*$A$8/1000","v":9.8485739130434755},{"$f":"AD8*M8+($A$4-80)*AK8*$A$8/1000","v":9.6209139242223163},{"$f":"AE8*O8+($A$4-80)*AL8*$A$8/1000","v":9.3832869565217383}]
[null,67,{"$f":"R9*$B$2","v":18.999217391304345},12.950486956521736,18.417608695652174,{"$f":"IF(AN9>E9,E9,AN9)","v":12.723184782608694},17.835999999999999,{"$f":"IF(AO9>G9,G9,AO9)","v":12.485200000000001},17.254391304347823,{"$f":"IF(AP9>I9,I9,AP9)","v":12.298769615773507},16.672782608695652,{"$f":"IF(AQ9>K9,K9,AQ9)","v":12.097460869565216},16.052399999999999,{"$f":"IF(AR9>M9,M9,AR9)","v":11.873560892836274},15.432017391304345,{"$f":"IF(AS9>O9,O9,AS9)","v":11.632173913043477},null,1.0439130434782609,1.0119565217391304,0.98,0.94804347826086954,0.9160869565217391,0.88200000000000001,0.8479130434782608,0.68163265306122445,0.6908163265306122,0.70000000000000007,0.71279069767441861,0.72558139534883714,0.73967511978497136,0.75376884422110557,0.87499999999999989,0.86718750000000011,0.85937500000000033,0.86718750000000011,0.87499999999999989,0.87499999999999989,0.87499999999999989,{"$f":"Y9*C9+($A$4-80)*AF9*$A$8/1000","v":12.950486956521736},{"$f":"Z9*E9+($A$4-80)*AG9*$A$8/1000","v":12.723184782608694},{"$f":"AA9*G9+($A$4-80)*AH9*$A$8/1000","v":12.485200000000001},{"$f":"AB9*I9+($A$4-80)*AI9*$A$8/1000","v":12.298769615773507},{"$f":"AC9*K9+($A$4-80)*AJ9*$A$8/1000","v":12.097460869565216},{"$f":"AD9*M9+($A$4-80)*AK9*$A$8/1000","v":11.873560892836274},{"$f":"AE9*O9+($A$4-80)*AL9*$A$8/1000","v":11.632173913043477}]
[null,63,17.835999999999999,15.276921739130433,17.254391304347823,15.053540482261395,16.672782608695652,14.811634782608698,16.129947826086958,14.587683695174283,15.58711304347826,14.346347826086953,15.005504347826086,14.125908702978792,14.423895652173915,13.881060869565216,null,0.98,0.94804347826086954,0.9160869565217391,0.88626086956521744,0.85643478260869565,0.82447826086956522,0.79252173913043489,0.85652173913043472,0.87244691607684532,0.88837209302325593,0.9043850514867523,0.92039800995024867,0.94138180067404897,0.96236559139784927,0.87499999999999989,0.875,0.87500000000000022,0.86718750000000011,0.859375,0.85937499999999978,0.85937499999999967,15.276921739130433,{"$f":"Z10*E10+($A$4-80)*AG10*$A$8/1000","v":15.053540482261395},{"$f":"AA10*G10+($A$4-80)*AH10*$A$8/1000","v":14.811634782608698},14.587683695174283,14.346347826086953,14.125908702978792,13.881060869565216]
[null,59,16.982973913043477,16.982973913043477,16.44013913043478,16.44013913043478,15.897304347826086,15.897304347826086,15.393243478260869,15.393243478260869,14.889182608695652,14.889182608695652,14.346347826086955,14.346347826086955,13.803513043478258,13.803513043478258,null,0.93313043478260871,0.90330434782608693,0.87347826086956526,0.84578260869565214,0.81808695652173913,0.78826086956521735,0.75843478260869557,1,1,1,1,1,1,1,0.71874999999999967,0.66406249999999978,0.60937499999999978,0.54687499999999978,0.48437499999999967,0.42187499999999989,0.35937500000000011,16.982973913043477,{"$f":"Z11*E11+($A$4-80)*AG11*$A$8/1000","v":16.44013913043478},{"$f":"AA11*G11+($A$4-80)*AH11*$A$8/1000","v":15.897304347826086},{"$f":"AB11*I11+($A$4-80)*AI11*$A$8/1000","v":15.393243478260869},14.889182608695652,14.346347826086955,13.803513043478258]
[800,71,21.048695652173912,10.92,20.415652173913042,10.72635295194508,19.782608695652172,10.524347826086956,19.11,10.291350128755363,18.437391304347823,10.049565217391301,17.764782608695654,9.8172591063493044,17.092173913043478,9.5747826086956511,null,1.1565217391304348,1.1217391304347826,1.0869565217391304,1.05,1.0130434782608695,0.97608695652173927,0.93913043478260871,0.51879699248120303,0.52539849624060153,0.53200000000000003,0.53853218884120169,0.54506437768240334,0.55262478143379423,0.56018518518518512,0.859375,0.8671875,0.87500000000000011,0.875,0.87499999999999989,0.8671875,0.859375,{"$f":"Y12*C12+($A$4-80)*AF12*$A$12/1000","v":10.92},{"$f":"Z12*E12+($A$4-80)*AG12*$A$12/1000","v":10.72635295194508},{"$f":"AA12*G12+($A$4-80)*AH12*$A$12/1000","v":10.524347826086956},{"$f":"AB12*I12+($A$4-80)*AI12*$A$12/1000","v":10.291350128755363},{"$f":"AC12*K12+($A$4-80)*AJ12*$A$12/1000","v":10.049565217391301},{"$f":"AD12*M12+($A$4-80)*AK12*$A$12/1000","v":9.8172591063493044},{"$f":"AE12*O12+($A$4-80)*AL12*$A$12/1000","v":9.5747826086956511}]
[null,67,19.38695652173913,13.214782608695652,18.793478260869563,12.98284161490683,18.2,12.74,17.606521739130432,12.549764914054599,17.013043478260869,12.344347826086954,16.38,12.115878462077831,15.746956521739127,11.869565217391303,null,1.0652173913043479,1.0326086956521738,1,0.96739130434782605,0.93478260869565222,0.9,0.86521739130434772,0.68163265306122445,0.6908163265306122,0.70000000000000007,0.71279069767441861,0.72558139534883714,0.73967511978497136,0.75376884422110557,0.87499999999999989,0.86718750000000011,0.85937500000000033,0.86718750000000011,0.87499999999999989,0.87499999999999989,0.87499999999999989,{"$f":"Y13*C13+($A$4-80)*AF13*$A$12/1000","v":13.214782608695652},{"$f":"Z13*E13+($A$4-80)*AG13*$A$12/1000","v":12.98284161490683},{"$f":"AA13*G13+($A$4-80)*AH13*$A$12/1000","v":12.74},{"$f":"AB13*I13+($A$4-80)*AI13*$A$12/1000","v":12.549764914054599},{"$f":"AC13*K13+($A$4-80)*AJ13*$A$12/1000","v":12.344347826086954},{"$f":"AD13*M13+($A$4-80)*AK13*$A$12/1000","v":12.115878462077831},{"$f":"AE13*O13+($A$4-80)*AL13*$A$12/1000","v":11.869565217391303}]
[null,63,18.2,15.588695652173911,17.606521739130432,15.360755594144281,17.013043478260869,15.113913043478263,16.459130434782608,14.885391525688041,15.905217391304348,14.639130434782608,15.311739130434782,14.414192554059992,14.718260869565219,14.164347826086955,null,1,0.96739130434782605,0.93478260869565222,0.90434782608695652,0.87391304347826093,0.84130434782608698,0.80869565217391315,0.85652173913043472,0.87244691607684532,0.88837209302325593,0.9043850514867523,0.92039800995024867,0.94138180067404897,0.96236559139784927,0.87499999999999989,0.875,0.87500000000000022,0.86718750000000011,0.859375,0.85937499999999978,0.85937499999999967,15.588695652173911,{"$f":"Z14*E14+($A$4-80)*AG14*$A$12/1000","v":15.360755594144281},{"$f":"AA14*G14+($A$4-80)*AH14*$A$12/1000","v":15.113913043478263},14.885391525688041,14.639130434782608,14.414192554059992,14.164347826086955]
[null,59,17.329565217391302,17.329565217391302,16.775652173913041,16.775652173913041,16.221739130434781,16.221739130434781,15.707391304347826,15.707391304347826,15.193043478260869,15.193043478260869,14.639130434782608,14.639130434782608,14.085217391304349,14.085217391304349,null,0.9521739130434782,0.92173913043478262,0.89130434782608692,0.86304347826086958,0.83478260869565213,0.80434782608695654,0.77391304347826095,1,1,1,1,1,1,1,0.71874999999999967,0.66406249999999978,0.60937499999999978,0.54687499999999978,0.48437499999999967,0.42187499999999989,0.35937500000000011,17.329565217391302,{"$f":"Z15*E15+($A$4-80)*AG15*$A$12/1000","v":16.775652173913041},{"$f":"AA15*G15+($A$4-80)*AH15*$A$12/1000","v":16.221739130434781},15.707391304347826,15.193043478260869,14.639130434782608,14.085217391304349]
[900,71,21.469669565217391,11.138400000000001,20.823965217391304,10.940880010983982,20.178260869565218,10.734834782608697,19.492200000000004,10.497177131330474,18.806139130434783,10.25055652173913,18.120078260869565,10.013604288476289,17.434017391304348,9.766278260869564,null,1.1796521739130434,1.1441739130434783,1.1086956521739131,1.0710000000000002,1.033304347826087,0.99560869565217391,0.95791304347826101,0.51879699248120303,0.52539849624060153,0.53200000000000003,0.53853218884120169,0.54506437768240334,0.55262478143379423,0.56018518518518512,0.859375,0.8671875,0.87500000000000011,0.875,0.87499999999999989,0.8671875,0.859375,{"$f":"Y16*C16+($A$4-80)*AF16*$A$16/1000","v":11.138400000000001},{"$f":"Z16*E16+($A$4-80)*AG16*$A$16/1000","v":10.940880010983982},{"$f":"AA16*G16+($A$4-80)*AH16*$A$16/1000","v":10.734834782608697},{"$f":"AB16*I16+($A$4-80)*AI16*$A$16/1000","v":10.497177131330474},{"$f":"AC16*K16+($A$4-80)*AJ16*$A$16/1000","v":10.25055652173913},{"$f":"AD16*M16+($A$4-80)*AK16*$A$16/1000","v":10.013604288476289},{"$f":"AE16*O16+($A$4-80)*AL16*$A$16/1000","v":9.766278260869564}]
[null,67,19.774695652173914,13.479078260869565,19.169347826086959,13.242498447204969,18.564,12.994800000000001,17.958652173913045,12.800760212335694,17.353304347826086,12.591234782608694,16.707599999999999,12.358196031319387,16.061895652173913,12.10695652173913,null,1.0865217391304349,1.0532608695652175,1.02,0.98673913043478267,0.95347826086956522,0.91799999999999993,0.88252173913043475,0.68163265306122445,0.6908163265306122,0.70000000000000007,0.71279069767441861,0.72558139534883714,0.73967511978497136,0.75376884422110557,0.87499999999999989,0.86718750000000011,0.85937500000000033,0.86718750000000011,0.87499999999999989,0.87499999999999989,0.87499999999999989,{"$f":"Y17*C17+($A$4-80)*AF17*$A$16/1000","v":13.479078260869565},{"$f":"Z17*E17+($A$4-80)*AG17*$A$16/1000","v":13.242498447204969},{"$f":"AA17*G17+($A$4-80)*AH17*$A$16/1000","v":12.994800000000001},{"$f":"AB17*I17+($A$4-80)*AI17*$A$16/1000","v":12.800760212335694},{"$f":"AC17*K17+($A$4-80)*AJ17*$A$16/1000","v":12.591234782608694},{"$f":"AD17*M17+($A$4-80)*AK17*$A$16/1000","v":12.358196031319387},{"$f":"AE17*O17+($A$4-80)*AL17*$A$16/1000","v":12.10695652173913}]
[null,63,18.564,15.90046956521739,17.958652173913045,15.66797070602717,17.353304347826086,15.416191304347826,16.788313043478261,15.183099356201803,16.223321739130437,14.931913043478263,15.617973913043478,14.702476405141192,15.012626086956523,14.447634782608693,null,1.02,0.98673913043478267,0.95347826086956522,0.92243478260869571,0.89139130434782621,0.85813043478260875,0.82486956521739141,0.85652173913043472,0.87244691607684532,0.88837209302325593,0.9043850514867523,0.92039800995024867,0.94138180067404897,0.96236559139784927,0.87499999999999989,0.875,0.87500000000000022,0.86718750000000011,0.859375,0.85937499999999978,0.85937499999999967,15.90046956521739,{"$f":"Z18*E18+($A$4-80)*AG18*$A$16/1000","v":15.66797070602717},{"$f":"AA18*G18+($A$4-80)*AH18*$A$16/1000","v":15.416191304347826},15.183099356201803,14.931913043478263,14.702476405141192,14.447634782608693]
[null,59,17.676156521739127,17.676156521739127,17.111165217391303,17.111165217391303,16.546173913043479,16.546173913043479,16.021539130434782,16.021539130434782,15.496904347826087,15.496904347826087,14.931913043478263,14.931913043478263,14.366921739130436,14.366921739130436,null,0.9712173913043477,0.94017391304347819,0.90913043478260869,0.88030434782608691,0.85147826086956524,0.82043478260869573,0.78939130434782623,1,1,1,1,1,1,1,0.71874999999999967,0.66406249999999978,0.60937499999999978,0.54687499999999978,0.48437499999999967,0.42187499999999989,0.35937500000000011,17.676156521739127,{"$f":"Z19*E19+($A$4-80)*AG19*$A$16/1000","v":17.111165217391303},{"$f":"AA19*G19+($A$4-80)*AH19*$A$16/1000","v":16.546173913043479},16.021539130434782,15.496904347826087,14.931913043478263,14.366921739130436]

{"sheet":"4A7A30_30","index":5,"n_rows":19,"n_cols":45,"rows_kept":19,"cut":false,"hidden":true,"merged":[[130,0,133,0],[120,12,121,12],[120,13,121,13],[120,14,121,14],[120,15,121,15],[122,0,125,0],[126,0,129,0],[119,12,119,13],[119,14,119,15],[120,4,121,4],[120,5,121,5],[120,6,121,6],[120,7,121,7],[120,8,121,8],[120,9,121,9],[120,10,121,10],[120,11,121,11],[119,0,121,0],[119,1,121,1],[119,4,119,5],[119,6,119,7],[119,8,119,9],[119,10,119,11],[111,0,114,0],[117,0,118,1],[117,4,117,15],[118,4,118,5],[118,6,118,7],[118,8,118,9],[118,10,118,11],[118,12,118,13],[118,14,118,15],[101,12,102,12],[101,13,102,13],[101,14,102,14],[101,15,102,15],[103,0,106,0],[107,0,110,0],[100,12,100,13],[100,14,100,15],[101,4,102,4],[101,5,102,5],[101,6,102,6],[101,7,102,7],[101,8,102,8],[101,9,102,9],[101,10,102,10],[101,11,102,11],[100,0,102,0],[100,1,102,1],[100,4,100,5],[100,6,100,7],[100,8,100,9],[100,10,100,11],[92,0,95,0],[98,0,99,1],[98,4,98,15],[99,4,99,5],[99,6,99,7],[99,8,99,9],[99,10,99,11],[99,12,99,13],[99,14,99,15],[82,12,83,12],[82,13,83,13],[82,14,83,14],[82,15,83,15],[84,0,87,0],[88,0,91,0],[81,12,81,13],[81,14,81,15],[82,4,83,4],[82,5,83,5],[82,6,83,6],[82,7,83,7],[82,8,83,8],[82,9,83,9],[82,10,83,10],[82,11,83,11],[81,0,83,0],[81,1,83,1],[81,4,81,5],[81,6,81,7],[81,8,81,9],[81,10,81,11],[73,0,76,0],[79,0,80,1],[79,4,79,15],[80,4,80,5],[80,6,80,7],[80,8,80,9],[80,10,80,11],[80,12,80,13],[80,14,80,15],[63,12,64,12],[63,13,64,13],[63,14,64,14],[63,15,64,15],[65,0,68,0],[69,0,72,0],[62,12,62,13],[62,14,62,15],[63,4,64,4],[63,5,64,5],[63,6,64,6],[63,7,64,7],[63,8,64,8],[63,9,64,9],[63,10,64,10],[63,11,64,11],[62,0,64,0],[62,1,64,1],[62,4,62,5],[62,6,62,7],[62,8,62,9],[62,10,62,11],[54,0,57,0],[60,0,61,1],[60,4,60,15],[61,4,61,5],[61,6,61,7],[61,8,61,9],[61,10,61,11],[61,12,61,13],[61,14,61,15],[44,12,45,12],[44,13,45,13],[44,14,45,14],[44,15,45,15],[46,0,49,0],[50,0,53,0],[43,12,43,13],[43,14,43,15],[44,4,45,4],[44,5,45,5],[44,6,45,6],[44,7,45,7],[44,8,45,8],[44,9,45,9],[44,10,45,10],[44,11,45,11],[43,0,45,0],[43,1,45,1],[43,4,43,5],[43,6,43,7],[43,8,43,9],[43,10,43,11],[35,0,38,0],[41,0,42,1],[41,4,41,15],[42,4,42,5],[42,6,42,7],[42,8,42,9],[42,10,42,11],[42,12,42,13],[42,14,42,15],[25,12,26,12],[25,13,26,13],[25,14,26,14],[25,15,26,15],[27,0,30,0],[31,0,34,0],[24,12,24,13],[24,14,24,15],[25,4,26,4],[25,5,26,5],[25,6,26,6],[25,7,26,7],[25,8,26,8],[25,9,26,9],[25,10,26,10],[25,11,26,11],[24,0,26,0],[24,1,26,1],[24,4,24,5],[24,6,24,7],[24,8,24,9],[24,10,24,11],[7,0,10,0],[11,0,14,0],[15,0,18,0],[22,4,22,15],[23,4,23,5],[23,6,23,7],[23,8,23,9],[23,10,23,11],[23,12,23,13],[23,14,23,15],[5,10,6,10],[5,11,6,11],[5,12,6,12],[5,13,6,13],[5,14,6,14],[5,15,6,15],[4,10,4,11],[4,12,4,13],[4,14,4,15],[5,2,6,2],[5,3,6,3],[5,4,6,4],[5,5,6,5],[5,6,6,6],[5,7,6,7],[5,8,6,8],[4,0,6,0],[4,1,6,1],[4,2,4,3],[4,4,4,5],[4,6,4,7],[4,8,4,9],[5,9,6,9],[2,0,2,1],[2,2,2,15],[3,2,3,3],[3,4,3,5],[3,6,3,7],[3,8,3,9],[3,10,3,11],[3,12,3,13],[3,14,3,15]]}
[]
["4A7A30_30",18.2]
["Evaporator Air \n",null,"Condenser  Entering Air Temperature ˚F"]
[80,"°F DB",85,null,90,null,95,null,100,null,105,null,110,null,115]
["CFM","EWB†\n˚F","Capacity Mbtuh",null,"Capacity Mbtuh",null,"Capacity Mbtuh",null,"Capacity Mbtuh",null,"Capacity Mbtuh",null,"Capacity Mbtuh",null,"Capacity Mbtuh"]
[null,null,"Total","Sens.","Total","Sens.","Total","Sens.","Total","Sens.","Total","Sens.","Total","Sens.","Total","Sens."]
[null,null,null,null,null,null,null,null,null,null,null,null,null,null,null,null,null,"Total Factors",null,null,null,null,null,null,"Sens. %",null,null,null,null,null,null,"IDB Adj",null,null,null,null,null,null,"Sens Calc"]
[875,71,{"$f":"R8*$B$2","v":20.47156013745704},{"$f":"IF(AM8>C8,C8,AM8)","v":10.664824742268038},{"$f":"S8*$B$2","v":19.919931271477662},{"$f":"IF(AN8>E8,E8,AN8)","v":10.483896216440925},{"$f":"T8*$B$2","v":19.36830240549828},{"$f":"IF(AO8>G8,G8,AO8)","v":10.297072164948451},{"$f":"U8*$B$2","v":18.786027491408934},{"$f":"IF(AP8>I8,I8,AP8)","v":10.117216186397446},{"$f":"V8*$B$2","v":18.203752577319584},{"$f":"IF(AQ8>K8,K8,AQ8)","v":9.9293195876288625},{"$f":"W8*$B$2","v":17.652123711340202},{"$f":"IF(AR8>M8,M8,AR8)","v":9.7492178855397977},{"$f":"X8*$B$2","v":17.100494845360821},{"$f":"IF(AS8>O8,O8,AS8)","v":9.5615670103092771},null,1.1248109965635738,1.0945017182130583,1.0641924398625429,1.0321993127147766,1.0002061855670101,0.96989690721649469,0.93958762886597924,0.52095808383233533,0.52630182672629422,0.53164556962025311,0.53855005753739926,0.54545454545454541,0.55229716520039096,0.55913978494623662,0.87499999999999978,0.87499999999999989,0.875,0.875,0.875,0.875,0.875,{"$f":"Y8*C8+($A$4-80)*AF8*$A$8/1000","v":10.664824742268038},{"$f":"Z8*E8+($A$4-80)*AG8*$A$8/1000","v":10.483896216440925},{"$f":"AA8*G8+($A$4-80)*AH8*$A$8/1000","v":10.297072164948451},{"$f":"AB8*I8+($A$4-80)*AI8*$A$8/1000","v":10.117216186397446},{"$f":"AC8*K8+($A$4-80)*AJ8*$A$8/1000","v":9.9293195876288625},{"$f":"AD8*M8+($A$4-80)*AK8*$A$8/1000","v":9.7492178855397977},{"$f":"AE8*O8+($A$4-80)*AL8*$A$8/1000","v":9.5615670103092771}]
[null,67,{"$f":"R9*$B$2","v":18.877965635738832},12.932632302405498,18.356982817869415,{"$f":"IF(AN9>E9,E9,AN9)","v":12.722268969587468},17.835999999999999,{"$f":"IF(AO9>G9,G9,AO9)","v":12.503587628865978},17.315017182130582,{"$f":"IF(AP9>I9,I9,AP9)","v":12.325337123513},16.794034364261165,{"$f":"IF(AQ9>K9,K9,AQ9)","v":12.135835051546392},16.273051546391748,{"$f":"IF(AR9>M9,M9,AR9)","v":11.958328813245673},15.752068728522335,{"$f":"IF(AS9>O9,O9,AS9)","v":11.768082474226803},null,1.0372508591065293,1.0086254295532646,0.98,0.95137457044673535,0.9227491408934706,0.89412371134020607,0.86549828178694155,0.68506493506493504,0.69304793144999333,0.7010309278350515,0.71182933253066449,0.72262773722627749,0.73485472464426715,0.74708171206225682,0.88750000000000018,0.88124999999999998,0.87499999999999978,0.87499999999999989,0.875,0.875,0.875,{"$f":"Y9*C9+($A$4-80)*AF9*$A$8/1000","v":12.932632302405498},{"$f":"Z9*E9+($A$4-80)*AG9*$A$8/1000","v":12.722268969587468},{"$f":"AA9*G9+($A$4-80)*AH9*$A$8/1000","v":12.503587628865978},{"$f":"AB9*I9+($A$4-80)*AI9*$A$8/1000","v":12.325337123513},{"$f":"AC9*K9+($A$4-80)*AJ9*$A$8/1000","v":12.135835051546392},{"$f":"AD9*M9+($A$4-80)*AK9*$A$8/1000","v":11.958328813245673},{"$f":"AE9*O9+($A$4-80)*AL9*$A$8/1000","v":11.768082474226803}]
[null,63,17.652123711340206,15.200439862542956,17.161786941580754,14.992026705298386,16.671450171821302,14.771395189003435,16.211759450171819,14.594039032961451,15.752068728522335,14.403642611683846,15.261731958762885,14.228545945505982,14.771395189003437,14.035890034364259,null,0.9698969072164948,0.94295532646048097,0.91601374570446725,0.89075601374570446,0.86549828178694155,0.83855670103092783,0.81161512027491411,0.86111111111111116,0.87357026143790861,0.88602941176470595,0.9002131494621195,0.91439688715953304,0.93230217801960047,0.95020746887966789,0.875,0.875,0.875,0.875,0.875,0.87499999999999989,0.87499999999999978,15.200439862542956,{"$f":"Z10*E10+($A$4-80)*AG10*$A$8/1000","v":14.992026705298386},{"$f":"AA10*G10+($A$4-80)*AH10*$A$8/1000","v":14.771395189003435},14.594039032961451,14.403642611683846,14.228545945505982,14.035890034364259]
[null,59,16.855326460481098,16.855326460481098,16.395635738831611,16.395635738831611,15.93594501718213,15.93594501718213,15.476254295532643,15.476254295532643,15.016563573883158,15.016563573883158,14.556872852233676,14.556872852233676,14.097182130584191,14.097182130584191,null,0.92611683848797244,0.90085910652920953,0.87560137457044673,0.85034364261168371,0.82508591065292081,0.79982817869415801,0.7745704467353951,1,1,1,1,1,1,1,0.71249999999999991,0.66249999999999987,0.61249999999999982,0.5625,0.51250000000000018,0.45625000000000004,0.39999999999999991,16.855326460481098,{"$f":"Z11*E11+($A$4-80)*AG11*$A$8/1000","v":16.395635738831611},{"$f":"AA11*G11+($A$4-80)*AH11*$A$8/1000","v":15.93594501718213},{"$f":"AB11*I11+($A$4-80)*AI11*$A$8/1000","v":15.476254295532643},15.016563573883158,14.556872852233676,14.097182130584191]
[1000,71,20.889347079037798,10.882474226804122,20.326460481099655,10.697853282082578,19.763573883161509,10.507216494845359,19.169415807560132,10.32368998611984,18.575257731958761,10.131958762886596,18.012371134020615,9.9481815158569376,17.449484536082473,9.7567010309278359,null,1.1477663230240549,1.1168384879725086,1.0859106529209621,1.0532646048109964,1.0206185567010309,0.98969072164948435,0.95876288659793807,0.52095808383233533,0.52630182672629422,0.53164556962025311,0.53855005753739926,0.54545454545454541,0.55229716520039096,0.55913978494623662,0.87499999999999978,0.87499999999999989,0.875,0.875,0.875,0.875,0.875,{"$f":"Y12*C12+($A$4-80)*AF12*$A$12/1000","v":10.882474226804122},{"$f":"Z12*E12+($A$4-80)*AG12*$A$12/1000","v":10.697853282082578},{"$f":"AA12*G12+($A$4-80)*AH12*$A$12/1000","v":10.507216494845359},{"$f":"AB12*I12+($A$4-80)*AI12*$A$12/1000","v":10.32368998611984},{"$f":"AC12*K12+($A$4-80)*AJ12*$A$12/1000","v":10.131958762886596},{"$f":"AD12*M12+($A$4-80)*AK12*$A$12/1000","v":9.9481815158569376},{"$f":"AE12*O12+($A$4-80)*AL12*$A$12/1000","v":9.7567010309278359}]
[null,67,19.263230240549827,13.196563573883161,18.731615120274917,12.981907111823949,18.2,12.758762886597937,17.668384879725085,12.576874615829592,17.136769759450168,12.383505154639174,16.605154639175254,12.202376340046607,16.073539518900343,12.008247422680412,null,1.0584192439862543,1.0292096219931273,1,0.97079037800687284,0.94158075601374558,0.91237113402061842,0.88316151202749138,0.68506493506493504,0.69304793144999333,0.7010309278350515,0.71182933253066449,0.72262773722627749,0.73485472464426715,0.74708171206225682,0.88750000000000018,0.88124999999999998,0.87499999999999978,0.87499999999999989,0.875,0.875,0.875,{"$f":"Y13*C13+($A$4-80)*AF13*$A$12/1000","v":13.196563573883161},{"$f":"Z13*E13+($A$4-80)*AG13*$A$12/1000","v":12.981907111823949},{"$f":"AA13*G13+($A$4-80)*AH13*$A$12/1000","v":12.758762886597937},{"$f":"AB13*I13+($A$4-80)*AI13*$A$12/1000","v":12.576874615829592},{"$f":"AC13*K13+($A$4-80)*AJ13*$A$12/1000","v":12.383505154639174},{"$f":"AD13*M13+($A$4-80)*AK13*$A$12/1000","v":12.202376340046607},{"$f":"AE13*O13+($A$4-80)*AL13*$A$12/1000","v":12.008247422680412}]
[null,63,18.012371134020615,15.510652920962197,17.512027491408933,15.297986433977945,17.011683848797247,15.072852233676974,16.542611683848794,14.891876564246378,16.073539518900343,14.697594501718212,15.573195876288658,14.518924434189776,15.072852233676976,14.322336769759447,null,0.98969072164948446,0.96219931271477654,0.93470790378006863,0.90893470790377995,0.88316151202749138,0.85567010309278346,0.82817869415807566,0.86111111111111116,0.87357026143790861,0.88602941176470595,0.9002131494621195,0.91439688715953304,0.93230217801960047,0.95020746887966789,0.875,0.875,0.875,0.875,0.875,0.87499999999999989,0.87499999999999978,15.510652920962197,{"$f":"Z14*E14+($A$4-80)*AG14*$A$12/1000","v":15.297986433977945},{"$f":"AA14*G14+($A$4-80)*AH14*$A$12/1000","v":15.072852233676974},14.891876564246378,14.697594501718212,14.518924434189776,14.322336769759447]
[null,59,17.199312714776632,17.199312714776632,16.730240549828178,16.730240549828178,16.261168384879724,16.261168384879724,15.792096219931269,15.792096219931269,15.323024054982817,15.323024054982817,14.853951890034363,14.853951890034363,14.384879725085909,14.384879725085909,null,0.94501718213058417,0.91924398625429549,0.89347079037800681,0.86769759450171813,0.84192439862542956,0.81615120274914088,0.7903780068728522,1,1,1,1,1,1,1,0.71249999999999991,0.66249999999999987,0.61249999999999982,0.5625,0.51250000000000018,0.45625000000000004,0.39999999999999991,17.199312714776632,{"$f":"Z15*E15+($A$4-80)*AG15*$A$12/1000","v":16.730240549828178},{"$f":"AA15*G15+($A$4-80)*AH15*$A$12/1000","v":16.261168384879724},15.792096219931269,15.323024054982817,14.853951890034363,14.384879725085909]
[1125,71,21.307134020618555,11.100123711340206,20.732989690721649,10.911810347724229,20.158845360824738,10.717360824742265,19.552804123711336,10.530163785842237,18.946762886597938,10.334597938144329,18.372618556701028,10.147145146174076,17.798474226804121,9.9518350515463911,null,1.1707216494845361,1.1391752577319587,1.1076288659793814,1.0743298969072164,1.0410309278350516,1.009484536082474,0.97793814432989679,0.52095808383233533,0.52630182672629422,0.53164556962025311,0.53855005753739926,0.54545454545454541,0.55229716520039096,0.55913978494623662,0.87499999999999978,0.87499999999999989,0.875,0.875,0.875,0.875,0.875,{"$f":"Y16*C16+($A$4-80)*AF16*$A$16/1000","v":11.100123711340206},{"$f":"Z16*E16+($A$4-80)*AG16*$A$16/1000","v":10.911810347724229},{"$f":"AA16*G16+($A$4-80)*AH16*$A$16/1000","v":10.717360824742265},{"$f":"AB16*I16+($A$4-80)*AI16*$A$16/1000","v":10.530163785842237},{"$f":"AC16*K16+($A$4-80)*AJ16*$A$16/1000","v":10.334597938144329},{"$f":"AD16*M16+($A$4-80)*AK16*$A$16/1000","v":10.147145146174076},{"$f":"AE16*O16+($A$4-80)*AL16*$A$16/1000","v":9.9518350515463911}]
[null,67,19.648494845360823,13.460494845360822,19.106247422680411,13.241545254060425,18.564,13.013938144329897,18.021752577319589,12.828412108146185,17.479505154639174,12.631175257731959,16.937257731958763,12.446423866847541,16.395010309278348,12.24841237113402,null,1.0795876288659794,1.0497938144329897,1.02,0.99020618556701034,0.96041237113402056,0.93061855670103089,0.9008247422680411,0.68506493506493504,0.69304793144999333,0.7010309278350515,0.71182933253066449,0.72262773722627749,0.73485472464426715,0.74708171206225682,0.88750000000000018,0.88124999999999998,0.87499999999999978,0.87499999999999989,0.875,0.875,0.875,{"$f":"Y17*C17+($A$4-80)*AF17*$A$16/1000","v":13.460494845360822},{"$f":"Z17*E17+($A$4-80)*AG17*$A$16/1000","v":13.241545254060425},{"$f":"AA17*G17+($A$4-80)*AH17*$A$16/1000","v":13.013938144329897},{"$f":"AB17*I17+($A$4-80)*AI17*$A$16/1000","v":12.828412108146185},{"$f":"AC17*K17+($A$4-80)*AJ17*$A$16/1000","v":12.631175257731959},{"$f":"AD17*M17+($A$4-80)*AK17*$A$16/1000","v":12.446423866847541},{"$f":"AE17*O17+($A$4-80)*AL17*$A$16/1000","v":12.24841237113402}]
[null,63,18.372618556701031,15.820865979381445,17.862268041237115,15.603946162657506,17.351917525773192,15.374309278350514,16.873463917525772,15.189714095531308,16.395010309278348,14.991546391752575,15.88465979381443,14.80930292287357,15.374309278350514,14.608783505154635,null,1.0094845360824742,0.98144329896907223,0.95340206185567,0.92711340206185555,0.9008247422680411,0.87278350515463909,0.84474226804123709,0.86111111111111116,0.87357026143790861,0.88602941176470595,0.9002131494621195,0.91439688715953304,0.93230217801960047,0.95020746887966789,0.875,0.875,0.875,0.875,0.875,0.87499999999999989,0.87499999999999978,15.820865979381445,{"$f":"Z18*E18+($A$4-80)*AG18*$A$16/1000","v":15.603946162657506},{"$f":"AA18*G18+($A$4-80)*AH18*$A$16/1000","v":15.374309278350514},15.189714095531308,14.991546391752575,14.80930292287357,14.608783505154635]
[null,59,17.543298969072165,17.543298969072165,17.064845360824741,17.064845360824741,16.58639175257732,16.58639175257732,16.107938144329896,16.107938144329896,15.629484536082474,15.629484536082474,15.151030927835052,15.151030927835052,14.672577319587628,14.672577319587628,null,0.96391752577319589,0.93762886597938144,0.91134020618556699,0.88505154639175265,0.8587628865979382,0.83247422680412375,0.8061855670103093,1,1,1,1,1,1,1,0.71249999999999991,0.66249999999999987,0.61249999999999982,0.5625,0.51250000000000018,0.45625000000000004,0.39999999999999991,17.543298969072165,{"$f":"Z19*E19+($A$4-80)*AG19*$A$16/1000","v":17.064845360824741},{"$f":"AA19*G19+($A$4-80)*AH19*$A$16/1000","v":16.58639175257732},16.107938144329896,15.629484536082474,15.151030927835052,14.672577319587628]

{"sheet":"4A7A30_36","index":6,"n_rows":19,"n_cols":45,"rows_kept":19,"cut":false,"hidden":true,"merged":[[130,0,133,0],[120,12,121,12],[120,13,121,13],[120,14,121,14],[120,15,121,15],[122,0,125,0],[126,0,129,0],[119,12,119,13],[119,14,119,15],[120,4,121,4],[120,5,121,5],[120,6,121,6],[120,7,121,7],[120,8,121,8],[120,9,121,9],[120,10,121,10],[120,11,121,11],[119,0,121,0],[119,1,121,1],[119,4,119,5],[119,6,119,7],[119,8,119,9],[119,10,119,11],[111,0,114,0],[117,0,118,1],[117,4,117,15],[118,4,118,5],[118,6,118,7],[118,8,118,9],[118,10,118,11],[118,12,118,13],[118,14,118,15],[101,12,102,12],[101,13,102,13],[101,14,102,14],[101,15,102,15],[103,0,106,0],[107,0,110,0],[100,12,100,13],[100,14,100,15],[101,4,102,4],[101,5,102,5],[101,6,102,6],[101,7,102,7],[101,8,102,8],[101,9,102,9],[101,10,102,10],[101,11,102,11],[100,0,102,0],[100,1,102,1],[100,4,100,5],[100,6,100,7],[100,8,100,9],[100,10,100,11],[92,0,95,0],[98,0,99,1],[98,4,98,15],[99,4,99,5],[99,6,99,7],[99,8,99,9],[99,10,99,11],[99,12,99,13],[99,14,99,15],[82,12,83,12],[82,13,83,13],[82,14,83,14],[82,15,83,15],[84,0,87,0],[88,0,91,0],[81,12,81,13],[81,14,81,15],[82,4,83,4],[82,5,83,5],[82,6,83,6],[82,7,83,7],[82,8,83,8],[82,9,83,9],[82,10,83,10],[82,11,83,11],[81,0,83,0],[81,1,83,1],[81,4,81,5],[81,6,81,7],[81,8,81,9],[81,10,81,11],[73,0,76,0],[79,0,80,1],[79,4,79,15],[80,4,80,5],[80,6,80,7],[80,8,80,9],[80,10,80,11],[80,12,80,13],[80,14,80,15],[63,12,64,12],[63,13,64,13],[63,14,64,14],[63,15,64,15],[65,0,68,0],[69,0,72,0],[62,12,62,13],[62,14,62,15],[63,4,64,4],[63,5,64,5],[63,6,64,6],[63,7,64,7],[63,8,64,8],[63,9,64,9],[63,10,64,10],[63,11,64,11],[62,0,64,0],[62,1,64,1],[62,4,62,5],[62,6,62,7],[62,8,62,9],[62,10,62,11],[54,0,57,0],[60,0,61,1],[60,4,60,15],[61,4,61,5],[61,6,61,7],[61,8,61,9],[61,10,61,11],[61,12,61,13],[61,14,61,15],[44,12,45,12],[44,13,45,13],[44,14,45,14],[44,15,45,15],[46,0,49,0],[50,0,53,0],[43,12,43,13],[43,14,43,15],[44,4,45,4],[44,5,45,5],[44,6,45,6],[44,7,45,7],[44,8,45,8],[44,9,45,9],[44,10,45,10],[44,11,45,11],[43,0,45,0],[43,1,45,1],[43,4,43,5],[43,6,43,7],[43,8,43,9],[43,10,43,11],[35,0,38,0],[41,0,42,1],[41,4,41,15],[42,4,42,5],[42,6,42,7],[42,8,42,9],[42,10,42,11],[42,12,42,13],[42,14,42,15],[25,12,26,12],[25,13,26,13],[25,14,26,14],[25,15,26,15],[27,0,30,0],[31,0,34,0],[24,12,24,13],[24,14,24,15],[25,4,26,4],[25,5,26,5],[25,6,26,6],[25,7,26,7],[25,8,26,8],[25,9,26,9],[25,10,26,10],[25,11,26,11],[24,0,26,0],[24,1,26,1],[24,4,24,5],[24,6,24,7],[24,8,24,9],[24,10,24,11],[7,0,10,0],[11,0,14,0],[15,0,18,0],[22,4,22,15],[23,4,23,5],[23,6,23,7],[23,8,23,9],[23,10,23,11],[23,12,23,13],[23,14,23,15],[5,10,6,10],[5,11,6,11],[5,12,6,12],[5,13,6,13],[5,14,6,14],[5,15,6,15],[4,10,4,11],[4,12,4,13],[4,14,4,15],[5,2,6,2],[5,3,6,3],[5,4,6,4],[5,5,6,5],[5,6,6,6],[5,7,6,7],[5,8,6,8],[4,0,6,0],[4,1,6,1],[4,2,4,3],[4,4,4,5],[4,6,4,7],[4,8,4,9],[5,9,6,9],[2,0,2,1],[2,2,2,15],[3,2,3,3],[3,4,3,5],[3,6,3,7],[3,8,3,9],[3,10,3,11],[3,12,3,13],[3,14,3,15]]}
[]
["4A7A30_36",18.2]
["Evaporator Air \n",null,"Condenser  Entering Air Temperature ˚F"]
[80,"°F DB",85,null,90,null,95,null,100,null,105,null,110,null,115]
["CFM","EWB†\n˚F","Capacity Mbtuh",null,"Capacity Mbtuh",null,"Capacity Mbtuh",null,"Capacity Mbtuh",null,"Capacity Mbtuh",null,"Capacity Mbtuh",null,"Capacity Mbtuh"]
[null,null,"Total","Sens.","Total","Sens.","Total","Sens.","Total","Sens.","Total","Sens.","Total","Sens.","Total","Sens."]
[null,null,null,null,null,null,null,null,null,null,null,null,null,null,null,null,null,"Total Factors",null,null,null,null,null,null,"Sens. %",null,null,null,null,null,null,"IDB Adj",null,null,null,null,null,null,"Sens Calc"]
[1050,71,{"$f":"R8*$B$2","v":20.144188235294113},{"$f":"IF(AM8>C8,C8,AM8)","v":10.439305882352938},{"$f":"S8*$B$2","v":19.750747058823528},{"$f":"IF(AN8>E8,E8,AN8)","v":10.309637393330043},{"$f":"T8*$B$2","v":19.357305882352943},{"$f":"IF(AO8>G8,G8,AO8)","v":10.177011764705883},{"$f":"U8*$B$2","v":18.963864705882351},{"$f":"IF(AP8>I8,I8,AP8)","v":10.047468578208461},{"$f":"V8*$B$2","v":18.570423529411766},{"$f":"IF(AQ8>K8,K8,AQ8)","v":9.9147176470588239},{"$f":"W8*$B$2","v":18.150752941176471},{"$f":"IF(AR8>M8,M8,AR8)","v":9.7589195183679749},{"$f":"X8*$B$2","v":17.731082352941172},{"$f":"IF(AS8>O8,O8,AS8)","v":9.5999647058823516},null,1.1068235294117645,1.0852058823529411,1.0635882352941177,1.0419705882352941,1.0203529411764707,0.99729411764705889,0.97423529411764687,0.51822916666666663,0.52198721205962051,0.5257452574525745,0.52982178126866009,0.53389830508474578,0.53765921171397058,0.54142011834319537,0.85416666666666663,0.85416666666666663,0.85416666666666663,0.85416666666666663,0.85416666666666663,0.84895833333333337,0.84375000000000011,{"$f":"Y8*C8+($A$4-80)*AF8*$A$8/1000","v":10.439305882352938},{"$f":"Z8*E8+($A$4-80)*AG8*$A$8/1000","v":10.309637393330043},{"$f":"AA8*G8+($A$4-80)*AH8*$A$8/1000","v":10.177011764705883},{"$f":"AB8*I8+($A$4-80)*AI8*$A$8/1000","v":10.047468578208461},{"$f":"AC8*K8+($A$4-80)*AJ8*$A$8/1000","v":9.9147176470588239},{"$f":"AD8*M8+($A$4-80)*AK8*$A$8/1000","v":9.7589195183679749},{"$f":"AE8*O8+($A$4-80)*AL8*$A$8/1000","v":9.5999647058823516}]
[null,67,{"$f":"R9*$B$2","v":18.570423529411766},12.642576470588239,18.20321176470588,{"$f":"IF(AN9>E9,E9,AN9)","v":12.513876269817999},17.835999999999999,{"$f":"IF(AO9>G9,G9,AO9)","v":12.380282352941178},17.468788235294117,{"$f":"IF(AP9>I9,I9,AP9)","v":12.251792311758338},17.101576470588235,{"$f":"IF(AQ9>K9,K9,AQ9)","v":12.117988235294117},16.734364705882353,{"$f":"IF(AR9>M9,M9,AR9)","v":11.989736644412368},16.367152941176471,{"$f":"IF(AS9>O9,O9,AS9)","v":11.85569411764706},null,1.0203529411764707,1.0001764705882352,0.98,0.95982352941176474,0.93964705882352939,0.91947058823529415,0.8992941176470588,0.68079096045197751,0.68745430375540062,0.69411764705882362,0.70135330205701918,0.70858895705521474,0.71647396570709465,0.72435897435897445,0.84375000000000011,0.84895833333333348,0.85416666666666685,0.85416666666666685,0.85416666666666685,0.85416666666666685,0.85416666666666685,{"$f":"Y9*C9+($A$4-80)*AF9*$A$8/1000","v":12.642576470588239},{"$f":"Z9*E9+($A$4-80)*AG9*$A$8/1000","v":12.513876269817999},{"$f":"AA9*G9+($A$4-80)*AH9*$A$8/1000","v":12.380282352941178},{"$f":"AB9*I9+($A$4-80)*AI9*$A$8/1000","v":12.251792311758338},{"$f":"AC9*K9+($A$4-80)*AJ9*$A$8/1000","v":12.117988235294117},{"$f":"AD9*M9+($A$4-80)*AK9*$A$8/1000","v":11.989736644412368},{"$f":"AE9*O9+($A$4-80)*AL9*$A$8/1000","v":11.85569411764706}]
[null,63,17.363870588235294,14.950764705882351,17.022888235294118,14.822938125424027,16.681905882352943,14.688470588235296,16.340923529411764,14.53413866572054,15.999941176470589,14.373717647058823,15.658958823529412,14.246470100097753,15.317976470588235,14.111423529411764,null,0.95405882352941185,0.93532352941176478,0.9165882352941177,0.89785294117647063,0.87911764705882356,0.86038235294117649,0.84164705882352941,0.86102719033232622,0.87076516749320709,0.88050314465408808,0.88943190019589646,0.89836065573770485,0.90979676622501682,0.92123287671232879,0.85416666666666663,0.85416666666666663,0.85416666666666663,0.84895833333333326,0.84374999999999978,0.84374999999999978,0.84374999999999978,14.950764705882351,{"$f":"Z10*E10+($A$4-80)*AG10*$A$8/1000","v":14.822938125424027},{"$f":"AA10*G10+($A$4-80)*AH10*$A$8/1000","v":14.688470588235296},14.53413866572054,14.373717647058823,14.246470100097753,14.111423529411764]
[null,59,16.576988235294117,16.576988235294117,16.236005882352941,16.236005882352941,15.895023529411764,15.895023529411764,15.580270588235294,15.580270588235294,15.265517647058823,15.265517647058823,14.950764705882351,14.950764705882351,14.636011764705881,14.636011764705881,null,0.9108235294117647,0.89208823529411763,0.87335294117647055,0.85605882352941176,0.83876470588235297,0.82147058823529406,0.80417647058823527,1,1,1,1,1,1,1,0.68750000000000022,0.65104166666666685,0.61458333333333348,0.57812500000000022,0.54166666666666696,0.51041666666666674,0.47916666666666641,16.576988235294117,{"$f":"Z11*E11+($A$4-80)*AG11*$A$8/1000","v":16.236005882352941},{"$f":"AA11*G11+($A$4-80)*AH11*$A$8/1000","v":15.895023529411764},{"$f":"AB11*I11+($A$4-80)*AI11*$A$8/1000","v":15.580270588235294},15.265517647058823,14.950764705882351,14.636011764705881]
[1200,71,20.555294117647058,10.652352941176469,20.153823529411763,10.520038156459227,19.752352941176468,10.384705882352939,19.350882352941177,10.252518957355575,18.949411764705879,10.11705882352941,18.521176470588234,9.9580811411918102,18.092941176470585,9.7958823529411774,null,1.1294117647058823,1.1073529411764707,1.0852941176470587,1.0632352941176471,1.0411764705882351,1.0176470588235293,0.99411764705882344,0.51822916666666663,0.52198721205962051,0.5257452574525745,0.52982178126866009,0.53389830508474578,0.53765921171397058,0.54142011834319537,0.85416666666666663,0.85416666666666663,0.85416666666666663,0.85416666666666663,0.85416666666666663,0.84895833333333337,0.84375000000000011,{"$f":"Y12*C12+($A$4-80)*AF12*$A$12/1000","v":10.652352941176469},{"$f":"Z12*E12+($A$4-80)*AG12*$A$12/1000","v":10.520038156459227},{"$f":"AA12*G12+($A$4-80)*AH12*$A$12/1000","v":10.384705882352939},{"$f":"AB12*I12+($A$4-80)*AI12*$A$12/1000","v":10.252518957355575},{"$f":"AC12*K12+($A$4-80)*AJ12*$A$12/1000","v":10.11705882352941},{"$f":"AD12*M12+($A$4-80)*AK12*$A$12/1000","v":9.9580811411918102},{"$f":"AE12*O12+($A$4-80)*AL12*$A$12/1000","v":9.7958823529411774}]
[null,67,18.949411764705879,12.900588235294117,18.574705882352944,12.769261499814288,18.2,12.63294117647059,17.825294117647058,12.501828889549325,17.450588235294116,12.365294117647059,17.075882352941175,12.234425147359557,16.701176470588234,12.097647058823529,null,1.0411764705882351,1.0205882352941178,1,0.97941176470588232,0.95882352941176474,0.93823529411764706,0.91764705882352937,0.68079096045197751,0.68745430375540062,0.69411764705882362,0.70135330205701918,0.70858895705521474,0.71647396570709465,0.72435897435897445,0.84375000000000011,0.84895833333333348,0.85416666666666685,0.85416666666666685,0.85416666666666685,0.85416666666666685,0.85416666666666685,{"$f":"Y13*C13+($A$4-80)*AF13*$A$12/1000","v":12.900588235294117},{"$f":"Z13*E13+($A$4-80)*AG13*$A$12/1000","v":12.769261499814288},{"$f":"AA13*G13+($A$4-80)*AH13*$A$12/1000","v":12.63294117647059},{"$f":"AB13*I13+($A$4-80)*AI13*$A$12/1000","v":12.501828889549325},{"$f":"AC13*K13+($A$4-80)*AJ13*$A$12/1000","v":12.365294117647059},{"$f":"AD13*M13+($A$4-80)*AK13*$A$12/1000","v":12.234425147359557},{"$f":"AE13*O13+($A$4-80)*AL13*$A$12/1000","v":12.097647058823529}]
[null,63,17.718235294117648,15.255882352941176,17.37029411764706,15.125447066759211,17.022352941176472,14.988235294117649,16.67441176470588,14.830753740531161,16.326470588235296,14.667058823529413,15.978529411764706,14.537214387854849,15.630588235294116,14.399411764705881,null,0.97352941176470598,0.9544117647058824,0.93529411764705883,0.91617647058823526,0.8970588235294118,0.87794117647058822,0.85882352941176465,0.86102719033232622,0.87076516749320709,0.88050314465408808,0.88943190019589646,0.89836065573770485,0.90979676622501682,0.92123287671232879,0.85416666666666663,0.85416666666666663,0.85416666666666663,0.84895833333333326,0.84374999999999978,0.84374999999999978,0.84374999999999978,15.255882352941176,{"$f":"Z14*E14+($A$4-80)*AG14*$A$12/1000","v":15.125447066759211},{"$f":"AA14*G14+($A$4-80)*AH14*$A$12/1000","v":14.988235294117649},14.830753740531161,14.667058823529413,14.537214387854849,14.399411764705881]
[null,59,16.915294117647058,16.915294117647058,16.567352941176473,16.567352941176473,16.219411764705882,16.219411764705882,15.898235294117649,15.898235294117649,15.577058823529413,15.577058823529413,15.255882352941176,15.255882352941176,14.93470588235294,14.93470588235294,null,0.92941176470588238,0.91029411764705892,0.89117647058823535,0.873529411764706,0.85588235294117654,0.83823529411764708,0.82058823529411762,1,1,1,1,1,1,1,0.68750000000000022,0.65104166666666685,0.61458333333333348,0.57812500000000022,0.54166666666666696,0.51041666666666674,0.47916666666666641,16.915294117647058,{"$f":"Z15*E15+($A$4-80)*AG15*$A$12/1000","v":16.567352941176473},{"$f":"AA15*G15+($A$4-80)*AH15*$A$12/1000","v":16.219411764705882},15.898235294117649,15.577058823529413,15.255882352941176,14.93470588235294]
[1350,71,20.966399999999997,10.865399999999998,20.556899999999999,10.730438919588412,20.147399999999998,10.592399999999998,19.7379,10.457569336502686,19.328399999999995,10.319399999999998,18.8916,10.157242764015647,18.454799999999999,9.9918000000000013,null,1.1519999999999999,1.1294999999999999,1.107,1.0845,1.0619999999999998,1.038,1.014,0.51822916666666663,0.52198721205962051,0.5257452574525745,0.52982178126866009,0.53389830508474578,0.53765921171397058,0.54142011834319537,0.85416666666666663,0.85416666666666663,0.85416666666666663,0.85416666666666663,0.85416666666666663,0.84895833333333337,0.84375000000000011,{"$f":"Y16*C16+($A$4-80)*AF16*$A$16/1000","v":10.865399999999998},{"$f":"Z16*E16+($A$4-80)*AG16*$A$16/1000","v":10.730438919588412},{"$f":"AA16*G16+($A$4-80)*AH16*$A$16/1000","v":10.592399999999998},{"$f":"AB16*I16+($A$4-80)*AI16*$A$16/1000","v":10.457569336502686},{"$f":"AC16*K16+($A$4-80)*AJ16*$A$16/1000","v":10.319399999999998},{"$f":"AD16*M16+($A$4-80)*AK16*$A$16/1000","v":10.157242764015647},{"$f":"AE16*O16+($A$4-80)*AL16*$A$16/1000","v":9.9918000000000013}]
[null,67,19.328399999999995,13.158599999999998,18.946199999999997,13.02464672981057,18.564,12.885600000000002,18.181799999999999,12.751865467340311,17.799600000000002,12.612600000000002,17.417399999999997,12.479113650306749,17.0352,12.339600000000001,null,1.0619999999999998,1.0409999999999999,1.02,0.999,0.97800000000000009,0.95699999999999985,0.93599999999999994,0.68079096045197751,0.68745430375540062,0.69411764705882362,0.70135330205701918,0.70858895705521474,0.71647396570709465,0.72435897435897445,0.84375000000000011,0.84895833333333348,0.85416666666666685,0.85416666666666685,0.85416666666666685,0.85416666666666685,0.85416666666666685,{"$f":"Y17*C17+($A$4-80)*AF17*$A$16/1000","v":13.158599999999998},{"$f":"Z17*E17+($A$4-80)*AG17*$A$16/1000","v":13.02464672981057},{"$f":"AA17*G17+($A$4-80)*AH17*$A$16/1000","v":12.885600000000002},{"$f":"AB17*I17+($A$4-80)*AI17*$A$16/1000","v":12.751865467340311},{"$f":"AC17*K17+($A$4-80)*AJ17*$A$16/1000","v":12.612600000000002},{"$f":"AD17*M17+($A$4-80)*AK17*$A$16/1000","v":12.479113650306749},{"$f":"AE17*O17+($A$4-80)*AL17*$A$16/1000","v":12.339600000000001}]
[null,63,18.072599999999998,15.560999999999996,17.717700000000001,15.427956008094396,17.3628,15.288,17.007899999999999,15.127368815341788,16.652999999999999,14.960399999999998,16.298099999999998,14.827958675611944,15.943199999999999,14.6874,null,0.99299999999999999,0.97350000000000014,0.95399999999999996,0.9345,0.91500000000000004,0.89549999999999996,0.876,0.86102719033232622,0.87076516749320709,0.88050314465408808,0.88943190019589646,0.89836065573770485,0.90979676622501682,0.92123287671232879,0.85416666666666663,0.85416666666666663,0.85416666666666663,0.84895833333333326,0.84374999999999978,0.84374999999999978,0.84374999999999978,15.560999999999996,{"$f":"Z18*E18+($A$4-80)*AG18*$A$16/1000","v":15.427956008094396},{"$f":"AA18*G18+($A$4-80)*AH18*$A$16/1000","v":15.288},15.127368815341788,14.960399999999998,14.827958675611944,14.6874]
[null,59,17.253599999999999,17.253599999999999,16.898700000000002,16.898700000000002,16.543800000000001,16.543800000000001,16.216200000000001,16.216200000000001,15.888600000000002,15.888600000000002,15.561,15.561,15.2334,15.2334,null,0.94799999999999995,0.9285000000000001,0.90900000000000003,0.89100000000000013,0.87300000000000011,0.85499999999999998,0.83699999999999997,1,1,1,1,1,1,1,0.68750000000000022,0.65104166666666685,0.61458333333333348,0.57812500000000022,0.54166666666666696,0.51041666666666674,0.47916666666666641,17.253599999999999,{"$f":"Z19*E19+($A$4-80)*AG19*$A$16/1000","v":16.898700000000002},{"$f":"AA19*G19+($A$4-80)*AH19*$A$16/1000","v":16.543800000000001},16.216200000000001,15.888600000000002,15.561,15.2334]

{"sheet":"4A7A30_42","index":7,"n_rows":19,"n_cols":45,"rows_kept":19,"cut":false,"hidden":true,"merged":[[130,0,133,0],[120,12,121,12],[120,13,121,13],[120,14,121,14],[120,15,121,15],[122,0,125,0],[126,0,129,0],[119,12,119,13],[119,14,119,15],[120,4,121,4],[120,5,121,5],[120,6,121,6],[120,7,121,7],[120,8,121,8],[120,9,121,9],[120,10,121,10],[120,11,121,11],[119,0,121,0],[119,1,121,1],[119,4,119,5],[119,6,119,7],[119,8,119,9],[119,10,119,11],[111,0,114,0],[117,0,118,1],[117,4,117,15],[118,4,118,5],[118,6,118,7],[118,8,118,9],[118,10,118,11],[118,12,118,13],[118,14,118,15],[101,12,102,12],[101,13,102,13],[101,14,102,14],[101,15,102,15],[103,0,106,0],[107,0,110,0],[100,12,100,13],[100,14,100,15],[101,4,102,4],[101,5,102,5],[101,6,102,6],[101,7,102,7],[101,8,102,8],[101,9,102,9],[101,10,102,10],[101,11,102,11],[100,0,102,0],[100,1,102,1],[100,4,100,5],[100,6,100,7],[100,8,100,9],[100,10,100,11],[92,0,95,0],[98,0,99,1],[98,4,98,15],[99,4,99,5],[99,6,99,7],[99,8,99,9],[99,10,99,11],[99,12,99,13],[99,14,99,15],[82,12,83,12],[82,13,83,13],[82,14,83,14],[82,15,83,15],[84,0,87,0],[88,0,91,0],[81,12,81,13],[81,14,81,15],[82,4,83,4],[82,5,83,5],[82,6,83,6],[82,7,83,7],[82,8,83,8],[82,9,83,9],[82,10,83,10],[82,11,83,11],[81,0,83,0],[81,1,83,1],[81,4,81,5],[81,6,81,7],[81,8,81,9],[81,10,81,11],[73,0,76,0],[79,0,80,1],[79,4,79,15],[80,4,80,5],[80,6,80,7],[80,8,80,9],[80,10,80,11],[80,12,80,13],[80,14,80,15],[63,12,64,12],[63,13,64,13],[63,14,64,14],[63,15,64,15],[65,0,68,0],[69,0,72,0],[62,12,62,13],[62,14,62,15],[63,4,64,4],[63,5,64,5],[63,6,64,6],[63,7,64,7],[63,8,64,8],[63,9,64,9],[63,10,64,10],[63,11,64,11],[62,0,64,0],[62,1,64,1],[62,4,62,5],[62,6,62,7],[62,8,62,9],[62,10,62,11],[54,0,57,0],[60,0,61,1],[60,4,60,15],[61,4,61,5],[61,6,61,7],[61,8,61,9],[61,10,61,11],[61,12,61,13],[61,14,61,15],[44,12,45,12],[44,13,45,13],[44,14,45,14],[44,15,45,15],[46,0,49,0],[50,0,53,0],[43,12,43,13],[43,14,43,15],[44,4,45,4],[44,5,45,5],[44,6,45,6],[44,7,45,7],[44,8,45,8],[44,9,45,9],[44,10,45,10],[44,11,45,11],[43,0,45,0],[43,1,45,1],[43,4,43,5],[43,6,43,7],[43,8,43,9],[43,10,43,11],[35,0,38,0],[41,0,42,1],[41,4,41,15],[42,4,42,5],[42,6,42,7],[42,8,42,9],[42,10,42,11],[42,12,42,13],[42,14,42,15],[25,12,26,12],[25,13,26,13],[25,14,26,14],[25,15,26,15],[27,0,30,0],[31,0,34,0],[24,12,24,13],[24,14,24,15],[25,4,26,4],[25,5,26,5],[25,6,26,6],[25,7,26,7],[25,8,26,8],[25,9,26,9],[25,10,26,10],[25,11,26,11],[24,0,26,0],[24,1,26,1],[24,4,24,5],[24,6,24,7],[24,8,24,9],[24,10,24,11],[7,0,10,0],[11,0,14,0],[15,0,18,0],[22,4,22,15],[23,4,23,5],[23,6,23,7],[23,8,23,9],[23,10,23,11],[23,12,23,13],[23,14,23,15],[5,10,6,10],[5,11,6,11],[5,12,6,12],[5,13,6,13],[5,14,6,14],[5,15,6,15],[4,10,4,11],[4,12,4,13],[4,14,4,15],[5,2,6,2],[5,3,6,3],[5,4,6,4],[5,5,6,5],[5,6,6,6],[5,7,6,7],[5,8,6,8],[4,0,6,0],[4,1,6,1],[4,2,4,3],[4,4,4,5],[4,6,4,7],[4,8,4,9],[5,9,6,9],[2,0,2,1],[2,2,2,15],[3,2,3,3],[3,4,3,5],[3,6,3,7],[3,8,3,9],[3,10,3,11],[3,12,3,13],[3,14,3,15]]}
[]
["4A7A30_42",18.2]
["Evaporator Air \n",null,"Condenser  Entering Air Temperature ˚F"]
[80,"°F DB",85,null,90,null,95,null,100,null,105,null,110,null,115]
["CFM","EWB†\n˚F","Capacity Mbtuh",null,"Capacity Mbtuh",null,"Capacity Mbtuh",null,"Capacity Mbtuh",null,"Capacity Mbtuh",null,"Capacity Mbtuh",null,"Capacity Mbtuh"]
[null,null,"Total","Sens.","Total","Sens.","Total","Sens.","Total","Sens.","Total","Sens.","Total","Sens.","Total","Sens."]
[null,null,null,null,null,null,null,null,null,null,null,null,null,null,null,null,null,"Total Factors",null,null,null,null,null,null,"Sens. %",null,null,null,null,null,null,"IDB Adj",null,null,null,null,null,null,"Sens Calc"]
[1225,71,{"$f":"R8*$B$2","v":20.214133333333333},{"$f":"IF(AM8>C8,C8,AM8)","v":10.659133333333333},{"$f":"S8*$B$2","v":19.768233333333335},{"$f":"IF(AN8>E8,E8,AN8)","v":10.490772696078432},{"$f":"T8*$B$2","v":19.322333333333329},{"$f":"IF(AO8>G8,G8,AO8)","v":10.319399999999998},{"$f":"U8*$B$2","v":18.897666666666666},{"$f":"IF(AP8>I8,I8,AP8)","v":10.194285057471262},{"$f":"V8*$B$2","v":18.473000000000003},{"$f":"IF(AQ8>K8,K8,AQ8)","v":10.0646},{"$f":"W8*$B$2","v":18.027099999999997},{"$f":"IF(AR8>M8,M8,AR8)","v":9.8965866075295672},{"$f":"X8*$B$2","v":17.581199999999995},{"$f":"IF(AS8>O8,O8,AS8)","v":9.7248666666666637},null,1.1106666666666667,1.0861666666666667,1.0616666666666665,1.0383333333333333,1.0150000000000001,0.99049999999999994,0.96599999999999986,0.52731092436974791,0.53068842921784098,0.53406593406593406,0.53944676013641524,0.54482758620689653,0.54898384141262702,0.5531400966183575,0.91071428571428581,0.90625000000000011,0.90178571428571441,0.90625,0.91071428571428559,0.90624999999999978,0.90178571428571408,{"$f":"Y8*C8+($A$4-80)*AF8*$A$8/1000","v":10.659133333333333},{"$f":"Z8*E8+($A$4-80)*AG8*$A$8/1000","v":10.490772696078432},{"$f":"AA8*G8+($A$4-80)*AH8*$A$8/1000","v":10.319399999999998},{"$f":"AB8*I8+($A$4-80)*AI8*$A$8/1000","v":10.194285057471262},{"$f":"AC8*K8+($A$4-80)*AJ8*$A$8/1000","v":10.0646},{"$f":"AD8*M8+($A$4-80)*AK8*$A$8/1000","v":9.8965866075295672},{"$f":"AE8*O8+($A$4-80)*AL8*$A$8/1000","v":9.7248666666666637}]
[null,67,{"$f":"R9*$B$2","v":18.642866666666666},12.867400000000002,18.239433333333327,{"$f":"IF(AN9>E9,E9,AN9)","v":12.721703034674762},17.835999999999999,{"$f":"IF(AO9>G9,G9,AO9)","v":12.570133333333333},17.432566666666666,{"$f":"IF(AP9>I9,I9,AP9)","v":12.424714627320588},17.029133333333334,{"$f":"IF(AQ9>K9,K9,AQ9)","v":12.272866666666667},16.604466666666667,{"$f":"IF(AR9>M9,M9,AR9)","v":12.128365175643568},16.1798,{"$f":"IF(AS9>O9,O9,AS9)","v":11.975599999999998},null,1.0243333333333333,1.0021666666666664,0.97999999999999987,0.95783333333333331,0.93566666666666676,0.91233333333333333,0.88900000000000001,0.69020501138952173,0.69748345807571321,0.70476190476190481,0.71273007956299728,0.72069825436408974,0.73042786733952514,0.74015748031496054,0.91071428571428559,0.91071428571428581,0.91071428571428592,0.91071428571428581,0.91071428571428559,0.91071428571428559,0.91071428571428559,{"$f":"Y9*C9+($A$4-80)*AF9*$A$8/1000","v":12.867400000000002},{"$f":"Z9*E9+($A$4-80)*AG9*$A$8/1000","v":12.721703034674762},{"$f":"AA9*G9+($A$4-80)*AH9*$A$8/1000","v":12.570133333333333},{"$f":"AB9*I9+($A$4-80)*AI9*$A$8/1000","v":12.424714627320588},{"$f":"AC9*K9+($A$4-80)*AJ9*$A$8/1000","v":12.272866666666667},{"$f":"AD9*M9+($A$4-80)*AK9*$A$8/1000","v":12.128365175643568},{"$f":"AE9*O9+($A$4-80)*AL9*$A$8/1000","v":11.975599999999998}]
[null,63,17.453799999999998,15.203066666666663,17.0716,15.036933905388087,16.689399999999999,14.863333333333333,16.307199999999998,14.719301960305343,15.924999999999999,14.566066666666664,15.542800000000002,14.422499356862746,15.160600000000001,14.268800000000001,null,0.95899999999999996,0.93800000000000006,0.91699999999999993,0.89599999999999991,0.875,0.85400000000000009,0.83300000000000007,0.87104622871046222,0.88081573522037115,0.89058524173027998,0.90262595419847336,0.91466666666666663,0.9279215686274509,0.94117647058823528,0.91071428571428537,0.90624999999999989,0.90178571428571441,0.90624999999999989,0.91071428571428537,0.91071428571428559,0.91071428571428592,15.203066666666663,{"$f":"Z10*E10+($A$4-80)*AG10*$A$8/1000","v":15.036933905388087},{"$f":"AA10*G10+($A$4-80)*AH10*$A$8/1000","v":14.863333333333333},14.719301960305343,14.566066666666664,14.422499356862746,14.268800000000001]
[null,59,16.646933333333333,16.646933333333333,16.285966666666663,16.285966666666663,15.924999999999999,15.924999999999999,15.564033333333334,15.564033333333334,15.203066666666665,15.203066666666665,14.820866666666664,14.820866666666664,14.438666666666666,14.438666666666666,null,0.91466666666666674,0.89483333333333326,0.875,0.85516666666666674,0.83533333333333326,0.81433333333333324,0.79333333333333333,1,1,1,1,1,1,1,0.69642857142857184,0.65625000000000011,0.61607142857142838,0.57589285714285687,0.53571428571428537,0.49107142857142838,0.4464285714285714,16.646933333333333,{"$f":"Z11*E11+($A$4-80)*AG11*$A$8/1000","v":16.285966666666663},{"$f":"AA11*G11+($A$4-80)*AH11*$A$8/1000","v":15.924999999999999},{"$f":"AB11*I11+($A$4-80)*AI11*$A$8/1000","v":15.564033333333334},15.203066666666665,14.820866666666664,14.438666666666666]
[1400,71,20.626666666666665,10.876666666666667,20.171666666666663,10.704870098039214,19.716666666666665,10.53,19.283333333333331,10.402331691297206,18.850000000000001,10.27,18.395,10.098557762785275,17.939999999999998,9.923333333333332,null,1.1333333333333333,1.1083333333333332,1.0833333333333333,1.0595238095238095,1.0357142857142858,1.0107142857142857,0.98571428571428565,0.52731092436974791,0.53068842921784098,0.53406593406593406,0.53944676013641524,0.54482758620689653,0.54898384141262702,0.5531400966183575,0.91071428571428581,0.90625000000000011,0.90178571428571441,0.90625,0.91071428571428559,0.90624999999999978,0.90178571428571408,{"$f":"Y12*C12+($A$4-80)*AF12*$A$12/1000","v":10.876666666666667},{"$f":"Z12*E12+($A$4-80)*AG12*$A$12/1000","v":10.704870098039214},{"$f":"AA12*G12+($A$4-80)*AH12*$A$12/1000","v":10.53},{"$f":"AB12*I12+($A$4-80)*AI12*$A$12/1000","v":10.402331691297206},{"$f":"AC12*K12+($A$4-80)*AJ12*$A$12/1000","v":10.27},{"$f":"AD12*M12+($A$4-80)*AK12*$A$12/1000","v":10.098557762785275},{"$f":"AE12*O12+($A$4-80)*AL12*$A$12/1000","v":9.923333333333332}]
[null,67,19.023333333333333,13.130000000000003,18.611666666666668,12.98132962721915,18.2,12.826666666666666,17.78833333333333,12.678280231959782,17.376666666666665,12.523333333333332,16.943333333333332,12.375882832289353,16.509999999999998,12.219999999999997,null,1.0452380952380953,1.0226190476190478,1,0.97738095238095235,0.95476190476190481,0.93095238095238098,0.90714285714285714,0.69020501138952173,0.69748345807571321,0.70476190476190481,0.71273007956299728,0.72069825436408974,0.73042786733952514,0.74015748031496054,0.91071428571428559,0.91071428571428581,0.91071428571428592,0.91071428571428581,0.91071428571428559,0.91071428571428559,0.91071428571428559,{"$f":"Y13*C13+($A$4-80)*AF13*$A$12/1000","v":13.130000000000003},{"$f":"Z13*E13+($A$4-80)*AG13*$A$12/1000","v":12.98132962721915},{"$f":"AA13*G13+($A$4-80)*AH13*$A$12/1000","v":12.826666666666666},{"$f":"AB13*I13+($A$4-80)*AI13*$A$12/1000","v":12.678280231959782},{"$f":"AC13*K13+($A$4-80)*AJ13*$A$12/1000","v":12.523333333333332},{"$f":"AD13*M13+($A$4-80)*AK13*$A$12/1000","v":12.375882832289353},{"$f":"AE13*O13+($A$4-80)*AL13*$A$12/1000","v":12.219999999999997}]
[null,63,17.810000000000002,15.513333333333334,17.420000000000002,15.343810107538866,17.029999999999998,15.166666666666666,16.64,15.019695877862597,16.25,14.863333333333333,15.86,14.716836078431371,15.47,14.56,null,0.97857142857142865,0.95714285714285718,0.93571428571428561,0.91428571428571426,0.8928571428571429,0.87142857142857144,0.85000000000000009,0.87104622871046222,0.88081573522037115,0.89058524173027998,0.90262595419847336,0.91466666666666663,0.9279215686274509,0.94117647058823528,0.91071428571428537,0.90624999999999989,0.90178571428571441,0.90624999999999989,0.91071428571428537,0.91071428571428559,0.91071428571428592,15.513333333333334,{"$f":"Z14*E14+($A$4-80)*AG14*$A$12/1000","v":15.343810107538866},{"$f":"AA14*G14+($A$4-80)*AH14*$A$12/1000","v":15.166666666666666},15.019695877862597,14.863333333333333,14.716836078431371,14.56]
[null,59,16.986666666666665,16.986666666666665,16.618333333333336,16.618333333333336,16.25,16.25,15.881666666666666,15.881666666666666,15.513333333333332,15.513333333333332,15.123333333333331,15.123333333333331,14.733333333333333,14.733333333333333,null,0.93333333333333335,0.91309523809523818,0.8928571428571429,0.87261904761904763,0.85238095238095235,0.83095238095238089,0.80952380952380953,1,1,1,1,1,1,1,0.69642857142857184,0.65625000000000011,0.61607142857142838,0.57589285714285687,0.53571428571428537,0.49107142857142838,0.4464285714285714,16.986666666666665,{"$f":"Z15*E15+($A$4-80)*AG15*$A$12/1000","v":16.618333333333336},{"$f":"AA15*G15+($A$4-80)*AH15*$A$12/1000","v":16.25},15.881666666666666,15.513333333333332,15.123333333333331,14.733333333333333]
[1575,71,21.039199999999997,11.094199999999999,20.575099999999999,10.918967499999999,20.111000000000001,10.740600000000001,19.669,10.610378325123152,19.226999999999997,10.475399999999997,18.762899999999998,10.300528918040978,18.2988,10.1218,null,1.1559999999999999,1.1305000000000001,1.105,1.0807142857142857,1.0564285714285713,1.0309285714285714,1.0054285714285716,0.52731092436974791,0.53068842921784098,0.53406593406593406,0.53944676013641524,0.54482758620689653,0.54898384141262702,0.5531400966183575,0.91071428571428581,0.90625000000000011,0.90178571428571441,0.90625,0.91071428571428559,0.90624999999999978,0.90178571428571408,{"$f":"Y16*C16+($A$4-80)*AF16*$A$16/1000","v":11.094199999999999},{"$f":"Z16*E16+($A$4-80)*AG16*$A$16/1000","v":10.918967499999999},{"$f":"AA16*G16+($A$4-80)*AH16*$A$16/1000","v":10.740600000000001},{"$f":"AB16*I16+($A$4-80)*AI16*$A$16/1000","v":10.610378325123152},{"$f":"AC16*K16+($A$4-80)*AJ16*$A$16/1000","v":10.475399999999997},{"$f":"AD16*M16+($A$4-80)*AK16*$A$16/1000","v":10.300528918040978},{"$f":"AE16*O16+($A$4-80)*AL16*$A$16/1000","v":10.1218}]
[null,67,19.403799999999997,13.3926,18.983899999999995,13.240956219763529,18.564,13.083200000000001,18.144100000000002,12.931845836598979,17.7242,12.7738,17.282200000000003,12.623400488935143,16.840199999999999,12.464399999999998,null,1.0661428571428571,1.0430714285714284,1.02,0.9969285714285715,0.97385714285714287,0.94957142857142873,0.92528571428571438,0.69020501138952173,0.69748345807571321,0.70476190476190481,0.71273007956299728,0.72069825436408974,0.73042786733952514,0.74015748031496054,0.91071428571428559,0.91071428571428581,0.91071428571428592,0.91071428571428581,0.91071428571428559,0.91071428571428559,0.91071428571428559,{"$f":"Y17*C17+($A$4-80)*AF17*$A$16/1000","v":13.3926},{"$f":"Z17*E17+($A$4-80)*AG17*$A$16/1000","v":13.240956219763529},{"$f":"AA17*G17+($A$4-80)*AH17*$A$16/1000","v":13.083200000000001},{"$f":"AB17*I17+($A$4-80)*AI17*$A$16/1000","v":12.931845836598979},{"$f":"AC17*K17+($A$4-80)*AJ17*$A$16/1000","v":12.7738},{"$f":"AD17*M17+($A$4-80)*AK17*$A$16/1000","v":12.623400488935143},{"$f":"AE17*O17+($A$4-80)*AL17*$A$16/1000","v":12.464399999999998}]
[null,63,18.1662,15.823599999999999,17.768400000000003,15.650686309689645,17.3706,15.47,16.972799999999999,15.320089795419848,16.574999999999999,15.160599999999999,16.177199999999999,15.011172799999997,15.779399999999999,14.851199999999999,null,0.99814285714285722,0.97628571428571442,0.9544285714285714,0.93257142857142861,0.9107142857142857,0.8888571428571429,0.86699999999999999,0.87104622871046222,0.88081573522037115,0.89058524173027998,0.90262595419847336,0.91466666666666663,0.9279215686274509,0.94117647058823528,0.91071428571428537,0.90624999999999989,0.90178571428571441,0.90624999999999989,0.91071428571428537,0.91071428571428559,0.91071428571428592,15.823599999999999,{"$f":"Z18*E18+($A$4-80)*AG18*$A$16/1000","v":15.650686309689645},{"$f":"AA18*G18+($A$4-80)*AH18*$A$16/1000","v":15.47},15.320089795419848,15.160599999999999,15.011172799999997,14.851199999999999]
[null,59,17.3264,17.3264,16.950700000000001,16.950700000000001,16.574999999999999,16.574999999999999,16.199299999999997,16.199299999999997,15.823599999999999,15.823599999999999,15.425799999999999,15.425799999999999,15.028,15.028,null,0.95200000000000007,0.93135714285714299,0.9107142857142857,0.89007142857142851,0.86942857142857144,0.84757142857142853,0.82571428571428573,1,1,1,1,1,1,1,0.69642857142857184,0.65625000000000011,0.61607142857142838,0.57589285714285687,0.53571428571428537,0.49107142857142838,0.4464285714285714,17.3264,{"$f":"Z19*E19+($A$4-80)*AG19*$A$16/1000","v":16.950700000000001},{"$f":"AA19*G19+($A$4-80)*AH19*$A$16/1000","v":16.574999999999999},16.199299999999997,15.823599999999999,15.425799999999999,15.028]

{"sheet":"4A7A30_48","index":8,"n_rows":19,"n_cols":45,"rows_kept":19,"cut":false,"hidden":true,"merged":[[130,0,133,0],[120,12,121,12],[120,13,121,13],[120,14,121,14],[120,15,121,15],[122,0,125,0],[126,0,129,0],[119,12,119,13],[119,14,119,15],[120,4,121,4],[120,5,121,5],[120,6,121,6],[120,7,121,7],[120,8,121,8],[120,9,121,9],[120,10,121,10],[120,11,121,11],[119,0,121,0],[119,1,121,1],[119,4,119,5],[119,6,119,7],[119,8,119,9],[119,10,119,11],[111,0,114,0],[117,0,118,1],[117,4,117,15],[118,4,118,5],[118,6,118,7],[118,8,118,9],[118,10,118,11],[118,12,118,13],[118,14,118,15],[101,12,102,12],[101,13,102,13],[101,14,102,14],[101,15,102,15],[103,0,106,0],[107,0,110,0],[100,12,100,13],[100,14,100,15],[101,4,102,4],[101,5,102,5],[101,6,102,6],[101,7,102,7],[101,8,102,8],[101,9,102,9],[101,10,102,10],[101,11,102,11],[100,0,102,0],[100,1,102,1],[100,4,100,5],[100,6,100,7],[100,8,100,9],[100,10,100,11],[92,0,95,0],[98,0,99,1],[98,4,98,15],[99,4,99,5],[99,6,99,7],[99,8,99,9],[99,10,99,11],[99,12,99,13],[99,14,99,15],[82,12,83,12],[82,13,83,13],[82,14,83,14],[82,15,83,15],[84,0,87,0],[88,0,91,0],[81,12,81,13],[81,14,81,15],[82,4,83,4],[82,5,83,5],[82,6,83,6],[82,7,83,7],[82,8,83,8],[82,9,83,9],[82,10,83,10],[82,11,83,11],[81,0,83,0],[81,1,83,1],[81,4,81,5],[81,6,81,7],[81,8,81,9],[81,10,81,11],[73,0,76,0],[79,0,80,1],[79,4,79,15],[80,4,80,5],[80,6,80,7],[80,8,80,9],[80,10,80,11],[80,12,80,13],[80,14,80,15],[63,12,64,12],[63,13,64,13],[63,14,64,14],[63,15,64,15],[65,0,68,0],[69,0,72,0],[62,12,62,13],[62,14,62,15],[63,4,64,4],[63,5,64,5],[63,6,64,6],[63,7,64,7],[63,8,64,8],[63,9,64,9],[63,10,64,10],[63,11,64,11],[62,0,64,0],[62,1,64,1],[62,4,62,5],[62,6,62,7],[62,8,62,9],[62,10,62,11],[54,0,57,0],[60,0,61,1],[60,4,60,15],[61,4,61,5],[61,6,61,7],[61,8,61,9],[61,10,61,11],[61,12,61,13],[61,14,61,15],[44,12,45,12],[44,13,45,13],[44,14,45,14],[44,15,45,15],[46,0,49,0],[50,0,53,0],[43,12,43,13],[43,14,43,15],[44,4,45,4],[44,5,45,5],[44,6,45,6],[44,7,45,7],[44,8,45,8],[44,9,45,9],[44,10,45,10],[44,11,45,11],[43,0,45,0],[43,1,45,1],[43,4,43,5],[43,6,43,7],[43,8,43,9],[43,10,43,11],[35,0,38,0],[41,0,42,1],[41,4,41,15],[42,4,42,5],[42,6,42,7],[42,8,42,9],[42,10,42,11],[42,12,42,13],[42,14,42,15],[25,12,26,12],[25,13,26,13],[25,14,26,14],[25,15,26,15],[27,0,30,0],[31,0,34,0],[24,12,24,13],[24,14,24,15],[25,4,26,4],[25,5,26,5],[25,6,26,6],[25,7,26,7],[25,8,26,8],[25,9,26,9],[25,10,26,10],[25,11,26,11],[24,0,26,0],[24,1,26,1],[24,4,24,5],[24,6,24,7],[24,8,24,9],[24,10,24,11],[7,0,10,0],[11,0,14,0],[15,0,18,0],[22,4,22,15],[23,4,23,5],[23,6,23,7],[23,8,23,9],[23,10,23,11],[23,12,23,13],[23,14,23,15],[5,10,6,10],[5,11,6,11],[5,12,6,12],[5,13,6,13],[5,14,6,14],[5,15,6,15],[4,10,4,11],[4,12,4,13],[4,14,4,15],[5,2,6,2],[5,3,6,3],[5,4,6,4],[5,5,6,5],[5,6,6,6],[5,7,6,7],[5,8,6,8],[4,0,6,0],[4,1,6,1],[4,2,4,3],[4,4,4,5],[4,6,4,7],[4,8,4,9],[5,9,6,9],[2,0,2,1],[2,2,2,15],[3,2,3,3],[3,4,3,5],[3,6,3,7],[3,8,3,9],[3,10,3,11],[3,12,3,13],[3,14,3,15]]}
[]
["4A7A30_48",18.2]
["Evaporator Air \n",null,"Condenser  Entering Air Temperature ˚F"]
[80,"°F DB",85,null,90,null,95,null,100,null,105,null,110,null,115]
["CFM","EWB†\n˚F","Capacity Mbtuh",null,"Capacity Mbtuh",null,"Capacity Mbtuh",null,"Capacity Mbtuh",null,"Capacity Mbtuh",null,"Capacity Mbtuh",null,"Capacity Mbtuh"]
[null,null,"Total","Sens.","Total","Sens.","Total","Sens.","Total","Sens.","Total","Sens.","Total","Sens.","Total","Sens."]
[null,null,null,null,null,null,null,null,null,null,null,null,null,null,null,null,null,"Total Factors",null,null,null,null,null,null,"Sens. %",null,null,null,null,null,null,"IDB Adj",null,null,null,null,null,null,"Sens Calc"]
[1400,71,{"$f":"R8*$B$2","v":20.303874213836476},{"$f":"IF(AM8>C8,C8,AM8)","v":10.619337526205449},{"$f":"S8*$B$2","v":19.817777777777774},{"$f":"IF(AN8>E8,E8,AN8)","v":10.453235200640865},{"$f":"T8*$B$2","v":19.331681341719076},{"$f":"IF(AO8>G8,G8,AO8)","v":10.282809224318656},{"$f":"U8*$B$2","v":18.864280922431867},{"$f":"IF(AP8>I8,I8,AP8)","v":10.116586564568308},{"$f":"V8*$B$2","v":18.396880503144651},{"$f":"IF(AQ8>K8,K8,AQ8)","v":9.946280922431864},{"$f":"W8*$B$2","v":17.929480083857438},{"$f":"IF(AR8>M8,M8,AR8)","v":9.799473283241646},{"$f":"X8*$B$2","v":17.462079664570229},{"$f":"IF(AS8>O8,O8,AS8)","v":9.6471446540880486},null,1.1155974842767296,1.0888888888888888,1.0621802935010483,1.0364989517819707,1.0108176100628929,0.9851362683438154,0.95945492662473797,0.52302025782688766,0.52746757572195446,0.53191489361702127,0.5362826500605431,0.54065040650406504,0.5465564666353302,0.55246252676659524,0.89062499999999989,0.89062499999999989,0.89062499999999989,0.88671875,0.8828125,0.88671875,0.890625,{"$f":"Y8*C8+($A$4-80)*AF8*$A$8/1000","v":10.619337526205449},{"$f":"Z8*E8+($A$4-80)*AG8*$A$8/1000","v":10.453235200640865},{"$f":"AA8*G8+($A$4-80)*AH8*$A$8/1000","v":10.282809224318656},{"$f":"AB8*I8+($A$4-80)*AI8*$A$8/1000","v":10.116586564568308},{"$f":"AC8*K8+($A$4-80)*AJ8*$A$8/1000","v":9.946280922431864},{"$f":"AD8*M8+($A$4-80)*AK8*$A$8/1000","v":9.799473283241646},{"$f":"AE8*O8+($A$4-80)*AL8*$A$8/1000","v":9.6471446540880486}]
[null,67,{"$f":"R9*$B$2","v":18.696016771488466},12.788075471698113,18.266008385744232,{"$f":"IF(AN9>E9,E9,AN9)","v":12.622845719552229},17.835999999999999,{"$f":"IF(AO9>G9,G9,AO9)","v":12.451547169811317},17.405991614255761,{"$f":"IF(AP9>I9,I9,AP9)","v":12.30579446205269},16.975983228511527,{"$f":"IF(AQ9>K9,K9,AQ9)","v":12.152410901467503},16.545974842767293,{"$f":"IF(AR9>M9,M9,AR9)","v":11.987870542185972},16.11596645702306,{"$f":"IF(AS9>O9,O9,AS9)","v":11.815882599580712},null,1.0272536687631026,1.0036268343815513,0.98,0.95637316561844854,0.93274633123689721,0.90911949685534577,0.88549266247379443,0.68400000000000005,0.6910566037735848,0.69811320754716966,0.70698611919208698,0.71585903083700442,0.72451884256467391,0.73317865429234341,0.88281250000000033,0.8828125,0.88281249999999978,0.88671874999999978,0.89062499999999989,0.88671875,0.8828125,{"$f":"Y9*C9+($A$4-80)*AF9*$A$8/1000","v":12.788075471698113},{"$f":"Z9*E9+($A$4-80)*AG9*$A$8/1000","v":12.622845719552229},{"$f":"AA9*G9+($A$4-80)*AH9*$A$8/1000","v":12.451547169811317},{"$f":"AB9*I9+($A$4-80)*AI9*$A$8/1000","v":12.30579446205269},{"$f":"AC9*K9+($A$4-80)*AJ9*$A$8/1000","v":12.152410901467503},{"$f":"AD9*M9+($A$4-80)*AK9*$A$8/1000","v":11.987870542185972},{"$f":"AE9*O9+($A$4-80)*AL9*$A$8/1000","v":11.815882599580712}]
[null,63,17.499471698113204,15.068989517819702,17.08815932914046,14.905310874726712,16.676846960167712,14.73246121593291,16.284230607966457,14.56860895013955,15.891614255765198,14.395932914046121,15.480301886792452,14.252452515126562,15.068989517819704,14.096796645702305,null,0.96150943396226407,0.93890985324947585,0.91631027253668751,0.8947379454926625,0.87316561844863727,0.85056603773584905,0.82796645702306071,0.86111111111111105,0.87225959142999487,0.88340807174887881,0.8946452123450277,0.90588235294117647,0.92068311195445929,0.9354838709677421,0.88281249999999978,0.88281249999999978,0.88281249999999978,0.88281249999999989,0.8828125,0.88671875,0.89062500000000011,15.068989517819702,{"$f":"Z10*E10+($A$4-80)*AG10*$A$8/1000","v":14.905310874726712},{"$f":"AA10*G10+($A$4-80)*AH10*$A$8/1000","v":14.73246121593291},14.56860895013955,14.395932914046121,14.252452515126562,14.096796645702305]
[null,59,16.676846960167712,16.676846960167712,16.302926624737943,16.302926624737943,15.929006289308173,15.929006289308173,15.536389937106913,15.536389937106913,15.143773584905658,15.143773584905658,14.769853249475888,14.769853249475888,14.395932914046119,14.395932914046119,null,0.91631027253668751,0.89576519916142539,0.87522012578616337,0.85364779874213814,0.83207547169811313,0.81153039832285101,0.790985324947589,1,1,1,1,1,1,1,0.72656250000000033,0.67968750000000022,0.63281250000000011,0.58984375,0.546875,0.50390625,0.46093749999999989,16.676846960167712,{"$f":"Z11*E11+($A$4-80)*AG11*$A$8/1000","v":16.302926624737943},{"$f":"AA11*G11+($A$4-80)*AH11*$A$8/1000","v":15.929006289308173},{"$f":"AB11*I11+($A$4-80)*AI11*$A$8/1000","v":15.536389937106913},15.143773584905658,14.769853249475888,14.395932914046119]
[1600,71,20.718238993710692,10.836058700209644,20.222222222222218,10.666566531266188,19.726205450733751,10.492662473794548,19.249266247379452,10.323047514865619,18.772327044025158,10.149266247379455,18.295387840670859,9.9994625339200489,17.81844863731656,9.8440251572327035,null,1.1383647798742138,1.1111111111111109,1.0838574423480083,1.0576519916142557,1.0314465408805031,1.0052410901467506,0.97903563941299787,0.52302025782688766,0.52746757572195446,0.53191489361702127,0.5362826500605431,0.54065040650406504,0.5465564666353302,0.55246252676659524,0.89062499999999989,0.89062499999999989,0.89062499999999989,0.88671875,0.8828125,0.88671875,0.890625,{"$f":"Y12*C12+($A$4-80)*AF12*$A$12/1000","v":10.836058700209644},{"$f":"Z12*E12+($A$4-80)*AG12*$A$12/1000","v":10.666566531266188},{"$f":"AA12*G12+($A$4-80)*AH12*$A$12/1000","v":10.492662473794548},{"$f":"AB12*I12+($A$4-80)*AI12*$A$12/1000","v":10.323047514865619},{"$f":"AC12*K12+($A$4-80)*AJ12*$A$12/1000","v":10.149266247379455},{"$f":"AD12*M12+($A$4-80)*AK12*$A$12/1000","v":9.9994625339200489},{"$f":"AE12*O12+($A$4-80)*AL12*$A$12/1000","v":9.8440251572327035}]
[null,67,19.077568134171905,13.049056603773584,18.638784067085954,12.880454815869623,18.2,12.705660377358488,17.761215932914041,12.55693312454356,17.32243186582809,12.400419287211738,16.883647798742135,12.232520961414256,16.444863731656184,12.057023060796647,null,1.0482180293501047,1.0241090146750524,1,0.97589098532494745,0.95178197064989511,0.92767295597484267,0.90356394129979034,0.68400000000000005,0.6910566037735848,0.69811320754716966,0.70698611919208698,0.71585903083700442,0.72451884256467391,0.73317865429234341,0.88281250000000033,0.8828125,0.88281249999999978,0.88671874999999978,0.89062499999999989,0.88671875,0.8828125,{"$f":"Y13*C13+($A$4-80)*AF13*$A$12/1000","v":13.049056603773584},{"$f":"Z13*E13+($A$4-80)*AG13*$A$12/1000","v":12.880454815869623},{"$f":"AA13*G13+($A$4-80)*AH13*$A$12/1000","v":12.705660377358488},{"$f":"AB13*I13+($A$4-80)*AI13*$A$12/1000","v":12.55693312454356},{"$f":"AC13*K13+($A$4-80)*AJ13*$A$12/1000","v":12.400419287211738},{"$f":"AD13*M13+($A$4-80)*AK13*$A$12/1000","v":12.232520961414256},{"$f":"AE13*O13+($A$4-80)*AL13*$A$12/1000","v":12.057023060796647}]
[null,63,17.856603773584904,15.376519916142556,17.436897274633125,15.209500892578282,17.017190775681339,15.033123689727459,16.616561844863728,14.865927500142396,16.215932914046121,14.689727463312369,15.796226415094338,14.543318892986289,15.376519916142554,14.384486373165618,null,0.98113207547169801,0.95807127882599585,0.93501048218029348,0.91299790356394117,0.89098532494758909,0.86792452830188671,0.84486373165618434,0.86111111111111105,0.87225959142999487,0.88340807174887881,0.8946452123450277,0.90588235294117647,0.92068311195445929,0.9354838709677421,0.88281249999999978,0.88281249999999978,0.88281249999999978,0.88281249999999989,0.8828125,0.88671875,0.89062500000000011,15.376519916142556,{"$f":"Z14*E14+($A$4-80)*AG14*$A$12/1000","v":15.209500892578282},{"$f":"AA14*G14+($A$4-80)*AH14*$A$12/1000","v":15.033123689727459},14.865927500142396,14.689727463312369,14.543318892986289,14.384486373165618]
[null,59,17.017190775681339,17.017190775681339,16.6356394129979,16.6356394129979,16.254088050314465,16.254088050314465,15.853459119496852,15.853459119496852,15.452830188679243,15.452830188679243,15.071278825995806,15.071278825995806,14.689727463312368,14.689727463312368,null,0.93501048218029348,0.91404612159329135,0.89308176100628933,0.87106918238993702,0.84905660377358483,0.82809224318658281,0.80712788259958068,1,1,1,1,1,1,1,0.72656250000000033,0.67968750000000022,0.63281250000000011,0.58984375,0.546875,0.50390625,0.46093749999999989,17.017190775681339,{"$f":"Z15*E15+($A$4-80)*AG15*$A$12/1000","v":16.6356394129979},{"$f":"AA15*G15+($A$4-80)*AH15*$A$12/1000","v":16.254088050314465},15.853459119496852,15.452830188679243,15.071278825995806,14.689727463312368]
[1800,71,21.132603773584904,11.052779874213835,20.626666666666665,10.879897861891513,20.120729559748426,10.702515723270439,19.634251572327045,10.529508465162932,19.147773584905661,10.352251572327043,18.661295597484276,10.199451784598448,18.174817610062892,10.040905660377357,null,1.1611320754716981,1.1333333333333333,1.1055345911949686,1.0788050314465409,1.0520754716981133,1.0253459119496855,0.99861635220125777,0.52302025782688766,0.52746757572195446,0.53191489361702127,0.5362826500605431,0.54065040650406504,0.5465564666353302,0.55246252676659524,0.89062499999999989,0.89062499999999989,0.89062499999999989,0.88671875,0.8828125,0.88671875,0.890625,{"$f":"Y16*C16+($A$4-80)*AF16*$A$16/1000","v":11.052779874213835},{"$f":"Z16*E16+($A$4-80)*AG16*$A$16/1000","v":10.879897861891513},{"$f":"AA16*G16+($A$4-80)*AH16*$A$16/1000","v":10.702515723270439},{"$f":"AB16*I16+($A$4-80)*AI16*$A$16/1000","v":10.529508465162932},{"$f":"AC16*K16+($A$4-80)*AJ16*$A$16/1000","v":10.352251572327043},{"$f":"AD16*M16+($A$4-80)*AK16*$A$16/1000","v":10.199451784598448},{"$f":"AE16*O16+($A$4-80)*AL16*$A$16/1000","v":10.040905660377357}]
[null,67,19.459119496855344,13.310037735849056,19.011559748427672,13.138063912187015,18.564,12.959773584905658,18.116440251572325,12.808071787034434,17.668880503144653,12.648427672955973,17.221320754716981,12.477171380642543,16.773761006289305,12.298163522012578,null,1.0691823899371069,1.0445911949685533,1.02,0.99540880503144646,0.97081761006289302,0.94622641509433969,0.92163522012578614,0.68400000000000005,0.6910566037735848,0.69811320754716966,0.70698611919208698,0.71585903083700442,0.72451884256467391,0.73317865429234341,0.88281250000000033,0.8828125,0.88281249999999978,0.88671874999999978,0.89062499999999989,0.88671875,0.8828125,{"$f":"Y17*C17+($A$4-80)*AF17*$A$16/1000","v":13.310037735849056},{"$f":"Z17*E17+($A$4-80)*AG17*$A$16/1000","v":13.138063912187015},{"$f":"AA17*G17+($A$4-80)*AH17*$A$16/1000","v":12.959773584905658},{"$f":"AB17*I17+($A$4-80)*AI17*$A$16/1000","v":12.808071787034434},{"$f":"AC17*K17+($A$4-80)*AJ17*$A$16/1000","v":12.648427672955973},{"$f":"AD17*M17+($A$4-80)*AK17*$A$16/1000","v":12.477171380642543},{"$f":"AE17*O17+($A$4-80)*AL17*$A$16/1000","v":12.298163522012578}]
[null,63,18.213735849056601,15.684050314465406,17.785635220125787,15.513690910429846,17.35753459119497,15.333786163522012,16.948893081761007,15.163246050145247,16.540251572327044,14.983522012578616,16.112150943396223,14.834185270846012,15.684050314465404,14.67217610062893,null,1.0007547169811319,0.97723270440251575,0.95371069182389945,0.93125786163522017,0.9088050314465409,0.88528301886792438,0.86176100628930796,0.86111111111111105,0.87225959142999487,0.88340807174887881,0.8946452123450277,0.90588235294117647,0.92068311195445929,0.9354838709677421,0.88281249999999978,0.88281249999999978,0.88281249999999978,0.88281249999999989,0.8828125,0.88671875,0.89062500000000011,15.684050314465406,{"$f":"Z18*E18+($A$4-80)*AG18*$A$16/1000","v":15.513690910429846},{"$f":"AA18*G18+($A$4-80)*AH18*$A$16/1000","v":15.333786163522012},15.163246050145247,14.983522012578616,14.834185270846012,14.67217610062893]
[null,59,17.35753459119497,17.35753459119497,16.968352201257861,16.968352201257861,16.579169811320757,16.579169811320757,16.17052830188679,16.17052830188679,15.761886792452831,15.761886792452831,15.372704402515723,15.372704402515723,14.983522012578616,14.983522012578616,null,0.95371069182389945,0.93232704402515731,0.91094339622641518,0.8884905660377358,0.86603773584905663,0.8446540880503145,0.82327044025157237,1,1,1,1,1,1,1,0.72656250000000033,0.67968750000000022,0.63281250000000011,0.58984375,0.546875,0.50390625,0.46093749999999989,17.35753459119497,{"$f":"Z19*E19+($A$4-80)*AG19*$A$16/1000","v":16.968352201257861},{"$f":"AA19*G19+($A$4-80)*AH19*$A$16/1000","v":16.579169811320757},16.17052830188679,15.761886792452831,15.372704402515723,14.983522012578616]

{"sheet":"4A7A30_60","index":9,"n_rows":19,"n_cols":45,"rows_kept":19,"cut":false,"hidden":true,"merged":[[130,0,133,0],[120,12,121,12],[120,13,121,13],[120,14,121,14],[120,15,121,15],[122,0,125,0],[126,0,129,0],[119,12,119,13],[119,14,119,15],[120,4,121,4],[120,5,121,5],[120,6,121,6],[120,7,121,7],[120,8,121,8],[120,9,121,9],[120,10,121,10],[120,11,121,11],[119,0,121,0],[119,1,121,1],[119,4,119,5],[119,6,119,7],[119,8,119,9],[119,10,119,11],[111,0,114,0],[117,0,118,1],[117,4,117,15],[118,4,118,5],[118,6,118,7],[118,8,118,9],[118,10,118,11],[118,12,118,13],[118,14,118,15],[101,12,102,12],[101,13,102,13],[101,14,102,14],[101,15,102,15],[103,0,106,0],[107,0,110,0],[100,12,100,13],[100,14,100,15],[101,4,102,4],[101,5,102,5],[101,6,102,6],[101,7,102,7],[101,8,102,8],[101,9,102,9],[101,10,102,10],[101,11,102,11],[100,0,102,0],[100,1,102,1],[100,4,100,5],[100,6,100,7],[100,8,100,9],[100,10,100,11],[92,0,95,0],[98,0,99,1],[98,4,98,15],[99,4,99,5],[99,6,99,7],[99,8,99,9],[99,10,99,11],[99,12,99,13],[99,14,99,15],[82,12,83,12],[82,13,83,13],[82,14,83,14],[82,15,83,15],[84,0,87,0],[88,0,91,0],[81,12,81,13],[81,14,81,15],[82,4,83,4],[82,5,83,5],[82,6,83,6],[82,7,83,7],[82,8,83,8],[82,9,83,9],[82,10,83,10],[82,11,83,11],[81,0,83,0],[81,1,83,1],[81,4,81,5],[81,6,81,7],[81,8,81,9],[81,10,81,11],[73,0,76,0],[79,0,80,1],[79,4,79,15],[80,4,80,5],[80,6,80,7],[80,8,80,9],[80,10,80,11],[80,12,80,13],[80,14,80,15],[63,12,64,12],[63,13,64,13],[63,14,64,14],[63,15,64,15],[65,0,68,0],[69,0,72,0],[62,12,62,13],[62,14,62,15],[63,4,64,4],[63,5,64,5],[63,6,64,6],[63,7,64,7],[63,8,64,8],[63,9,64,9],[63,10,64,10],[63,11,64,11],[62,0,64,0],[62,1,64,1],[62,4,62,5],[62,6,62,7],[62,8,62,9],[62,10,62,11],[54,0,57,0],[60,0,61,1],[60,4,60,15],[61,4,61,5],[61,6,61,7],[61,8,61,9],[61,10,61,11],[61,12,61,13],[61,14,61,15],[44,12,45,12],[44,13,45,13],[44,14,45,14],[44,15,45,15],[46,0,49,0],[50,0,53,0],[43,12,43,13],[43,14,43,15],[44,4,45,4],[44,5,45,5],[44,6,45,6],[44,7,45,7],[44,8,45,8],[44,9,45,9],[44,10,45,10],[44,11,45,11],[43,0,45,0],[43,1,45,1],[43,4,43,5],[43,6,43,7],[43,8,43,9],[43,10,43,11],[35,0,38,0],[41,0,42,1],[41,4,41,15],[42,4,42,5],[42,6,42,7],[42,8,42,9],[42,10,42,11],[42,12,42,13],[42,14,42,15],[25,12,26,12],[25,13,26,13],[25,14,26,14],[25,15,26,15],[27,0,30,0],[31,0,34,0],[24,12,24,13],[24,14,24,15],[25,4,26,4],[25,5,26,5],[25,6,26,6],[25,7,26,7],[25,8,26,8],[25,9,26,9],[25,10,26,10],[25,11,26,11],[24,0,26,0],[24,1,26,1],[24,4,24,5],[24,6,24,7],[24,8,24,9],[24,10,24,11],[7,0,10,0],[11,0,14,0],[15,0,18,0],[22,4,22,15],[23,4,23,5],[23,6,23,7],[23,8,23,9],[23,10,23,11],[23,12,23,13],[23,14,23,15],[5,10,6,10],[5,11,6,11],[5,12,6,12],[5,13,6,13],[5,14,6,14],[5,15,6,15],[4,10,4,11],[4,12,4,13],[4,14,4,15],[5,2,6,2],[5,3,6,3],[5,4,6,4],[5,5,6,5],[5,6,6,6],[5,7,6,7],[5,8,6,8],[4,0,6,0],[4,1,6,1],[4,2,4,3],[4,4,4,5],[4,6,4,7],[4,8,4,9],[5,9,6,9],[2,0,2,1],[2,2,2,15],[3,2,3,3],[3,4,3,5],[3,6,3,7],[3,8,3,9],[3,10,3,11],[3,12,3,13],[3,14,3,15]]}
[]
["4A7A30_60",18.2]
["Evaporator Air \n",null,"Condenser  Entering Air Temperature ˚F"]
[80,"°F DB",85,null,90,null,95,null,100,null,105,null,110,null,115]
["CFM","EWB†\n˚F","Capacity Mbtuh",null,"Capacity Mbtuh",null,"Capacity Mbtuh",null,"Capacity Mbtuh",null,"Capacity Mbtuh",null,"Capacity Mbtuh",null,"Capacity Mbtuh"]
[null,null,"Total","Sens.","Total","Sens.","Total","Sens.","Total","Sens.","Total","Sens.","Total","Sens.","Total","Sens."]
[null,null,null,null,null,null,null,null,null,null,null,null,null,null,null,null,null,"Total Factors",null,null,null,null,null,null,"Sens. %",null,null,null,null,null,null,"IDB Adj",null,null,null,null,null,null,"Sens Calc"]
[1600,71,{"$f":"R8*$B$2","v":20.091817875210793},{"$f":"IF(AM8>C8,C8,AM8)","v":10.376762225969648},{"$f":"S8*$B$2","v":19.715848229342328},{"$f":"IF(AN8>E8,E8,AN8)","v":10.242556755077228},{"$f":"T8*$B$2","v":19.339878583473862},{"$f":"IF(AO8>G8,G8,AO8)","v":10.106064080944352},{"$f":"U8*$B$2","v":18.963908937605396},{"$f":"IF(AP8>I8,I8,AP8)","v":9.987294102850985},{"$f":"V8*$B$2","v":18.58793929173693},{"$f":"IF(AQ8>K8,K8,AQ8)","v":9.8654435075885338},{"$f":"W8*$B$2","v":18.211969645868464},{"$f":"IF(AR8>M8,M8,AR8)","v":9.7314476114619328},{"$f":"X8*$B$2","v":17.835999999999999},{"$f":"IF(AS8>O8,O8,AS8)","v":9.5947453625632377},null,1.1039460370994942,1.0832883642495785,1.0626306913996628,1.0419730185497471,1.0213153456998314,1.0006576728499157,0.98,0.51646706586826352,0.5195088050958736,0.52255054432348369,0.52664744044653156,0.53074433656957931,0.5343435004938959,0.53794266441821248,0.92032967032967028,0.91689560439560447,0.91346153846153855,0.91689560439560447,0.92032967032967028,0.92032967032967028,0.92032967032967028,{"$f":"Y8*C8+($A$4-80)*AF8*$A$8/1000","v":10.376762225969648},{"$f":"Z8*E8+($A$4-80)*AG8*$A$8/1000","v":10.242556755077228},{"$f":"AA8*G8+($A$4-80)*AH8*$A$8/1000","v":10.106064080944352},{"$f":"AB8*I8+($A$4-80)*AI8*$A$8/1000","v":9.987294102850985},{"$f":"AC8*K8+($A$4-80)*AJ8*$A$8/1000","v":9.8654435075885338},{"$f":"AD8*M8+($A$4-80)*AK8*$A$8/1000","v":9.7314476114619328},{"$f":"AE8*O8+($A$4-80)*AL8*$A$8/1000","v":9.5947453625632377}]
[null,67,{"$f":"R9*$B$2","v":18.527784148397977},12.452114671163574,18.181892074198988,{"$f":"IF(AN9>E9,E9,AN9)","v":12.318648987471752},17.835999999999999,{"$f":"IF(AO9>G9,G9,AO9)","v":12.181416526138278},17.475069139966273,{"$f":"IF(AP9>I9,I9,AP9)","v":12.048411674514812},17.114138279932547,{"$f":"IF(AQ9>K9,K9,AQ9)","v":11.910718381112988},16.768246205733561,{"$f":"IF(AR9>M9,M9,AR9)","v":11.777588792206679},16.422354131534568,{"$f":"IF(AS9>O9,O9,AS9)","v":11.64002023608769},null,1.018010118043845,0.99900505902192249,0.98,0.96016863406408104,0.94033726812816198,0.92133220910623959,0.90232715008431708,0.67207792207792205,0.67752294080287334,0.68296795952782463,0.6894628901329809,0.69595782073813717,0.70237451476467294,0.70879120879120883,0.91346153846153821,0.91346153846153832,0.91346153846153855,0.91346153846153855,0.91346153846153855,0.91346153846153866,0.91346153846153877,{"$f":"Y9*C9+($A$4-80)*AF9*$A$8/1000","v":12.452114671163574},{"$f":"Z9*E9+($A$4-80)*AG9*$A$8/1000","v":12.318648987471752},{"$f":"AA9*G9+($A$4-80)*AH9*$A$8/1000","v":12.181416526138278},{"$f":"AB9*I9+($A$4-80)*AI9*$A$8/1000","v":12.048411674514812},{"$f":"AC9*K9+($A$4-80)*AJ9*$A$8/1000","v":11.910718381112988},{"$f":"AD9*M9+($A$4-80)*AK9*$A$8/1000","v":11.777588792206679},{"$f":"AE9*O9+($A$4-80)*AL9*$A$8/1000","v":11.64002023608769}]
[null,63,17.324681281618886,14.617699831365936,17.008866779089377,14.484831396415389,16.693052276559865,14.347001686340642,16.362198988195615,14.214727782823337,16.031345699831366,14.076303541315346,15.700492411467117,13.944294427300576,15.369639123102868,13.80560539629005,null,0.95190556492411471,0.93455311973018551,0.91720067453625642,0.89902192242833057,0.88084317032040471,0.86266441821247897,0.84448566610455322,0.84375,0.85160472972972978,0.85945945945945956,0.86875411997363217,0.87804878048780488,0.88814376402081041,0.89823874755381594,0.92032967032967028,0.9203296703296705,0.92032967032967072,0.9203296703296705,0.92032967032967028,0.92032967032967028,0.92032967032967028,14.617699831365936,{"$f":"Z10*E10+($A$4-80)*AG10*$A$8/1000","v":14.484831396415389},{"$f":"AA10*G10+($A$4-80)*AH10*$A$8/1000","v":14.347001686340642},14.214727782823337,14.076303541315346,13.944294427300576,13.80560539629005]
[null,59,16.542664418212478,15.700492411467115,16.226849915682966,15.706441816135836,15.911035413153456,15.700492411467117,15.595220910623947,15.4920389197219,15.279406408094435,15.279406408094435,14.978630691399664,14.978630691399664,14.677854974704891,14.677854974704891,null,0.90893760539629009,0.89158516020236078,0.87423271500843169,0.8568802698145026,0.8395278246205734,0.82300168634064086,0.80647554806070831,0.9490909090909091,0.96792919745660777,0.98676748582230633,0.99338374291115317,1,1,1,0.64560439560439598,0.67651098901098927,0.70741758241758268,0.69368131868131877,0.67994505494505486,0.6421703296703295,0.60439560439560414,15.700492411467115,{"$f":"Z11*E11+($A$4-80)*AG11*$A$8/1000","v":15.706441816135836},{"$f":"AA11*G11+($A$4-80)*AH11*$A$8/1000","v":15.700492411467117},{"$f":"AB11*I11+($A$4-80)*AI11*$A$8/1000","v":15.4920389197219},15.279406408094435,14.978630691399664,14.677854974704891]
[1820,71,20.501854974704891,10.588532883642497,20.118212478920743,10.451588525589008,19.734569983136595,10.31231028667791,19.350927487352447,10.191116431480598,18.967284991568295,10.066779089376054,18.583642495784147,9.930048583124421,18.2,9.7905564924114667,null,1.1264755480607083,1.1053962900505903,1.0843170320404723,1.0632377740303542,1.042158516020236,1.021079258010118,1,0.51646706586826352,0.5195088050958736,0.52255054432348369,0.52664744044653156,0.53074433656957931,0.5343435004938959,0.53794266441821248,0.92032967032967028,0.91689560439560447,0.91346153846153855,0.91689560439560447,0.92032967032967028,0.92032967032967028,0.92032967032967028,{"$f":"Y12*C12+($A$4-80)*AF12*$A$12/1000","v":10.588532883642497},{"$f":"Z12*E12+($A$4-80)*AG12*$A$12/1000","v":10.451588525589008},{"$f":"AA12*G12+($A$4-80)*AH12*$A$12/1000","v":10.31231028667791},{"$f":"AB12*I12+($A$4-80)*AI12*$A$12/1000","v":10.191116431480598},{"$f":"AC12*K12+($A$4-80)*AJ12*$A$12/1000","v":10.066779089376054},{"$f":"AD12*M12+($A$4-80)*AK12*$A$12/1000","v":9.930048583124421},{"$f":"AE12*O12+($A$4-80)*AL12*$A$12/1000","v":9.7905564924114667}]
[null,67,18.905902192242831,12.706239460370993,18.552951096121415,12.570049987216073,18.2,12.430016863406408,17.831703204047216,12.294297627055929,17.463406408094436,12.153794266441823,17.11045531197302,12.01794774714967,16.757504215851604,11.877571669477236,null,1.0387858347386172,1.0193929173693086,1,0.97976391231028659,0.9595278246205734,0.94013490725126481,0.92074198988195621,0.67207792207792205,0.67752294080287334,0.68296795952782463,0.6894628901329809,0.69595782073813717,0.70237451476467294,0.70879120879120883,0.91346153846153821,0.91346153846153832,0.91346153846153855,0.91346153846153855,0.91346153846153855,0.91346153846153866,0.91346153846153877,{"$f":"Y13*C13+($A$4-80)*AF13*$A$12/1000","v":12.706239460370993},{"$f":"Z13*E13+($A$4-80)*AG13*$A$12/1000","v":12.570049987216073},{"$f":"AA13*G13+($A$4-80)*AH13*$A$12/1000","v":12.430016863406408},{"$f":"AB13*I13+($A$4-80)*AI13*$A$12/1000","v":12.294297627055929},{"$f":"AC13*K13+($A$4-80)*AJ13*$A$12/1000","v":12.153794266441823},{"$f":"AD13*M13+($A$4-80)*AK13*$A$12/1000","v":12.01794774714967},{"$f":"AE13*O13+($A$4-80)*AL13*$A$12/1000","v":11.877571669477236}]
[null,63,17.678246205733558,14.916020236087689,17.355986509274874,14.780440200423866,17.033726812816187,14.639797639123103,16.696121416526136,14.504824268187075,16.358516020236088,14.363575042158516,16.020910623946037,14.228871864592424,15.683305227655987,14.087352445193929,null,0.97133220910623952,0.95362563237774034,0.93591905564924116,0.91736930860033727,0.89881956155143339,0.88026981450252961,0.86172006745362573,0.84375,0.85160472972972978,0.85945945945945956,0.86875411997363217,0.87804878048780488,0.88814376402081041,0.89823874755381594,0.92032967032967028,0.9203296703296705,0.92032967032967072,0.9203296703296705,0.92032967032967028,0.92032967032967028,0.92032967032967028,14.916020236087689,{"$f":"Z14*E14+($A$4-80)*AG14*$A$12/1000","v":14.780440200423866},{"$f":"AA14*G14+($A$4-80)*AH14*$A$12/1000","v":14.639797639123103},14.504824268187075,14.363575042158516,14.228871864592424,14.087352445193929]
[null,59,16.88026981450253,16.020910623946037,16.558010118043846,16.026981445036572,16.235750421585159,16.020910623946037,15.913490725126474,15.808202979308058,15.59123102866779,15.59123102866779,15.284317032040473,15.284317032040473,14.977403035413152,14.977403035413152,null,0.92748735244519398,0.90978077571669491,0.89207419898819562,0.87436762225969644,0.85666104553119726,0.8397976391231029,0.82293423271500843,0.9490909090909091,0.96792919745660777,0.98676748582230633,0.99338374291115317,1,1,1,0.64560439560439598,0.67651098901098927,0.70741758241758268,0.69368131868131877,0.67994505494505486,0.6421703296703295,0.60439560439560414,16.020910623946037,{"$f":"Z15*E15+($A$4-80)*AG15*$A$12/1000","v":16.026981445036572},{"$f":"AA15*G15+($A$4-80)*AH15*$A$12/1000","v":16.020910623946037},15.808202979308058,15.59123102866779,15.284317032040473,14.977403035413152]
[2050,71,20.911892074198988,10.800303541315346,20.520576728499154,10.660620296100786,20.129261382799324,10.518556492411467,19.737946037099498,10.394938760110211,19.346630691399664,10.268114671163577,18.95531534569983,10.128649554786909,18.564,9.9863676222596958,null,1.1490050590219225,1.127504215851602,1.1060033726812817,1.0845025295109614,1.0630016863406409,1.0415008431703203,1.02,0.51646706586826352,0.5195088050958736,0.52255054432348369,0.52664744044653156,0.53074433656957931,0.5343435004938959,0.53794266441821248,0.92032967032967028,0.91689560439560447,0.91346153846153855,0.91689560439560447,0.92032967032967028,0.92032967032967028,0.92032967032967028,{"$f":"Y16*C16+($A$4-80)*AF16*$A$16/1000","v":10.800303541315346},{"$f":"Z16*E16+($A$4-80)*AG16*$A$16/1000","v":10.660620296100786},{"$f":"AA16*G16+($A$4-80)*AH16*$A$16/1000","v":10.518556492411467},{"$f":"AB16*I16+($A$4-80)*AI16*$A$16/1000","v":10.394938760110211},{"$f":"AC16*K16+($A$4-80)*AJ16*$A$16/1000","v":10.268114671163577},{"$f":"AD16*M16+($A$4-80)*AK16*$A$16/1000","v":10.128649554786909},{"$f":"AE16*O16+($A$4-80)*AL16*$A$16/1000","v":9.9863676222596958}]
[null,67,19.284020236087692,12.960364249578415,18.924010118043846,12.821450986960397,18.564,12.678617200674536,18.188337268128162,12.540183579597048,17.812674536256324,12.39687015177066,17.452664418212478,12.258306702092662,17.092654300168636,12.115123102866781,null,1.0595615514333896,1.0397807757166948,1.02,0.99935919055649247,0.97871838111298481,0.95893760539629003,0.93915682967959535,0.67207792207792205,0.67752294080287334,0.68296795952782463,0.6894628901329809,0.69595782073813717,0.70237451476467294,0.70879120879120883,0.91346153846153821,0.91346153846153832,0.91346153846153855,0.91346153846153855,0.91346153846153855,0.91346153846153866,0.91346153846153877,{"$f":"Y17*C17+($A$4-80)*AF17*$A$16/1000","v":12.960364249578415},{"$f":"Z17*E17+($A$4-80)*AG17*$A$16/1000","v":12.821450986960397},{"$f":"AA17*G17+($A$4-80)*AH17*$A$16/1000","v":12.678617200674536},{"$f":"AB17*I17+($A$4-80)*AI17*$A$16/1000","v":12.540183579597048},{"$f":"AC17*K17+($A$4-80)*AJ17*$A$16/1000","v":12.39687015177066},{"$f":"AD17*M17+($A$4-80)*AK17*$A$16/1000","v":12.258306702092662},{"$f":"AE17*O17+($A$4-80)*AL17*$A$16/1000","v":12.115123102866781}]
[null,63,18.031811129848229,15.214340640809443,17.703106239460368,15.07604900443234,17.374401349072514,14.932593591905567,17.03004384485666,14.794920753550819,16.68568634064081,14.650846543001688,16.341328836424957,14.513449301884272,15.996971332209107,14.369099494097807,null,0.99075885328836433,0.97269814502529506,0.95463743676222601,0.93571669477234409,0.91679595278246206,0.89787521079258015,0.87895446880269823,0.84375,0.85160472972972978,0.85945945945945956,0.86875411997363217,0.87804878048780488,0.88814376402081041,0.89823874755381594,0.92032967032967028,0.9203296703296705,0.92032967032967072,0.9203296703296705,0.92032967032967028,0.92032967032967028,0.92032967032967028,15.214340640809443,{"$f":"Z18*E18+($A$4-80)*AG18*$A$16/1000","v":15.07604900443234},{"$f":"AA18*G18+($A$4-80)*AH18*$A$16/1000","v":14.932593591905567},14.794920753550819,14.650846543001688,14.513449301884272,14.369099494097807]
[null,59,17.217875210792581,16.34132883642496,16.88917032040472,16.347521073937301,16.560465430016862,16.341328836424957,16.231760539629004,16.124367038894221,15.903055649241146,15.903055649241146,15.590003372681279,15.590003372681279,15.276951096121415,15.276951096121415,null,0.94603709949409787,0.9279763912310286,0.90991568296795955,0.89185497470489039,0.87379426644182123,0.85659359190556483,0.83939291736930854,0.9490909090909091,0.96792919745660777,0.98676748582230633,0.99338374291115317,1,1,1,0.64560439560439598,0.67651098901098927,0.70741758241758268,0.69368131868131877,0.67994505494505486,0.6421703296703295,0.60439560439560414,16.34132883642496,{"$f":"Z19*E19+($A$4-80)*AG19*$A$16/1000","v":16.347521073937301},{"$f":"AA19*G19+($A$4-80)*AH19*$A$16/1000","v":16.341328836424957},16.124367038894221,15.903055649241146,15.590003372681279,15.276951096121415]

{"sheet":"4A7A40_18","index":10,"n_rows":19,"n_cols":45,"rows_kept":19,"cut":false,"hidden":true,"merged":[[2,0,2,1],[2,2,2,15],[3,2,3,3],[3,4,3,5],[3,6,3,7],[3,8,3,9],[3,10,3,11],[3,12,3,13],[3,14,3,15],[5,2,6,2],[5,3,6,3],[5,4,6,4],[5,5,6,5],[5,6,6,6],[5,7,6,7],[5,8,6,8],[4,0,6,0],[4,1,6,1],[4,2,4,3],[4,4,4,5],[4,6,4,7],[4,8,4,9],[5,9,6,9],[5,10,6,10],[5,11,6,11],[5,12,6,12],[5,13,6,13],[5,14,6,14],[5,15,6,15],[4,10,4,11],[4,12,4,13],[4,14,4,15],[7,0,10,0],[11,0,14,0],[15,0,18,0],[22,4,22,15],[23,4,23,5],[23,6,23,7],[23,8,23,9],[23,10,23,11],[23,12,23,13],[23,14,23,15],[25,12,26,12],[25,13,26,13],[25,14,26,14],[25,15,26,15],[27,0,30,0],[31,0,34,0],[24,12,24,13],[24,14,24,15],[25,4,26,4],[25,5,26,5],[25,6,26,6],[25,7,26,7],[25,8,26,8],[25,9,26,9],[25,10,26,10],[25,11,26,11],[24,0,26,0],[24,1,26,1],[24,4,24,5],[24,6,24,7],[24,8,24,9],[24,10,24,11],[35,0,38,0],[41,0,42,1],[41,4,41,15],[42,4,42,5],[42,6,42,7],[42,8,42,9],[42,10,42,11],[42,12,42,13],[42,14,42,15],[44,12,45,12],[44,13,45,13],[44,14,45,14],[44,15,45,15],[46,0,49,0],[50,0,53,0],[43,12,43,13],[43,14,43,15],[44,4,45,4],[44,5,45,5],[44,6,45,6],[44,7,45,7],[44,8,45,8],[44,9,45,9],[44,10,45,10],[44,11,45,11],[43,0,45,0],[43,1,45,1],[43,4,43,5],[43,6,43,7],[43,8,43,9],[43,10,43,11],[54,0,57,0],[60,0,61,1],[60,4,60,15],[61,4,61,5],[61,6,61,7],[61,8,61,9],[61,10,61,11],[61,12,61,13],[61,14,61,15],[63,12,64,12],[63,13,64,13],[63,14,64,14],[63,15,64,15],[65,0,68,0],[69,0,72,0],[62,12,62,13],[62,14,62,15],[63,4,64,4],[63,5,64,5],[63,6,64,6],[63,7,64,7],[63,8,64,8],[63,9,64,9],[63,10,64,10],[63,11,64,11],[62,0,64,0],[62,1,64,1],[62,4,62,5],[62,6,62,7],[62,8,62,9],[62,10,62,11],[73,0,76,0],[79,0,80,1],[79,4,79,15],[80,4,80,5],[80,6,80,7],[80,8,80,9],[80,10,80,11],[80,12,80,13],[80,14,80,15],[82,12,83,12],[82,13,83,13],[82,14,83,14],[82,15,83,15],[84,0,87,0],[88,0,91,0],[81,12,81,13],[81,14,81,15],[82,4,83,4],[82,5,83,5],[82,6,83,6],[82,7,83,7],[82,8,83,8],[82,9,83,9],[82,10,83,10],[82,11,83,11],[81,0,83,0],[81,1,83,1],[81,4,81,5],[81,6,81,7],[81,8,81,9],[81,10,81,11],[92,0,95,0],[98,0,99,1],[98,4,98,15],[99,4,99,5],[99,6,99,7],[99,8,99,9],[99,10,99,11],[99,12,99,13],[99,14,99,15],[101,12,102,12],[101,13,102,13],[101,14,102,14],[101,15,102,15],[103,0,106,0],[107,0,110,0],[100,12,100,13],[100,14,100,15],[101,4,102,4],[101,5,102,5],[101,6,102,6],[101,7,102,7],[101,8,102,8],[101,9,102,9],[101,10,102,10],[101,11,102,11],[100,0,102,0],[100,1,102,1],[100,4,100,5],[100,6,100,7],[100,8,100,9],[100,10,100,11],[111,0,114,0],[117,0,118,1],[117,4,117,15],[118,4,118,5],[118,6,118,7],[118,8,118,9],[118,10,118,11],[118,12,118,13],[118,14,118,15],[130,0,133,0],[120,12,121,12],[120,13,121,13],[120,14,121,14],[120,15,121,15],[122,0,125,0],[126,0,129,0],[119,12,119,13],[119,14,119,15],[120,4,121,4],[120,5,121,5],[120,6,121,6],[120,7,121,7],[120,8,121,8],[120,9,121,9],[120,10,121,10],[120,11,121,11],[119,0,121,0],[119,1,121,1],[119,4,119,5],[119,6,119,7],[119,8,119,9],[119,10,119,11]]}
[]
["4A7A40_18",18.2]
["Evaporator Air \n",null,"Condenser  Entering Air Temperature ˚F"]
[80,"°F DB",85,null,90,null,95,null,100,null,105,null,110,null,115]
["CFM","EWB†\n˚F","Capacity Mbtuh",null,"Capacity Mbtuh",null,"Capacity Mbtuh",null,"Capacity Mbtuh",null,"Capacity Mbtuh",null,"Capacity Mbtuh",null,"Capacity Mbtuh"]
[null,null,"Total","Sens.","Total","Sens.","Total","Sens.","Total","Sens.","Total","Sens.","Total","Sens.","Total","Sens."]
[null,null,null,null,null,null,null,null,null,null,null,null,null,null,null,null,null,"Total Factors",null,null,null,null,null,null,"Sens. %",null,null,null,null,null,null,"IDB Adj",null,null,null,null,null,null,"Sens Calc"]
[525,71,{"$f":"R8*$B$2","v":20.285999999999998},{"$f":"IF(AM8>C8,C8,AM8)","v":10.78},{"$f":"S8*$B$2","v":19.795999999999999},{"$f":"IF(AN8>E8,E8,AN8)","v":10.585634174452537},{"$f":"T8*$B$2","v":19.305999999999997},{"$f":"IF(AO8>G8,G8,AO8)","v":10.387999999999998},{"$f":"U8*$B$2","v":18.864999999999998},{"$f":"IF(AP8>I8,I8,AP8)","v":10.243161181013066},{"$f":"V8*$B$2","v":18.423999999999999},{"$f":"IF(AQ8>K8,K8,AQ8)","v":10.093999999999999},{"$f":"W8*$B$2","v":17.982999999999997},{"$f":"IF(AR8>M8,M8,AR8)","v":9.9493785064780678},{"$f":"X8*$B$2","v":17.541999999999998},{"$f":"IF(AS8>O8,O8,AS8)","v":9.8000000000000007},null,1.1146153846153846,1.0876923076923077,1.0607692307692307,1.0365384615384614,1.0123076923076924,0.98807692307692296,0.9638461538461538,0.53140096618357491,0.53473601608671129,0.53807106598984766,0.54297170320768973,0.5478723404255319,0.55326577915131347,0.55865921787709505,0.9375,0.9375,0.9375,0.93750000000000011,0.93750000000000022,0.93750000000000011,0.9375,{"$f":"Y8*C8+($A$4-80)*AF8*$A$8/1000","v":10.78},{"$f":"Z8*E8+($A$4-80)*AG8*$A$8/1000","v":10.585634174452537},{"$f":"AA8*G8+($A$4-80)*AH8*$A$8/1000","v":10.387999999999998},{"$f":"AB8*I8+($A$4-80)*AI8*$A$8/1000","v":10.243161181013066},{"$f":"AC8*K8+($A$4-80)*AJ8*$A$8/1000","v":10.093999999999999},{"$f":"AD8*M8+($A$4-80)*AK8*$A$8/1000","v":9.9493785064780678},{"$f":"AE8*O8+($A$4-80)*AL8*$A$8/1000","v":9.8000000000000007}]
[null,67,{"$f":"R9*$B$2","v":18.62},12.936,18.228000000000002,{"$f":"IF(AN9>E9,E9,AN9)","v":12.791754655870447},17.835999999999999,{"$f":"IF(AO9>G9,G9,AO9)","v":12.641999999999999},17.443999999999999,{"$f":"IF(AP9>I9,I9,AP9)","v":12.498007957559681},17.052,{"$f":"IF(AQ9>K9,K9,AQ9)","v":12.347999999999999},16.610999999999997,{"$f":"IF(AR9>M9,M9,AR9)","v":12.205700313479621},16.169999999999998,{"$f":"IF(AS9>O9,O9,AS9)","v":12.053999999999998},null,1.0230769230769232,1.0015384615384617,0.98,0.95846153846153848,0.93692307692307697,0.91269230769230758,0.88846153846153841,0.6947368421052631,0.70176402544823602,0.70879120879120883,0.71646456991284579,0.72413793103448276,0.73479623824451412,0.74545454545454548,0.9166666666666663,0.91666666666666652,0.91666666666666674,0.91666666666666674,0.91666666666666674,0.92708333333333348,0.93750000000000022,{"$f":"Y9*C9+($A$4-80)*AF9*$A$8/1000","v":12.936},{"$f":"Z9*E9+($A$4-80)*AG9*$A$8/1000","v":12.791754655870447},{"$f":"AA9*G9+($A$4-80)*AH9*$A$8/1000","v":12.641999999999999},{"$f":"AB9*I9+($A$4-80)*AI9*$A$8/1000","v":12.498007957559681},{"$f":"AC9*K9+($A$4-80)*AJ9*$A$8/1000","v":12.347999999999999},{"$f":"AD9*M9+($A$4-80)*AK9*$A$8/1000","v":12.205700313479621},{"$f":"AE9*O9+($A$4-80)*AL9*$A$8/1000","v":12.053999999999998}]
[null,63,17.443999999999999,15.287999999999998,17.052,15.145624719101122,16.66,14.994,16.268000000000001,14.852081481481482,15.875999999999999,14.7,15.532999999999999,14.556852090800477,15.19,14.405999999999999,null,0.95846153846153848,0.93692307692307697,0.91538461538461546,0.89384615384615396,0.87230769230769234,0.85346153846153849,0.83461538461538465,0.87640449438202239,0.88820224719101115,0.9,0.91296296296296298,0.92592592592592593,0.93715651135005973,0.94838709677419353,0.91666666666666674,0.92708333333333337,0.9375,0.9375,0.9375,0.9375,0.9375,15.287999999999998,{"$f":"Z10*E10+($A$4-80)*AG10*$A$8/1000","v":15.145624719101122},{"$f":"AA10*G10+($A$4-80)*AH10*$A$8/1000","v":14.994},14.852081481481482,14.7,14.556852090800477,14.405999999999999]
[null,59,16.66,16.66,16.268000000000001,16.268000000000001,15.875999999999999,15.875999999999999,15.532999999999999,15.532999999999999,15.19,15.19,14.797999999999998,14.797999999999998,14.405999999999999,14.405999999999999,null,0.91538461538461546,0.89384615384615396,0.87230769230769234,0.85346153846153849,0.83461538461538465,0.81307692307692303,0.79153846153846152,1,1,1,1,1,1,1,0.68750000000000022,0.64583333333333326,0.60416666666666641,0.56249999999999989,0.52083333333333337,0.46875,0.41666666666666669,16.66,{"$f":"Z11*E11+($A$4-80)*AG11*$A$8/1000","v":16.268000000000001},{"$f":"AA11*G11+($A$4-80)*AH11*$A$8/1000","v":15.875999999999999},{"$f":"AB11*I11+($A$4-80)*AI11*$A$8/1000","v":15.532999999999999},15.19,14.797999999999998,14.405999999999999]
[600,71,20.7,11,20.2,10.801667524951567,19.7,10.599999999999998,19.25,10.452205286748027,18.8,10.3,18.350000000000001,10.152427047426603,17.899999999999999,10,null,1.1373626373626373,1.1098901098901099,1.0824175824175823,1.0576923076923077,1.0329670329670331,1.0082417582417584,0.98351648351648346,0.53140096618357491,0.53473601608671129,0.53807106598984766,0.54297170320768973,0.5478723404255319,0.55326577915131347,0.55865921787709505,0.9375,0.9375,0.9375,0.93750000000000011,0.93750000000000022,0.93750000000000011,0.9375,{"$f":"Y12*C12+($A$4-80)*AF12*$A$12/1000","v":11},{"$f":"Z12*E12+($A$4-80)*AG12*$A$12/1000","v":10.801667524951567},{"$f":"AA12*G12+($A$4-80)*AH12*$A$12/1000","v":10.599999999999998},{"$f":"AB12*I12+($A$4-80)*AI12*$A$12/1000","v":10.452205286748027},{"$f":"AC12*K12+($A$4-80)*AJ12*$A$12/1000","v":10.3},{"$f":"AD12*M12+($A$4-80)*AK12*$A$12/1000","v":10.152427047426603},{"$f":"AE12*O12+($A$4-80)*AL12*$A$12/1000","v":10}]
[null,67,19,13.2,18.600000000000001,13.05281087333719,18.2,12.9,17.799999999999997,12.753069344448653,17.399999999999999,12.6,16.95,12.454796238244514,16.5,12.3,null,1.043956043956044,1.0219780219780221,1,0.97802197802197788,0.95604395604395598,0.93131868131868134,0.90659340659340659,0.6947368421052631,0.70176402544823602,0.70879120879120883,0.71646456991284579,0.72413793103448276,0.73479623824451412,0.74545454545454548,0.9166666666666663,0.91666666666666652,0.91666666666666674,0.91666666666666674,0.91666666666666674,0.92708333333333348,0.93750000000000022,{"$f":"Y13*C13+($A$4-80)*AF13*$A$12/1000","v":13.2},{"$f":"Z13*E13+($A$4-80)*AG13*$A$12/1000","v":13.05281087333719},{"$f":"AA13*G13+($A$4-80)*AH13*$A$12/1000","v":12.9},{"$f":"AB13*I13+($A$4-80)*AI13*$A$12/1000","v":12.753069344448653},{"$f":"AC13*K13+($A$4-80)*AJ13*$A$12/1000","v":12.6},{"$f":"AD13*M13+($A$4-80)*AK13*$A$12/1000","v":12.454796238244514},{"$f":"AE13*O13+($A$4-80)*AL13*$A$12/1000","v":12.3}]
[null,63,17.8,15.6,17.399999999999999,15.454719101123592,17,15.3,16.600000000000001,15.155185185185188,16.2,15,15.85,14.853930704898447,15.500000000000002,14.700000000000001,null,0.9780219780219781,0.95604395604395598,0.93406593406593408,0.91208791208791218,0.89010989010989006,0.87087912087912089,0.85164835164835173,0.87640449438202239,0.88820224719101115,0.9,0.91296296296296298,0.92592592592592593,0.93715651135005973,0.94838709677419353,0.91666666666666674,0.92708333333333337,0.9375,0.9375,0.9375,0.9375,0.9375,15.6,{"$f":"Z14*E14+($A$4-80)*AG14*$A$12/1000","v":15.454719101123592},{"$f":"AA14*G14+($A$4-80)*AH14*$A$12/1000","v":15.3},15.155185185185188,15,14.853930704898447,14.700000000000001]
[null,59,17,17,16.600000000000001,16.600000000000001,16.2,16.2,15.85,15.85,15.500000000000002,15.500000000000002,15.1,15.1,14.7,14.7,null,0.93406593406593408,0.91208791208791218,0.89010989010989006,0.87087912087912089,0.85164835164835173,0.82967032967032972,0.80769230769230771,1,1,1,1,1,1,1,0.68750000000000022,0.64583333333333326,0.60416666666666641,0.56249999999999989,0.52083333333333337,0.46875,0.41666666666666669,17,{"$f":"Z15*E15+($A$4-80)*AG15*$A$12/1000","v":16.600000000000001},{"$f":"AA15*G15+($A$4-80)*AH15*$A$12/1000","v":16.2},15.85,15.500000000000002,15.1,14.7]
[675,71,21.114000000000004,11.220000000000002,20.603999999999999,11.017700875450599,20.094000000000001,10.811999999999999,19.635000000000002,10.661249392482988,19.176000000000002,10.506,18.716999999999999,10.355475588375134,18.257999999999999,10.200000000000001,null,1.1601098901098903,1.1320879120879122,1.1040659340659342,1.078846153846154,1.0536263736263738,1.0284065934065934,1.0031868131868131,0.53140096618357491,0.53473601608671129,0.53807106598984766,0.54297170320768973,0.5478723404255319,0.55326577915131347,0.55865921787709505,0.9375,0.9375,0.9375,0.93750000000000011,0.93750000000000022,0.93750000000000011,0.9375,{"$f":"Y16*C16+($A$4-80)*AF16*$A$16/1000","v":11.220000000000002},{"$f":"Z16*E16+($A$4-80)*AG16*$A$16/1000","v":11.017700875450599},{"$f":"AA16*G16+($A$4-80)*AH16*$A$16/1000","v":10.811999999999999},{"$f":"AB16*I16+($A$4-80)*AI16*$A$16/1000","v":10.661249392482988},{"$f":"AC16*K16+($A$4-80)*AJ16*$A$16/1000","v":10.506},{"$f":"AD16*M16+($A$4-80)*AK16*$A$16/1000","v":10.355475588375134},{"$f":"AE16*O16+($A$4-80)*AL16*$A$16/1000","v":10.200000000000001}]
[null,67,19.38,13.463999999999999,18.972000000000001,13.313867090803935,18.564,13.158000000000001,18.155999999999999,13.008130731337628,17.747999999999998,12.851999999999999,17.289000000000001,12.703892163009407,16.830000000000002,12.546000000000001,null,1.0648351648351648,1.0424175824175825,1.02,0.9975824175824175,0.9751648351648351,0.9499450549450551,0.92472527472527488,0.6947368421052631,0.70176402544823602,0.70879120879120883,0.71646456991284579,0.72413793103448276,0.73479623824451412,0.74545454545454548,0.9166666666666663,0.91666666666666652,0.91666666666666674,0.91666666666666674,0.91666666666666674,0.92708333333333348,0.93750000000000022,{"$f":"Y17*C17+($A$4-80)*AF17*$A$16/1000","v":13.463999999999999},{"$f":"Z17*E17+($A$4-80)*AG17*$A$16/1000","v":13.313867090803935},{"$f":"AA17*G17+($A$4-80)*AH17*$A$16/1000","v":13.158000000000001},{"$f":"AB17*I17+($A$4-80)*AI17*$A$16/1000","v":13.008130731337628},{"$f":"AC17*K17+($A$4-80)*AJ17*$A$16/1000","v":12.851999999999999},{"$f":"AD17*M17+($A$4-80)*AK17*$A$16/1000","v":12.703892163009407},{"$f":"AE17*O17+($A$4-80)*AL17*$A$16/1000","v":12.546000000000001}]
[null,63,18.156000000000002,15.912000000000001,17.748000000000001,15.763813483146066,17.34,15.606,16.932000000000002,15.458288888888891,16.524000000000001,15.3,16.167000000000002,15.151009318996417,15.81,14.994,null,0.99758241758241772,0.97516483516483521,0.9527472527472528,0.93032967032967051,0.907912087912088,0.8882967032967034,0.8686813186813187,0.87640449438202239,0.88820224719101115,0.9,0.91296296296296298,0.92592592592592593,0.93715651135005973,0.94838709677419353,0.91666666666666674,0.92708333333333337,0.9375,0.9375,0.9375,0.9375,0.9375,15.912000000000001,{"$f":"Z18*E18+($A$4-80)*AG18*$A$16/1000","v":15.763813483146066},{"$f":"AA18*G18+($A$4-80)*AH18*$A$16/1000","v":15.606},15.458288888888891,15.3,15.151009318996417,14.994]
[null,59,17.34,17.34,16.932000000000002,16.932000000000002,16.524000000000001,16.524000000000001,16.167000000000002,16.167000000000002,15.81,15.81,15.401999999999999,15.401999999999999,14.994,14.994,null,0.9527472527472528,0.93032967032967051,0.907912087912088,0.8882967032967034,0.8686813186813187,0.8462637362637363,0.82384615384615389,1,1,1,1,1,1,1,0.68750000000000022,0.64583333333333326,0.60416666666666641,0.56249999999999989,0.52083333333333337,0.46875,0.41666666666666669,17.34,{"$f":"Z19*E19+($A$4-80)*AG19*$A$16/1000","v":16.932000000000002},{"$f":"AA19*G19+($A$4-80)*AH19*$A$16/1000","v":16.524000000000001},16.167000000000002,15.81,15.401999999999999,14.994]

{"sheet":"4A7A40_24","index":11,"n_rows":19,"n_cols":45,"rows_kept":19,"cut":false,"hidden":true,"merged":[[2,0,2,1],[2,2,2,15],[3,2,3,3],[3,4,3,5],[3,6,3,7],[3,8,3,9],[3,10,3,11],[3,12,3,13],[3,14,3,15],[5,2,6,2],[5,3,6,3],[5,4,6,4],[5,5,6,5],[5,6,6,6],[5,7,6,7],[5,8,6,8],[4,0,6,0],[4,1,6,1],[4,2,4,3],[4,4,4,5],[4,6,4,7],[4,8,4,9],[5,9,6,9],[5,10,6,10],[5,11,6,11],[5,12,6,12],[5,13,6,13],[5,14,6,14],[5,15,6,15],[4,10,4,11],[4,12,4,13],[4,14,4,15],[7,0,10,0],[11,0,14,0],[15,0,18,0],[22,4,22,15],[23,4,23,5],[23,6,23,7],[23,8,23,9],[23,10,23,11],[23,12,23,13],[23,14,23,15],[25,12,26,12],[25,13,26,13],[25,14,26,14],[25,15,26,15],[27,0,30,0],[31,0,34,0],[24,12,24,13],[24,14,24,15],[25,4,26,4],[25,5,26,5],[25,6,26,6],[25,7,26,7],[25,8,26,8],[25,9,26,9],[25,10,26,10],[25,11,26,11],[24,0,26,0],[24,1,26,1],[24,4,24,5],[24,6,24,7],[24,8,24,9],[24,10,24,11],[35,0,38,0],[41,0,42,1],[41,4,41,15],[42,4,42,5],[42,6,42,7],[42,8,42,9],[42,10,42,11],[42,12,42,13],[42,14,42,15],[44,12,45,12],[44,13,45,13],[44,14,45,14],[44,15,45,15],[46,0,49,0],[50,0,53,0],[43,12,43,13],[43,14,43,15],[44,4,45,4],[44,5,45,5],[44,6,45,6],[44,7,45,7],[44,8,45,8],[44,9,45,9],[44,10,45,10],[44,11,45,11],[43,0,45,0],[43,1,45,1],[43,4,43,5],[43,6,43,7],[43,8,43,9],[43,10,43,11],[54,0,57,0],[60,0,61,1],[60,4,60,15],[61,4,61,5],[61,6,61,7],[61,8,61,9],[61,10,61,11],[61,12,61,13],[61,14,61,15],[63,12,64,12],[63,13,64,13],[63,14,64,14],[63,15,64,15],[65,0,68,0],[69,0,72,0],[62,12,62,13],[62,14,62,15],[63,4,64,4],[63,5,64,5],[63,6,64,6],[63,7,64,7],[63,8,64,8],[63,9,64,9],[63,10,64,10],[63,11,64,11],[62,0,64,0],[62,1,64,1],[62,4,62,5],[62,6,62,7],[62,8,62,9],[62,10,62,11],[73,0,76,0],[79,0,80,1],[79,4,79,15],[80,4,80,5],[80,6,80,7],[80,8,80,9],[80,10,80,11],[80,12,80,13],[80,14,80,15],[82,12,83,12],[82,13,83,13],[82,14,83,14],[82,15,83,15],[84,0,87,0],[88,0,91,0],[81,12,81,13],[81,14,81,15],[82,4,83,4],[82,5,83,5],[82,6,83,6],[82,7,83,7],[82,8,83,8],[82,9,83,9],[82,10,83,10],[82,11,83,11],[81,0,83,0],[81,1,83,1],[81,4,81,5],[81,6,81,7],[81,8,81,9],[81,10,81,11],[92,0,95,0],[98,0,99,1],[98,4,98,15],[99,4,99,5],[99,6,99,7],[99,8,99,9],[99,10,99,11],[99,12,99,13],[99,14,99,15],[101,12,102,12],[101,13,102,13],[101,14,102,14],[101,15,102,15],[103,0,106,0],[107,0,110,0],[100,12,100,13],[100,14,100,15],[101,4,102,4],[101,5,102,5],[101,6,102,6],[101,7,102,7],[101,8,102,8],[101,9,102,9],[101,10,102,10],[101,11,102,11],[100,0,102,0],[100,1,102,1],[100,4,100,5],[100,6,100,7],[100,8,100,9],[100,10,100,11],[111,0,114,0],[117,0,118,1],[117,4,117,15],[118,4,118,5],[118,6,118,7],[118,8,118,9],[118,10,118,11],[118,12,118,13],[118,14,118,15],[130,0,133,0],[120,12,121,12],[120,13,121,13],[120,14,121,14],[120,15,121,15],[122,0,125,0],[126,0,129,0],[119,12,119,13],[119,14,119,15],[120,4,121,4],[120,5,121,5],[120,6,121,6],[120,7,121,7],[120,8,121,8],[120,9,121,9],[120,10,121,10],[120,11,121,11],[119,0,121,0],[119,1,121,1],[119,4,119,5],[119,6,119,7],[119,8,119,9],[119,10,119,11]]}
[]
["4A7A40_24",18.2]
["Evaporator Air \n",null,"Condenser  Entering Air Temperature ˚F"]
[80,"°F DB",85,null,90,null,95,null,100,null,105,null,110,null,115]
["CFM","EWB†\n˚F","Capacity Mbtuh",null,"Capacity Mbtuh",null,"Capacity Mbtuh",null,"Capacity Mbtuh",null,"Capacity Mbtuh",null,"Capacity Mbtuh",null,"Capacity Mbtuh"]
[null,null,"Total","Sens.","Total","Sens.","Total","Sens.","Total","Sens.","Total","Sens.","Total","Sens.","Total","Sens."]
[null,null,null,null,null,null,null,null,null,null,null,null,null,null,null,null,null,"Total Factors",null,null,null,null,null,null,"Sens. %",null,null,null,null,null,null,"IDB Adj",null,null,null,null,null,null,"Sens Calc"]
[700,71,{"$f":"R8*$B$2","v":20.224083682008366},{"$f":"IF(AM8>C8,C8,AM8)","v":10.522493723849371},{"$f":"S8*$B$2","v":19.776317991631799},{"$f":"IF(AN8>E8,E8,AN8)","v":10.375177839915908},{"$f":"T8*$B$2","v":19.328552301255229},{"$f":"IF(AO8>G8,G8,AO8)","v":10.223983263598326},{"$f":"U8*$B$2","v":18.880786610878662},{"$f":"IF(AP8>I8,I8,AP8)","v":10.07685581816126},{"$f":"V8*$B$2","v":18.433020920502095},{"$f":"IF(AQ8>K8,K8,AQ8)","v":9.925472803347283},{"$f":"W8*$B$2","v":18.022569037656904},{"$f":"IF(AR8>M8,M8,AR8)","v":9.7778898836961918},{"$f":"X8*$B$2","v":17.612117154811717},{"$f":"IF(AS8>O8,O8,AS8)","v":9.6269623430962348},null,1.1112133891213389,1.086610878661088,1.0620083682008368,1.0374058577405858,1.0128033472803348,0.99025104602510472,0.9676987447698745,0.52029520295202947,0.52462636595477918,0.52895752895752901,0.53370953370953378,0.53846153846153855,0.54253585397653192,0.54661016949152541,0.89062499999999989,0.89062499999999989,0.89062499999999989,0.890625,0.89062500000000011,0.88281250000000011,0.87500000000000011,{"$f":"Y8*C8+($A$4-80)*AF8*$A$8/1000","v":10.522493723849371},{"$f":"Z8*E8+($A$4-80)*AG8*$A$8/1000","v":10.375177839915908},{"$f":"AA8*G8+($A$4-80)*AH8*$A$8/1000","v":10.223983263598326},{"$f":"AB8*I8+($A$4-80)*AI8*$A$8/1000","v":10.07685581816126},{"$f":"AC8*K8+($A$4-80)*AJ8*$A$8/1000","v":9.925472803347283},{"$f":"AD8*M8+($A$4-80)*AK8*$A$8/1000","v":9.7778898836961918},{"$f":"AE8*O8+($A$4-80)*AL8*$A$8/1000","v":9.6269623430962348}]
[null,67,{"$f":"R9*$B$2","v":18.656903765690377},12.686694560669457,18.246451882845189,{"$f":"IF(AN9>E9,E9,AN9)","v":12.5404275576408},17.835999999999999,{"$f":"IF(AO9>G9,G9,AO9)","v":12.388184100418412},17.425548117154811,{"$f":"IF(AP9>I9,I9,AP9)","v":12.242205435092082},17.015096234309624,{"$f":"IF(AQ9>K9,K9,AQ9)","v":12.089673640167364},16.604644351464437,{"$f":"IF(AR9>M9,M9,AR9)","v":11.944027161134041},16.194192468619246,{"$f":"IF(AS9>O9,O9,AS9)","v":11.791163179916317},null,1.0251046025104602,1.0025523012552302,0.98,0.95744769874476987,0.93489539748953987,0.91234309623430965,0.88979079497907942,0.68,0.68728033472803363,0.69456066945606709,0.70254349262277038,0.71052631578947367,0.71931845743390732,0.72811059907834108,0.87499999999999989,0.875,0.87500000000000022,0.8828125,0.89062499999999989,0.890625,0.89062500000000011,{"$f":"Y9*C9+($A$4-80)*AF9*$A$8/1000","v":12.686694560669457},{"$f":"Z9*E9+($A$4-80)*AG9*$A$8/1000","v":12.5404275576408},{"$f":"AA9*G9+($A$4-80)*AH9*$A$8/1000","v":12.388184100418412},{"$f":"AB9*I9+($A$4-80)*AI9*$A$8/1000","v":12.242205435092082},{"$f":"AC9*K9+($A$4-80)*AJ9*$A$8/1000","v":12.089673640167364},{"$f":"AD9*M9+($A$4-80)*AK9*$A$8/1000","v":11.944027161134041},{"$f":"AE9*O9+($A$4-80)*AL9*$A$8/1000","v":11.791163179916317}]
[null,63,17.462861924686191,14.925523012552301,17.089723849372387,14.780054974430501,16.716585774058576,14.627012552301256,16.306133891213388,14.48317702133302,15.895682008368199,14.328502092050206,15.522543933054394,14.183855102915864,15.149405857740588,14.029991631799165,null,0.95949790794979084,0.9389958158995817,0.91849372384937233,0.89594142259414222,0.87338912133891211,0.85288702928870297,0.83238493723849383,0.85470085470085477,0.86485042735042739,0.87500000000000011,0.88820422535211274,0.90140845070422526,0.91375841254423085,0.92610837438423643,0.87499999999999989,0.875,0.87500000000000022,0.8828125,0.89062499999999989,0.890625,0.89062500000000011,14.925523012552301,{"$f":"Z10*E10+($A$4-80)*AG10*$A$8/1000","v":14.780054974430501},{"$f":"AA10*G10+($A$4-80)*AH10*$A$8/1000","v":14.627012552301256},14.48317702133302,14.328502092050206,14.183855102915864,14.029991631799165]
[null,59,16.641958158995816,16.641958158995816,16.268820083682005,16.268820083682005,15.895682008368199,15.895682008368199,15.559857740585775,15.559857740585775,15.224033472803347,15.224033472803347,14.850895397489536,14.850895397489536,14.47775732217573,14.47775732217573,null,0.91439330543933062,0.89389121338912125,0.87338912133891211,0.85493723849372394,0.83648535564853554,0.81598326359832618,0.79548117154811704,1,1,1,1,1,1,1,0.73437499999999989,0.69531249999999989,0.65624999999999989,0.61718749999999989,0.57812499999999989,0.53124999999999978,0.48437499999999967,16.641958158995816,{"$f":"Z11*E11+($A$4-80)*AG11*$A$8/1000","v":16.268820083682005},{"$f":"AA11*G11+($A$4-80)*AH11*$A$8/1000","v":15.895682008368199},{"$f":"AB11*I11+($A$4-80)*AI11*$A$8/1000","v":15.559857740585775},15.224033472803347,14.850895397489536,14.47775732217573]
[800,71,20.636820083682011,10.737238493723849,20.179916317991633,10.586916163179499,19.723012552301256,10.4326359832636,19.266108786610879,10.282505936899243,18.809205020920501,10.128033472803349,18.390376569037659,9.9774386568328506,17.971548117154814,9.8234309623430978,null,1.1338912133891215,1.1087866108786613,1.0836820083682008,1.0585774058577406,1.0334728033472804,1.0104602510460252,0.98744769874477001,0.52029520295202947,0.52462636595477918,0.52895752895752901,0.53370953370953378,0.53846153846153855,0.54253585397653192,0.54661016949152541,0.89062499999999989,0.89062499999999989,0.89062499999999989,0.890625,0.89062500000000011,0.88281250000000011,0.87500000000000011,{"$f":"Y12*C12+($A$4-80)*AF12*$A$12/1000","v":10.737238493723849},{"$f":"Z12*E12+($A$4-80)*AG12*$A$12/1000","v":10.586916163179499},{"$f":"AA12*G12+($A$4-80)*AH12*$A$12/1000","v":10.4326359832636},{"$f":"AB12*I12+($A$4-80)*AI12*$A$12/1000","v":10.282505936899243},{"$f":"AC12*K12+($A$4-80)*AJ12*$A$12/1000","v":10.128033472803349},{"$f":"AD12*M12+($A$4-80)*AK12*$A$12/1000","v":9.9774386568328506},{"$f":"AE12*O12+($A$4-80)*AL12*$A$12/1000","v":9.8234309623430978}]
[null,67,19.03765690376569,12.94560669456067,18.618828451882845,12.796354650653878,18.2,12.641004184100421,17.781171548117157,12.492046362338861,17.362343096234309,12.336401673640166,16.943514644351467,12.187782817483717,16.524686192468618,12.031799163179917,null,1.0460251046025104,1.0230125523012552,1,0.9769874476987449,0.95397489539748959,0.93096234309623438,0.90794979079497906,0.68,0.68728033472803363,0.69456066945606709,0.70254349262277038,0.71052631578947367,0.71931845743390732,0.72811059907834108,0.87499999999999989,0.875,0.87500000000000022,0.8828125,0.89062499999999989,0.890625,0.89062500000000011,{"$f":"Y13*C13+($A$4-80)*AF13*$A$12/1000","v":12.94560669456067},{"$f":"Z13*E13+($A$4-80)*AG13*$A$12/1000","v":12.796354650653878},{"$f":"AA13*G13+($A$4-80)*AH13*$A$12/1000","v":12.641004184100421},{"$f":"AB13*I13+($A$4-80)*AI13*$A$12/1000","v":12.492046362338861},{"$f":"AC13*K13+($A$4-80)*AJ13*$A$12/1000","v":12.336401673640166},{"$f":"AD13*M13+($A$4-80)*AK13*$A$12/1000","v":12.187782817483717},{"$f":"AE13*O13+($A$4-80)*AL13*$A$12/1000","v":12.031799163179917}]
[null,63,17.819246861924686,15.230125523012553,17.438493723849373,15.081688749418875,17.057740585774059,14.925523012552304,16.638912133891214,14.778752062584715,16.220083682008369,14.62092050209205,15.839330543933055,14.473321533587617,15.45857740585774,14.316317991631799,null,0.97907949790794979,0.95815899581589958,0.93723849372384938,0.91422594142259428,0.89121338912133896,0.87029288702928875,0.84937238493723854,0.85470085470085477,0.86485042735042739,0.87500000000000011,0.88820422535211274,0.90140845070422526,0.91375841254423085,0.92610837438423643,0.87499999999999989,0.875,0.87500000000000022,0.8828125,0.89062499999999989,0.890625,0.89062500000000011,15.230125523012553,{"$f":"Z14*E14+($A$4-80)*AG14*$A$12/1000","v":15.081688749418875},{"$f":"AA14*G14+($A$4-80)*AH14*$A$12/1000","v":14.925523012552304},14.778752062584715,14.62092050209205,14.473321533587617,14.316317991631799]
[null,59,16.981589958158995,16.981589958158995,16.600836820083682,16.600836820083682,16.220083682008369,16.220083682008369,15.877405857740587,15.877405857740587,15.534728033472803,15.534728033472803,15.153974895397489,15.153974895397489,14.773221757322176,14.773221757322176,null,0.93305439330543938,0.91213389121338917,0.89121338912133896,0.87238493723849386,0.85355648535564854,0.83263598326359833,0.81171548117154813,1,1,1,1,1,1,1,0.73437499999999989,0.69531249999999989,0.65624999999999989,0.61718749999999989,0.57812499999999989,0.53124999999999978,0.48437499999999967,16.981589958158995,{"$f":"Z15*E15+($A$4-80)*AG15*$A$12/1000","v":16.600836820083682},{"$f":"AA15*G15+($A$4-80)*AH15*$A$12/1000","v":16.220083682008369},15.877405857740587,15.534728033472803,15.153974895397489,14.773221757322176]
[900,71,21.049556485355652,10.951983263598327,20.583514644351464,10.798654486443088,20.11747280334728,10.641288702928872,19.651430962343095,10.488156055637228,19.185389121338911,10.330594142259415,18.758184100418415,10.176987429969508,18.330979079497908,10.019899581589957,null,1.156569037656904,1.1309623430962343,1.1053556485355649,1.0797489539748955,1.054142259414226,1.0306694560669458,1.0071966527196654,0.52029520295202947,0.52462636595477918,0.52895752895752901,0.53370953370953378,0.53846153846153855,0.54253585397653192,0.54661016949152541,0.89062499999999989,0.89062499999999989,0.89062499999999989,0.890625,0.89062500000000011,0.88281250000000011,0.87500000000000011,{"$f":"Y16*C16+($A$4-80)*AF16*$A$16/1000","v":10.951983263598327},{"$f":"Z16*E16+($A$4-80)*AG16*$A$16/1000","v":10.798654486443088},{"$f":"AA16*G16+($A$4-80)*AH16*$A$16/1000","v":10.641288702928872},{"$f":"AB16*I16+($A$4-80)*AI16*$A$16/1000","v":10.488156055637228},{"$f":"AC16*K16+($A$4-80)*AJ16*$A$16/1000","v":10.330594142259415},{"$f":"AD16*M16+($A$4-80)*AK16*$A$16/1000","v":10.176987429969508},{"$f":"AE16*O16+($A$4-80)*AL16*$A$16/1000","v":10.019899581589957}]
[null,67,19.418410041841003,13.204518828451883,18.991205020920503,13.052281743666956,18.564,12.89382426778243,18.136794979079497,12.741887289585636,17.709589958158997,12.58312970711297,17.282384937238493,12.431538473833388,16.85517991631799,12.272435146443515,null,1.0669456066945606,1.0434728033472804,1.02,0.99652719665271972,0.97305439330543941,0.94958158995815911,0.9261087866108787,0.68,0.68728033472803363,0.69456066945606709,0.70254349262277038,0.71052631578947367,0.71931845743390732,0.72811059907834108,0.87499999999999989,0.875,0.87500000000000022,0.8828125,0.89062499999999989,0.890625,0.89062500000000011,{"$f":"Y17*C17+($A$4-80)*AF17*$A$16/1000","v":13.204518828451883},{"$f":"Z17*E17+($A$4-80)*AG17*$A$16/1000","v":13.052281743666956},{"$f":"AA17*G17+($A$4-80)*AH17*$A$16/1000","v":12.89382426778243},{"$f":"AB17*I17+($A$4-80)*AI17*$A$16/1000","v":12.741887289585636},{"$f":"AC17*K17+($A$4-80)*AJ17*$A$16/1000","v":12.58312970711297},{"$f":"AD17*M17+($A$4-80)*AK17*$A$16/1000","v":12.431538473833388},{"$f":"AE17*O17+($A$4-80)*AL17*$A$16/1000","v":12.272435146443515}]
[null,63,18.175631799163178,15.534728033472803,17.787263598326359,15.383322524407252,17.39889539748954,15.224033472803349,16.971690376569036,15.074327103836408,16.544485355648536,14.91333891213389,16.156117154811717,14.76278796425937,15.767748953974895,14.602644351464434,null,0.99866108786610874,0.97732217573221747,0.95598326359832642,0.932510460251046,0.90903765690376581,0.88769874476987454,0.86635983263598326,0.85470085470085477,0.86485042735042739,0.87500000000000011,0.88820422535211274,0.90140845070422526,0.91375841254423085,0.92610837438423643,0.87499999999999989,0.875,0.87500000000000022,0.8828125,0.89062499999999989,0.890625,0.89062500000000011,15.534728033472803,{"$f":"Z18*E18+($A$4-80)*AG18*$A$16/1000","v":15.383322524407252},{"$f":"AA18*G18+($A$4-80)*AH18*$A$16/1000","v":15.224033472803349},15.074327103836408,14.91333891213389,14.76278796425937,14.602644351464434]
[null,59,17.321221757322178,17.321221757322178,16.932853556485359,16.932853556485359,16.544485355648536,16.544485355648536,16.194953974895402,16.194953974895402,15.84542259414226,15.84542259414226,15.457054393305441,15.457054393305441,15.068686192468618,15.068686192468618,null,0.95171548117154825,0.93037656903765709,0.90903765690376581,0.88983263598326379,0.87062761506276154,0.84928870292887038,0.8279497907949791,1,1,1,1,1,1,1,0.73437499999999989,0.69531249999999989,0.65624999999999989,0.61718749999999989,0.57812499999999989,0.53124999999999978,0.48437499999999967,17.321221757322178,{"$f":"Z19*E19+($A$4-80)*AG19*$A$16/1000","v":16.932853556485359},{"$f":"AA19*G19+($A$4-80)*AH19*$A$16/1000","v":16.544485355648536},16.194953974895402,15.84542259414226,15.457054393305441,15.068686192468618]

{"sheet":"4A7A40_25","index":12,"n_rows":19,"n_cols":45,"rows_kept":19,"cut":false,"hidden":true,"merged":[[2,0,2,1],[2,2,2,15],[3,2,3,3],[3,4,3,5],[3,6,3,7],[3,8,3,9],[3,10,3,11],[3,12,3,13],[3,14,3,15],[5,2,6,2],[5,3,6,3],[5,4,6,4],[5,5,6,5],[5,6,6,6],[5,7,6,7],[5,8,6,8],[4,0,6,0],[4,1,6,1],[4,2,4,3],[4,4,4,5],[4,6,4,7],[4,8,4,9],[5,9,6,9],[5,10,6,10],[5,11,6,11],[5,12,6,12],[5,13,6,13],[5,14,6,14],[5,15,6,15],[4,10,4,11],[4,12,4,13],[4,14,4,15],[7,0,10,0],[11,0,14,0],[15,0,18,0],[22,4,22,15],[23,4,23,5],[23,6,23,7],[23,8,23,9],[23,10,23,11],[23,12,23,13],[23,14,23,15],[25,12,26,12],[25,13,26,13],[25,14,26,14],[25,15,26,15],[27,0,30,0],[31,0,34,0],[24,12,24,13],[24,14,24,15],[25,4,26,4],[25,5,26,5],[25,6,26,6],[25,7,26,7],[25,8,26,8],[25,9,26,9],[25,10,26,10],[25,11,26,11],[24,0,26,0],[24,1,26,1],[24,4,24,5],[24,6,24,7],[24,8,24,9],[24,10,24,11],[35,0,38,0],[41,0,42,1],[41,4,41,15],[42,4,42,5],[42,6,42,7],[42,8,42,9],[42,10,42,11],[42,12,42,13],[42,14,42,15],[44,12,45,12],[44,13,45,13],[44,14,45,14],[44,15,45,15],[46,0,49,0],[50,0,53,0],[43,12,43,13],[43,14,43,15],[44,4,45,4],[44,5,45,5],[44,6,45,6],[44,7,45,7],[44,8,45,8],[44,9,45,9],[44,10,45,10],[44,11,45,11],[43,0,45,0],[43,1,45,1],[43,4,43,5],[43,6,43,7],[43,8,43,9],[43,10,43,11],[54,0,57,0],[60,0,61,1],[60,4,60,15],[61,4,61,5],[61,6,61,7],[61,8,61,9],[61,10,61,11],[61,12,61,13],[61,14,61,15],[63,12,64,12],[63,13,64,13],[63,14,64,14],[63,15,64,15],[65,0,68,0],[69,0,72,0],[62,12,62,13],[62,14,62,15],[63,4,64,4],[63,5,64,5],[63,6,64,6],[63,7,64,7],[63,8,64,8],[63,9,64,9],[63,10,64,10],[63,11,64,11],[62,0,64,0],[62,1,64,1],[62,4,62,5],[62,6,62,7],[62,8,62,9],[62,10,62,11],[73,0,76,0],[79,0,80,1],[79,4,79,15],[80,4,80,5],[80,6,80,7],[80,8,80,9],[80,10,80,11],[80,12,80,13],[80,14,80,15],[82,12,83,12],[82,13,83,13],[82,14,83,14],[82,15,83,15],[84,0,87,0],[88,0,91,0],[81,12,81,13],[81,14,81,15],[82,4,83,4],[82,5,83,5],[82,6,83,6],[82,7,83,7],[82,8,83,8],[82,9,83,9],[82,10,83,10],[82,11,83,11],[81,0,83,0],[81,1,83,1],[81,4,81,5],[81,6,81,7],[81,8,81,9],[81,10,81,11],[92,0,95,0],[98,0,99,1],[98,4,98,15],[99,4,99,5],[99,6,99,7],[99,8,99,9],[99,10,99,11],[99,12,99,13],[99,14,99,15],[101,12,102,12],[101,13,102,13],[101,14,102,14],[101,15,102,15],[103,0,106,0],[107,0,110,0],[100,12,100,13],[100,14,100,15],[101,4,102,4],[101,5,102,5],[101,6,102,6],[101,7,102,7],[101,8,102,8],[101,9,102,9],[101,10,102,10],[101,11,102,11],[100,0,102,0],[100,1,102,1],[100,4,100,5],[100,6,100,7],[100,8,100,9],[100,10,100,11],[111,0,114,0],[117,0,118,1],[117,4,117,15],[118,4,118,5],[118,6,118,7],[118,8,118,9],[118,10,118,11],[118,12,118,13],[118,14,118,15],[130,0,133,0],[120,12,121,12],[120,13,121,13],[120,14,121,14],[120,15,121,15],[122,0,125,0],[126,0,129,0],[119,12,119,13],[119,14,119,15],[120,4,121,4],[120,5,121,5],[120,6,121,6],[120,7,121,7],[120,8,121,8],[120,9,121,9],[120,10,121,10],[120,11,121,11],[119,0,121,0],[119,1,121,1],[119,4,119,5],[119,6,119,7],[119,8,119,9],[119,10,119,11]]}
[]
["4A7A40_25",18.2]
["Evaporator Air \n",null,"Condenser  Entering Air Temperature ˚F"]
[80,"°F DB",85,null,90,null,95,null,100,null,105,null,110,null,115]
["CFM","EWB†\n˚F","Capacity Mbtuh",null,"Capacity Mbtuh",null,"Capacity Mbtuh",null,"Capacity Mbtuh",null,"Capacity Mbtuh",null,"Capacity Mbtuh",null,"Capacity Mbtuh"]
[null,null,"Total","Sens.","Total","Sens.","Total","Sens.","Total","Sens.","Total","Sens.","Total","Sens.","Total","Sens."]
[null,null,null,null,null,null,null,null,null,null,null,null,null,null,null,null,null,"Total Factors",null,null,null,null,null,null,"Sens. %",null,null,null,null,null,null,"IDB Adj",null,null,null,null,null,null,"Sens Calc"]
[700,71,{"$f":"R8*$B$2","v":20.478370370370367},{"$f":"IF(AM8>C8,C8,AM8)","v":11.156674897119341},{"$f":"S8*$B$2","v":19.927876543209877},{"$f":"IF(AN8>E8,E8,AN8)","v":10.97648413294635},{"$f":"T8*$B$2","v":19.377382716049379},{"$f":"IF(AO8>G8,G8,AO8)","v":10.789679012345676},{"$f":"U8*$B$2","v":18.790189300411519},{"$f":"IF(AP8>I8,I8,AP8)","v":10.572925431133314},{"$f":"V8*$B$2","v":18.20299588477366},{"$f":"IF(AQ8>K8,K8,AQ8)","v":10.349283950617281},{"$f":"W8*$B$2","v":17.652502057613166},{"$f":"IF(AR8>M8,M8,AR8)","v":10.169953962151652},{"$f":"X8*$B$2","v":17.102008230452675},{"$f":"IF(AS8>O8,O8,AS8)","v":9.9822880658436208},null,1.1251851851851851,1.0949382716049383,1.0646913580246913,1.0324279835390946,1.0001646090534979,0.96991769547325091,0.93967078189300413,0.54480286738351258,0.55081052460084723,0.55681818181818177,0.56268328445747795,0.56854838709677413,0.57611968711061878,0.58369098712446343,0.99999999999999978,0.99999999999999978,0.99999999999999978,0.99999999999999989,1,1,1,{"$f":"Y8*C8+($A$4-80)*AF8*$A$8/1000","v":11.156674897119341},{"$f":"Z8*E8+($A$4-80)*AG8*$A$8/1000","v":10.97648413294635},{"$f":"AA8*G8+($A$4-80)*AH8*$A$8/1000","v":10.789679012345676},{"$f":"AB8*I8+($A$4-80)*AI8*$A$8/1000","v":10.572925431133314},{"$f":"AC8*K8+($A$4-80)*AJ8*$A$8/1000","v":10.349283950617281},{"$f":"AD8*M8+($A$4-80)*AK8*$A$8/1000","v":10.169953962151652},{"$f":"AE8*O8+($A$4-80)*AL8*$A$8/1000","v":9.9822880658436208}]
[null,67,{"$f":"R9*$B$2","v":18.863588477366253},13.578847736625512,18.349794238683128,{"$f":"IF(AN9>E9,E9,AN9)","v":13.362961236506541},17.835999999999999,{"$f":"IF(AO9>G9,G9,AO9)","v":13.138452674897115},17.322205761316873,{"$f":"IF(AP9>I9,I9,AP9)","v":12.960914697666899},16.80841152263374,{"$f":"IF(AQ9>K9,K9,AQ9)","v":12.771456790123453},16.294617283950615,{"$f":"IF(AR9>M9,M9,AR9)","v":12.594694994402003},15.780823045267487,{"$f":"IF(AS9>O9,O9,AS9)","v":12.404460905349792},null,1.0364609053497942,1.0082304526748971,0.98,0.95176954732510288,0.92353909465020556,0.89530864197530857,0.86707818930041147,0.71984435797665369,0.72823493618997293,0.73662551440329205,0.74822542095710454,0.75982532751091703,0.77293591956941199,0.78604651162790695,1,0.99218749999999989,0.98437499999999978,0.99218749999999978,0.99999999999999978,0.99999999999999978,0.99999999999999978,{"$f":"Y9*C9+($A$4-80)*AF9*$A$8/1000","v":13.578847736625512},{"$f":"Z9*E9+($A$4-80)*AG9*$A$8/1000","v":13.362961236506541},{"$f":"AA9*G9+($A$4-80)*AH9*$A$8/1000","v":13.138452674897115},{"$f":"AB9*I9+($A$4-80)*AI9*$A$8/1000","v":12.960914697666899},{"$f":"AC9*K9+($A$4-80)*AJ9*$A$8/1000","v":12.771456790123453},{"$f":"AD9*M9+($A$4-80)*AK9*$A$8/1000","v":12.594694994402003},{"$f":"AE9*O9+($A$4-80)*AL9*$A$8/1000","v":12.404460905349792}]
[null,63,17.615802469135801,16.001020576131687,17.13870781893004,15.824677302049153,16.661613168724276,15.634024691358023,16.184518518518516,15.458550676041432,15.707423868312754,15.26702880658436,15.230329218106995,15.016819930002692,14.753234567901234,14.753234567901234,null,0.96790123456790123,0.94168724279835381,0.9154732510288065,0.88925925925925919,0.86304526748971178,0.83683127572016458,0.81061728395061727,0.90833333333333333,0.92332966226138036,0.93832599118942739,0.95514430400592865,0.97196261682243001,0.98598130841121501,1,0.984375,0.9921875,1,1,1,0.98437500000000011,0.96875000000000022,16.001020576131687,{"$f":"Z10*E10+($A$4-80)*AG10*$A$8/1000","v":15.824677302049153},{"$f":"AA10*G10+($A$4-80)*AH10*$A$8/1000","v":15.634024691358023},15.458550676041432,15.26702880658436,15.016819930002692,14.753234567901234]
[null,59,16.80841152263374,16.80841152263374,16.368016460905348,16.368016460905348,15.927621399176953,15.927621399176953,15.450526748971191,15.450526748971191,14.973432098765429,14.973432098765429,14.533037037037033,14.533037037037033,14.09264197530864,14.09264197530864,null,0.92353909465020556,0.89934156378600816,0.87514403292181064,0.84893004115226323,0.82271604938271592,0.79851851851851829,0.77432098765432089,1,1,1,1,1,1,1,0.60937499999999978,0.55468749999999978,0.49999999999999989,0.44531249999999994,0.390625,0.33593750000000006,0.28125000000000011,16.80841152263374,{"$f":"Z11*E11+($A$4-80)*AG11*$A$8/1000","v":16.368016460905348},{"$f":"AA11*G11+($A$4-80)*AH11*$A$8/1000","v":15.927621399176953},{"$f":"AB11*I11+($A$4-80)*AI11*$A$8/1000","v":15.450526748971191},14.973432098765429,14.533037037037033,14.09264197530864]
[800,71,20.896296296296295,11.384362139917696,20.334567901234564,11.200494013210559,19.772839506172836,11.009876543209874,19.17366255144033,10.788699419523791,18.57448559670782,10.560493827160494,18.012757201646089,10.377504043011889,17.451028806584361,10.186008230452673,null,1.1481481481481481,1.1172839506172838,1.0864197530864197,1.0534979423868314,1.0205761316872428,0.98971193415637859,0.95884773662551437,0.54480286738351258,0.55081052460084723,0.55681818181818177,0.56268328445747795,0.56854838709677413,0.57611968711061878,0.58369098712446343,0.99999999999999978,0.99999999999999978,0.99999999999999978,0.99999999999999989,1,1,1,{"$f":"Y12*C12+($A$4-80)*AF12*$A$12/1000","v":11.384362139917696},{"$f":"Z12*E12+($A$4-80)*AG12*$A$12/1000","v":11.200494013210559},{"$f":"AA12*G12+($A$4-80)*AH12*$A$12/1000","v":11.009876543209874},{"$f":"AB12*I12+($A$4-80)*AI12*$A$12/1000","v":10.788699419523791},{"$f":"AC12*K12+($A$4-80)*AJ12*$A$12/1000","v":10.560493827160494},{"$f":"AD12*M12+($A$4-80)*AK12*$A$12/1000","v":10.377504043011889},{"$f":"AE12*O12+($A$4-80)*AL12*$A$12/1000","v":10.186008230452673}]
[null,67,19.248559670781891,13.855967078189298,18.724279835390945,13.635674731129122,18.2,13.406584362139915,17.675720164609054,13.22542316088459,17.151440329218104,13.032098765432096,16.627160493827159,12.851729586124494,16.102880658436213,12.657613168724279,null,1.0576131687242798,1.0288065843621399,1,0.9711934156378601,0.94238683127572009,0.9135802469135802,0.8847736625514403,0.71984435797665369,0.72823493618997293,0.73662551440329205,0.74822542095710454,0.75982532751091703,0.77293591956941199,0.78604651162790695,1,0.99218749999999989,0.98437499999999978,0.99218749999999978,0.99999999999999978,0.99999999999999978,0.99999999999999978,{"$f":"Y13*C13+($A$4-80)*AF13*$A$12/1000","v":13.855967078189298},{"$f":"Z13*E13+($A$4-80)*AG13*$A$12/1000","v":13.635674731129122},{"$f":"AA13*G13+($A$4-80)*AH13*$A$12/1000","v":13.406584362139915},{"$f":"AB13*I13+($A$4-80)*AI13*$A$12/1000","v":13.22542316088459},{"$f":"AC13*K13+($A$4-80)*AJ13*$A$12/1000","v":13.032098765432096},{"$f":"AD13*M13+($A$4-80)*AK13*$A$12/1000","v":12.851729586124494},{"$f":"AE13*O13+($A$4-80)*AL13*$A$12/1000","v":12.657613168724279}]
[null,63,17.975308641975307,16.327572016460902,17.488477366255143,16.147629900050156,17.00164609053498,15.953086419753088,16.514814814814812,15.774031302083094,16.027983539094649,15.578600823045267,15.541152263374483,15.323285642859888,15.05432098765432,15.05432098765432,null,0.98765432098765427,0.96090534979423869,0.93415637860082301,0.90740740740740722,0.88065843621399165,0.85390946502057608,0.8271604938271605,0.90833333333333333,0.92332966226138036,0.93832599118942739,0.95514430400592865,0.97196261682243001,0.98598130841121501,1,0.984375,0.9921875,1,1,1,0.98437500000000011,0.96875000000000022,16.327572016460902,{"$f":"Z14*E14+($A$4-80)*AG14*$A$12/1000","v":16.147629900050156},{"$f":"AA14*G14+($A$4-80)*AH14*$A$12/1000","v":15.953086419753088},15.774031302083094,15.578600823045267,15.323285642859888,15.05432098765432]
[null,59,17.151440329218104,17.151440329218104,16.702057613168719,16.702057613168719,16.252674897119341,16.252674897119341,15.765843621399174,15.765843621399174,15.279012345679011,15.279012345679011,14.829629629629625,14.829629629629625,14.380246913580246,14.380246913580246,null,0.94238683127572009,0.91769547325102863,0.89300411522633738,0.8662551440329217,0.83950617283950613,0.81481481481481466,0.79012345679012341,1,1,1,1,1,1,1,0.60937499999999978,0.55468749999999978,0.49999999999999989,0.44531249999999994,0.390625,0.33593750000000006,0.28125000000000011,17.151440329218104,{"$f":"Z15*E15+($A$4-80)*AG15*$A$12/1000","v":16.702057613168719},{"$f":"AA15*G15+($A$4-80)*AH15*$A$12/1000","v":16.252674897119341},15.765843621399174,15.279012345679011,14.829629629629625,14.380246913580246]
[900,71,21.31422222222222,11.61204938271605,20.741259259259255,11.424503893474771,20.168296296296294,11.230074074074071,19.557135802469134,11.004473407914265,18.945975308641977,10.771703703703704,18.373012345679012,10.585054123872128,17.80004938271605,10.389728395061727,null,1.171111111111111,1.1396296296296295,1.1081481481481481,1.0745679012345679,1.0409876543209877,1.0095061728395063,0.97802469135802472,0.54480286738351258,0.55081052460084723,0.55681818181818177,0.56268328445747795,0.56854838709677413,0.57611968711061878,0.58369098712446343,0.99999999999999978,0.99999999999999978,0.99999999999999978,0.99999999999999989,1,1,1,{"$f":"Y16*C16+($A$4-80)*AF16*$A$16/1000","v":11.61204938271605},{"$f":"Z16*E16+($A$4-80)*AG16*$A$16/1000","v":11.424503893474771},{"$f":"AA16*G16+($A$4-80)*AH16*$A$16/1000","v":11.230074074074071},{"$f":"AB16*I16+($A$4-80)*AI16*$A$16/1000","v":11.004473407914265},{"$f":"AC16*K16+($A$4-80)*AJ16*$A$16/1000","v":10.771703703703704},{"$f":"AD16*M16+($A$4-80)*AK16*$A$16/1000","v":10.585054123872128},{"$f":"AE16*O16+($A$4-80)*AL16*$A$16/1000","v":10.389728395061727}]
[null,67,19.633530864197528,14.133086419753084,19.098765432098766,13.908388225751706,18.564,13.674716049382713,18.029234567901234,13.489931624102281,17.494469135802468,13.29274074074074,16.959703703703699,13.108764177846981,16.424938271604937,12.910765432098763,null,1.0787654320987654,1.0493827160493827,1.02,0.99061728395061732,0.96123456790123452,0.93185185185185171,0.90246913580246912,0.71984435797665369,0.72823493618997293,0.73662551440329205,0.74822542095710454,0.75982532751091703,0.77293591956941199,0.78604651162790695,1,0.99218749999999989,0.98437499999999978,0.99218749999999978,0.99999999999999978,0.99999999999999978,0.99999999999999978,{"$f":"Y17*C17+($A$4-80)*AF17*$A$16/1000","v":14.133086419753084},{"$f":"Z17*E17+($A$4-80)*AG17*$A$16/1000","v":13.908388225751706},{"$f":"AA17*G17+($A$4-80)*AH17*$A$16/1000","v":13.674716049382713},{"$f":"AB17*I17+($A$4-80)*AI17*$A$16/1000","v":13.489931624102281},{"$f":"AC17*K17+($A$4-80)*AJ17*$A$16/1000","v":13.29274074074074},{"$f":"AD17*M17+($A$4-80)*AK17*$A$16/1000","v":13.108764177846981},{"$f":"AE17*O17+($A$4-80)*AL17*$A$16/1000","v":12.910765432098763}]
[null,63,18.334814814814813,16.654123456790121,17.838246913580246,16.470582498051158,17.341679012345679,16.272148148148151,16.845111111111109,16.089511928124754,16.348543209876542,15.890172839506173,15.851975308641974,15.629751355717087,15.355407407407407,15.355407407407407,null,1.0074074074074073,0.98012345679012347,0.95283950617283952,0.92555555555555546,0.89827160493827152,0.87098765432098757,0.84370370370370373,0.90833333333333333,0.92332966226138036,0.93832599118942739,0.95514430400592865,0.97196261682243001,0.98598130841121501,1,0.984375,0.9921875,1,1,1,0.98437500000000011,0.96875000000000022,16.654123456790121,{"$f":"Z18*E18+($A$4-80)*AG18*$A$16/1000","v":16.470582498051158},{"$f":"AA18*G18+($A$4-80)*AH18*$A$16/1000","v":16.272148148148151},16.089511928124754,15.890172839506173,15.629751355717087,15.355407407407407]
[null,59,17.494469135802468,17.494469135802468,17.036098765432097,17.036098765432097,16.57772839506173,16.57772839506173,16.081160493827159,16.081160493827159,15.584592592592591,15.584592592592591,15.12622222222222,15.12622222222222,14.667851851851852,14.667851851851852,null,0.96123456790123452,0.93604938271604943,0.91086419753086423,0.88358024691358017,0.85629629629629622,0.83111111111111102,0.80592592592592593,1,1,1,1,1,1,1,0.60937499999999978,0.55468749999999978,0.49999999999999989,0.44531249999999994,0.390625,0.33593750000000006,0.28125000000000011,17.494469135802468,{"$f":"Z19*E19+($A$4-80)*AG19*$A$16/1000","v":17.036098765432097},{"$f":"AA19*G19+($A$4-80)*AH19*$A$16/1000","v":16.57772839506173},16.081160493827159,15.584592592592591,15.12622222222222,14.667851851851852]

{"sheet":"4A7A40_30","index":13,"n_rows":19,"n_cols":45,"rows_kept":19,"cut":false,"hidden":true,"merged":[[2,0,2,1],[2,2,2,15],[3,2,3,3],[3,4,3,5],[3,6,3,7],[3,8,3,9],[3,10,3,11],[3,12,3,13],[3,14,3,15],[5,2,6,2],[5,3,6,3],[5,4,6,4],[5,5,6,5],[5,6,6,6],[5,7,6,7],[5,8,6,8],[4,0,6,0],[4,1,6,1],[4,2,4,3],[4,4,4,5],[4,6,4,7],[4,8,4,9],[5,9,6,9],[5,10,6,10],[5,11,6,11],[5,12,6,12],[5,13,6,13],[5,14,6,14],[5,15,6,15],[4,10,4,11],[4,12,4,13],[4,14,4,15],[7,0,10,0],[11,0,14,0],[15,0,18,0],[22,4,22,15],[23,4,23,5],[23,6,23,7],[23,8,23,9],[23,10,23,11],[23,12,23,13],[23,14,23,15],[25,12,26,12],[25,13,26,13],[25,14,26,14],[25,15,26,15],[27,0,30,0],[31,0,34,0],[24,12,24,13],[24,14,24,15],[25,4,26,4],[25,5,26,5],[25,6,26,6],[25,7,26,7],[25,8,26,8],[25,9,26,9],[25,10,26,10],[25,11,26,11],[24,0,26,0],[24,1,26,1],[24,4,24,5],[24,6,24,7],[24,8,24,9],[24,10,24,11],[35,0,38,0],[41,0,42,1],[41,4,41,15],[42,4,42,5],[42,6,42,7],[42,8,42,9],[42,10,42,11],[42,12,42,13],[42,14,42,15],[44,12,45,12],[44,13,45,13],[44,14,45,14],[44,15,45,15],[46,0,49,0],[50,0,53,0],[43,12,43,13],[43,14,43,15],[44,4,45,4],[44,5,45,5],[44,6,45,6],[44,7,45,7],[44,8,45,8],[44,9,45,9],[44,10,45,10],[44,11,45,11],[43,0,45,0],[43,1,45,1],[43,4,43,5],[43,6,43,7],[43,8,43,9],[43,10,43,11],[54,0,57,0],[60,0,61,1],[60,4,60,15],[61,4,61,5],[61,6,61,7],[61,8,61,9],[61,10,61,11],[61,12,61,13],[61,14,61,15],[63,12,64,12],[63,13,64,13],[63,14,64,14],[63,15,64,15],[65,0,68,0],[69,0,72,0],[62,12,62,13],[62,14,62,15],[63,4,64,4],[63,5,64,5],[63,6,64,6],[63,7,64,7],[63,8,64,8],[63,9,64,9],[63,10,64,10],[63,11,64,11],[62,0,64,0],[62,1,64,1],[62,4,62,5],[62,6,62,7],[62,8,62,9],[62,10,62,11],[73,0,76,0],[79,0,80,1],[79,4,79,15],[80,4,80,5],[80,6,80,7],[80,8,80,9],[80,10,80,11],[80,12,80,13],[80,14,80,15],[82,12,83,12],[82,13,83,13],[82,14,83,14],[82,15,83,15],[84,0,87,0],[88,0,91,0],[81,12,81,13],[81,14,81,15],[82,4,83,4],[82,5,83,5],[82,6,83,6],[82,7,83,7],[82,8,83,8],[82,9,83,9],[82,10,83,10],[82,11,83,11],[81,0,83,0],[81,1,83,1],[81,4,81,5],[81,6,81,7],[81,8,81,9],[81,10,81,11],[92,0,95,0],[98,0,99,1],[98,4,98,15],[99,4,99,5],[99,6,99,7],[99,8,99,9],[99,10,99,11],[99,12,99,13],[99,14,99,15],[101,12,102,12],[101,13,102,13],[101,14,102,14],[101,15,102,15],[103,0,106,0],[107,0,110,0],[100,12,100,13],[100,14,100,15],[101,4,102,4],[101,5,102,5],[101,6,102,6],[101,7,102,7],[101,8,102,8],[101,9,102,9],[101,10,102,10],[101,11,102,11],[100,0,102,0],[100,1,102,1],[100,4,100,5],[100,6,100,7],[100,8,100,9],[100,10,100,11],[111,0,114,0],[117,0,118,1],[117,4,117,15],[118,4,118,5],[118,6,118,7],[118,8,118,9],[118,10,118,11],[118,12,118,13],[118,14,118,15],[130,0,133,0],[120,12,121,12],[120,13,121,13],[120,14,121,14],[120,15,121,15],[122,0,125,0],[126,0,129,0],[119,12,119,13],[119,14,119,15],[120,4,121,4],[120,5,121,5],[120,6,121,6],[120,7,121,7],[120,8,121,8],[120,9,121,9],[120,10,121,10],[120,11,121,11],[119,0,121,0],[119,1,121,1],[119,4,119,5],[119,6,119,7],[119,8,119,9],[119,10,119,11]]}
[]
["4A7A40_30",18.2]
["Evaporator Air \n",null,"Condenser  Entering Air Temperature ˚F"]
[80,"°F DB",85,null,90,null,95,null,100,null,105,null,110,null,115]
["CFM","EWB†\n˚F","Capacity Mbtuh",null,"Capacity Mbtuh",null,"Capacity Mbtuh",null,"Capacity Mbtuh",null,"Capacity Mbtuh",null,"Capacity Mbtuh",null,"Capacity Mbtuh"]
[null,null,"Total","Sens.","Total","Sens.","Total","Sens.","Total","Sens.","Total","Sens.","Total","Sens.","Total","Sens."]
[null,null,null,null,null,null,null,null,null,null,null,null,null,null,null,null,null,"Total Factors",null,null,null,null,null,null,"Sens. %",null,null,null,null,null,null,"IDB Adj",null,null,null,null,null,null,"Sens Calc"]
[875,71,{"$f":"R8*$B$2","v":20.357641379310344},{"$f":"IF(AM8>C8,C8,AM8)","v":11.255131034482757},{"$f":"S8*$B$2","v":19.834862068965514},{"$f":"IF(AN8>E8,E8,AN8)","v":11.073450017517745},{"$f":"T8*$B$2","v":19.31208275862069},{"$f":"IF(AO8>G8,G8,AO8)","v":10.886110344827586},{"$f":"U8*$B$2","v":18.820055172413792},{"$f":"IF(AP8>I8,I8,AP8)","v":10.704092423757769},{"$f":"V8*$B$2","v":18.328027586206893},{"$f":"IF(AQ8>K8,K8,AQ8)","v":10.517089655172413},{"$f":"W8*$B$2","v":17.80524827586207},{"$f":"IF(AR8>M8,M8,AR8)","v":10.367754225165354},{"$f":"X8*$B$2","v":17.282468965517239},{"$f":"IF(AS8>O8,O8,AS8)","v":10.209572413793103},null,1.118551724137931,1.0898275862068965,1.0611034482758621,1.0340689655172413,1.0070344827586206,0.97831034482758628,0.94958620689655171,0.55287009063444104,0.55828217907518229,0.56369426751592355,0.56875988543581413,0.5738255033557047,0.58228641715827933,0.59074733096085408,0.98750000000000004,0.98750000000000004,0.98749999999999993,0.98124999999999996,0.97500000000000009,0.98125000000000018,0.98750000000000027,{"$f":"Y8*C8+($A$4-80)*AF8*$A$8/1000","v":11.255131034482757},{"$f":"Z8*E8+($A$4-80)*AG8*$A$8/1000","v":11.073450017517745},{"$f":"AA8*G8+($A$4-80)*AH8*$A$8/1000","v":10.886110344827586},{"$f":"AB8*I8+($A$4-80)*AI8*$A$8/1000","v":10.704092423757769},{"$f":"AC8*K8+($A$4-80)*AJ8*$A$8/1000","v":10.517089655172413},{"$f":"AD8*M8+($A$4-80)*AK8*$A$8/1000","v":10.367754225165354},{"$f":"AE8*O8+($A$4-80)*AL8*$A$8/1000","v":10.209572413793103}]
[null,67,{"$f":"R9*$B$2","v":18.758551724137931},13.715268965517241,18.297275862068965,{"$f":"IF(AN9>E9,E9,AN9)","v":13.534709061226874},17.835999999999999,{"$f":"IF(AO9>G9,G9,AO9)","v":13.346248275862067},17.3439724137931,{"$f":"IF(AP9>I9,I9,AP9)","v":13.167100325819973},16.851944827586205,{"$f":"IF(AQ9>K9,K9,AQ9)","v":12.977227586206897},16.390668965517239,{"$f":"IF(AR9>M9,M9,AR9)","v":12.829302675832137},15.929393103448273,{"$f":"IF(AS9>O9,O9,AS9)","v":12.669710344827585},null,1.0306896551724138,1.0053448275862069,0.98,0.95296551724137912,0.92593103448275849,0.90058620689655167,0.87524137931034474,0.73114754098360657,0.73971170152628596,0.74827586206896546,0.75917442738484775,0.77007299270073004,0.78271989403376274,0.79536679536679544,0.98750000000000004,0.98124999999999996,0.97499999999999987,0.97499999999999998,0.97500000000000009,0.98125000000000018,0.98750000000000027,{"$f":"Y9*C9+($A$4-80)*AF9*$A$8/1000","v":13.715268965517241},{"$f":"Z9*E9+($A$4-80)*AG9*$A$8/1000","v":13.534709061226874},{"$f":"AA9*G9+($A$4-80)*AH9*$A$8/1000","v":13.346248275862067},{"$f":"AB9*I9+($A$4-80)*AI9*$A$8/1000","v":13.167100325819973},{"$f":"AC9*K9+($A$4-80)*AJ9*$A$8/1000","v":12.977227586206897},{"$f":"AD9*M9+($A$4-80)*AK9*$A$8/1000","v":12.829302675832137},{"$f":"AE9*O9+($A$4-80)*AL9*$A$8/1000","v":12.669710344827585}]
[null,63,17.589986206896555,16.29841379310345,17.128710344827585,16.120625651540212,16.667434482758619,15.929393103448273,16.236910344827585,15.751064275957129,15.806386206896551,15.560372413793104,15.345110344827585,15.225693143700523,14.883834482758619,14.883834482758619,null,0.96648275862068977,0.94113793103448273,0.9157931034482758,0.8921379310344828,0.86848275862068969,0.84313793103448276,0.81779310344827583,0.92657342657342656,0.94114649188449917,0.95571955719557189,0.9700776774304708,0.98443579766536971,0.99221789883268485,1,0.98749999999999993,0.98749999999999993,0.98749999999999993,0.98124999999999996,0.97500000000000009,0.94375000000000009,0.91250000000000009,16.29841379310345,{"$f":"Z10*E10+($A$4-80)*AG10*$A$8/1000","v":16.120625651540212},{"$f":"AA10*G10+($A$4-80)*AH10*$A$8/1000","v":15.929393103448273},15.751064275957129,15.560372413793104,15.225693143700523,14.883834482758619]
[null,59,16.728937931034483,16.728937931034483,16.329165517241378,16.329165517241378,15.929393103448273,15.929393103448273,15.498868965517239,15.498868965517239,15.068344827586204,15.068344827586204,14.63782068965517,14.63782068965517,14.20729655172414,14.20729655172414,null,0.91917241379310344,0.89720689655172403,0.87524137931034474,0.85158620689655162,0.82793103448275851,0.8042758620689654,0.78062068965517251,1,1,1,1,1,1,1,0.52499999999999991,0.48124999999999996,0.4375,0.38749999999999996,0.33749999999999991,0.28750000000000009,0.23750000000000027,16.728937931034483,{"$f":"Z11*E11+($A$4-80)*AG11*$A$8/1000","v":16.329165517241378},{"$f":"AA11*G11+($A$4-80)*AH11*$A$8/1000","v":15.929393103448273},{"$f":"AB11*I11+($A$4-80)*AI11*$A$8/1000","v":15.498868965517239},15.068344827586204,14.63782068965517,14.20729655172414]
[1000,71,20.773103448275862,11.484827586206896,20.239655172413791,11.299438793385455,19.706206896551723,11.108275862068965,19.204137931034484,10.922543289548745,18.702068965517242,10.731724137931035,18.168620689655171,10.579341046087096,17.635172413793104,10.417931034482759,null,1.1413793103448275,1.1120689655172413,1.0827586206896551,1.0551724137931036,1.0275862068965518,0.99827586206896557,0.96896551724137936,0.55287009063444104,0.55828217907518229,0.56369426751592355,0.56875988543581413,0.5738255033557047,0.58228641715827933,0.59074733096085408,0.98750000000000004,0.98750000000000004,0.98749999999999993,0.98124999999999996,0.97500000000000009,0.98125000000000018,0.98750000000000027,{"$f":"Y12*C12+($A$4-80)*AF12*$A$12/1000","v":11.484827586206896},{"$f":"Z12*E12+($A$4-80)*AG12*$A$12/1000","v":11.299438793385455},{"$f":"AA12*G12+($A$4-80)*AH12*$A$12/1000","v":11.108275862068965},{"$f":"AB12*I12+($A$4-80)*AI12*$A$12/1000","v":10.922543289548745},{"$f":"AC12*K12+($A$4-80)*AJ12*$A$12/1000","v":10.731724137931035},{"$f":"AD12*M12+($A$4-80)*AK12*$A$12/1000","v":10.579341046087096},{"$f":"AE12*O12+($A$4-80)*AL12*$A$12/1000","v":10.417931034482759}]
[null,67,19.141379310344828,13.995172413793103,18.670689655172414,13.810927613496812,18.2,13.61862068965517,17.697931034482757,13.435816658999974,17.195862068965518,13.242068965517245,16.725172413793103,13.091125179420549,16.254482758620686,12.928275862068963,null,1.0517241379310345,1.0258620689655173,1,0.97241379310344822,0.94482758620689655,0.91896551724137931,0.89310344827586197,0.73114754098360657,0.73971170152628596,0.74827586206896546,0.75917442738484775,0.77007299270073004,0.78271989403376274,0.79536679536679544,0.98750000000000004,0.98124999999999996,0.97499999999999987,0.97499999999999998,0.97500000000000009,0.98125000000000018,0.98750000000000027,{"$f":"Y13*C13+($A$4-80)*AF13*$A$12/1000","v":13.995172413793103},{"$f":"Z13*E13+($A$4-80)*AG13*$A$12/1000","v":13.810927613496812},{"$f":"AA13*G13+($A$4-80)*AH13*$A$12/1000","v":13.61862068965517},{"$f":"AB13*I13+($A$4-80)*AI13*$A$12/1000","v":13.435816658999974},{"$f":"AC13*K13+($A$4-80)*AJ13*$A$12/1000","v":13.242068965517245},{"$f":"AD13*M13+($A$4-80)*AK13*$A$12/1000","v":13.091125179420549},{"$f":"AE13*O13+($A$4-80)*AL13*$A$12/1000","v":12.928275862068963}]
[null,63,17.94896551724138,16.631034482758622,17.478275862068966,16.449618011775726,17.007586206896551,16.254482758620689,16.568275862068962,16.072514567303191,16.12896551724138,15.87793103448276,15.658275862068965,15.536421575204615,15.187586206896551,15.187586206896551,null,0.98620689655172422,0.96034482758620698,0.93448275862068975,0.91034482758620683,0.88620689655172413,0.8603448275862069,0.83448275862068966,0.92657342657342656,0.94114649188449917,0.95571955719557189,0.9700776774304708,0.98443579766536971,0.99221789883268485,1,0.98749999999999993,0.98749999999999993,0.98749999999999993,0.98124999999999996,0.97500000000000009,0.94375000000000009,0.91250000000000009,16.631034482758622,{"$f":"Z14*E14+($A$4-80)*AG14*$A$12/1000","v":16.449618011775726},{"$f":"AA14*G14+($A$4-80)*AH14*$A$12/1000","v":16.254482758620689},16.072514567303191,15.87793103448276,15.536421575204615,15.187586206896551]
[null,59,17.070344827586204,17.070344827586204,16.662413793103447,16.662413793103447,16.254482758620686,16.254482758620686,15.815172413793102,15.815172413793102,15.375862068965517,15.375862068965517,14.93655172413793,14.93655172413793,14.497241379310346,14.497241379310346,null,0.93793103448275861,0.91551724137931023,0.89310344827586197,0.86896551724137927,0.84482758620689657,0.82068965517241377,0.79655172413793107,1,1,1,1,1,1,1,0.52499999999999991,0.48124999999999996,0.4375,0.38749999999999996,0.33749999999999991,0.28750000000000009,0.23750000000000027,17.070344827586204,{"$f":"Z15*E15+($A$4-80)*AG15*$A$12/1000","v":16.662413793103447},{"$f":"AA15*G15+($A$4-80)*AH15*$A$12/1000","v":16.254482758620686},15.815172413793102,15.375862068965517,14.93655172413793,14.497241379310346]
[1125,71,21.188565517241376,11.714524137931031,20.644448275862064,11.525427569253164,20.10033103448276,11.330441379310345,19.58822068965517,11.140994155339719,19.076110344827583,10.946358620689654,18.531993103448276,10.790927867008838,17.987875862068968,10.626289655172416,null,1.164206896551724,1.134310344827586,1.1044137931034483,1.0762758620689654,1.0481379310344827,1.0182413793103449,0.98834482758620701,0.55287009063444104,0.55828217907518229,0.56369426751592355,0.56875988543581413,0.5738255033557047,0.58228641715827933,0.59074733096085408,0.98750000000000004,0.98750000000000004,0.98749999999999993,0.98124999999999996,0.97500000000000009,0.98125000000000018,0.98750000000000027,{"$f":"Y16*C16+($A$4-80)*AF16*$A$16/1000","v":11.714524137931031},{"$f":"Z16*E16+($A$4-80)*AG16*$A$16/1000","v":11.525427569253164},{"$f":"AA16*G16+($A$4-80)*AH16*$A$16/1000","v":11.330441379310345},{"$f":"AB16*I16+($A$4-80)*AI16*$A$16/1000","v":11.140994155339719},{"$f":"AC16*K16+($A$4-80)*AJ16*$A$16/1000","v":10.946358620689654},{"$f":"AD16*M16+($A$4-80)*AK16*$A$16/1000","v":10.790927867008838},{"$f":"AE16*O16+($A$4-80)*AL16*$A$16/1000","v":10.626289655172416}]
[null,67,19.524206896551721,14.275075862068963,19.044103448275862,14.087146165766748,18.564,13.890993103448276,18.051889655172413,13.704532992179974,17.539779310344827,13.506910344827588,17.059675862068964,13.35294768300896,16.579572413793102,13.186841379310344,null,1.0727586206896551,1.0463793103448276,1.02,0.99186206896551732,0.96372413793103451,0.93734482758620685,0.91096551724137931,0.73114754098360657,0.73971170152628596,0.74827586206896546,0.75917442738484775,0.77007299270073004,0.78271989403376274,0.79536679536679544,0.98750000000000004,0.98124999999999996,0.97499999999999987,0.97499999999999998,0.97500000000000009,0.98125000000000018,0.98750000000000027,{"$f":"Y17*C17+($A$4-80)*AF17*$A$16/1000","v":14.275075862068963},{"$f":"Z17*E17+($A$4-80)*AG17*$A$16/1000","v":14.087146165766748},{"$f":"AA17*G17+($A$4-80)*AH17*$A$16/1000","v":13.890993103448276},{"$f":"AB17*I17+($A$4-80)*AI17*$A$16/1000","v":13.704532992179974},{"$f":"AC17*K17+($A$4-80)*AJ17*$A$16/1000","v":13.506910344827588},{"$f":"AD17*M17+($A$4-80)*AK17*$A$16/1000","v":13.35294768300896},{"$f":"AE17*O17+($A$4-80)*AL17*$A$16/1000","v":13.186841379310344}]
[null,63,18.307944827586205,16.963655172413791,17.827841379310346,16.778610372011244,17.347737931034484,16.579572413793102,16.899641379310346,16.393964858649259,16.451544827586204,16.195489655172413,15.971441379310342,15.847150006708706,15.491337931034483,15.491337931034483,null,1.0059310344827586,0.97955172413793112,0.95317241379310358,0.92855172413793108,0.90393103448275858,0.87755172413793092,0.85117241379310349,0.92657342657342656,0.94114649188449917,0.95571955719557189,0.9700776774304708,0.98443579766536971,0.99221789883268485,1,0.98749999999999993,0.98749999999999993,0.98749999999999993,0.98124999999999996,0.97500000000000009,0.94375000000000009,0.91250000000000009,16.963655172413791,{"$f":"Z18*E18+($A$4-80)*AG18*$A$16/1000","v":16.778610372011244},{"$f":"AA18*G18+($A$4-80)*AH18*$A$16/1000","v":16.579572413793102},16.393964858649259,16.195489655172413,15.847150006708706,15.491337931034483]
[null,59,17.411751724137929,17.411751724137929,16.995662068965515,16.995662068965515,16.579572413793102,16.579572413793102,16.131475862068964,16.131475862068964,15.683379310344828,15.683379310344828,15.23528275862069,15.23528275862069,14.787186206896553,14.787186206896553,null,0.95668965517241378,0.93382758620689654,0.91096551724137931,0.88634482758620692,0.86172413793103453,0.83710344827586214,0.81248275862068975,1,1,1,1,1,1,1,0.52499999999999991,0.48124999999999996,0.4375,0.38749999999999996,0.33749999999999991,0.28750000000000009,0.23750000000000027,17.411751724137929,{"$f":"Z19*E19+($A$4-80)*AG19*$A$16/1000","v":16.995662068965515},{"$f":"AA19*G19+($A$4-80)*AH19*$A$16/1000","v":16.579572413793102},16.131475862068964,15.683379310344828,15.23528275862069,14.787186206896553]

{"sheet":"4A7A40_31","index":14,"n_rows":19,"n_cols":45,"rows_kept":19,"cut":false,"hidden":true,"merged":[[2,0,2,1],[2,2,2,15],[3,2,3,3],[3,4,3,5],[3,6,3,7],[3,8,3,9],[3,10,3,11],[3,12,3,13],[3,14,3,15],[5,2,6,2],[5,3,6,3],[5,4,6,4],[5,5,6,5],[5,6,6,6],[5,7,6,7],[5,8,6,8],[4,0,6,0],[4,1,6,1],[4,2,4,3],[4,4,4,5],[4,6,4,7],[4,8,4,9],[5,9,6,9],[5,10,6,10],[5,11,6,11],[5,12,6,12],[5,13,6,13],[5,14,6,14],[5,15,6,15],[4,10,4,11],[4,12,4,13],[4,14,4,15],[7,0,10,0],[11,0,14,0],[15,0,18,0],[22,4,22,15],[23,4,23,5],[23,6,23,7],[23,8,23,9],[23,10,23,11],[23,12,23,13],[23,14,23,15],[25,12,26,12],[25,13,26,13],[25,14,26,14],[25,15,26,15],[27,0,30,0],[31,0,34,0],[24,12,24,13],[24,14,24,15],[25,4,26,4],[25,5,26,5],[25,6,26,6],[25,7,26,7],[25,8,26,8],[25,9,26,9],[25,10,26,10],[25,11,26,11],[24,0,26,0],[24,1,26,1],[24,4,24,5],[24,6,24,7],[24,8,24,9],[24,10,24,11],[35,0,38,0],[41,0,42,1],[41,4,41,15],[42,4,42,5],[42,6,42,7],[42,8,42,9],[42,10,42,11],[42,12,42,13],[42,14,42,15],[44,12,45,12],[44,13,45,13],[44,14,45,14],[44,15,45,15],[46,0,49,0],[50,0,53,0],[43,12,43,13],[43,14,43,15],[44,4,45,4],[44,5,45,5],[44,6,45,6],[44,7,45,7],[44,8,45,8],[44,9,45,9],[44,10,45,10],[44,11,45,11],[43,0,45,0],[43,1,45,1],[43,4,43,5],[43,6,43,7],[43,8,43,9],[43,10,43,11],[54,0,57,0],[60,0,61,1],[60,4,60,15],[61,4,61,5],[61,6,61,7],[61,8,61,9],[61,10,61,11],[61,12,61,13],[61,14,61,15],[63,12,64,12],[63,13,64,13],[63,14,64,14],[63,15,64,15],[65,0,68,0],[69,0,72,0],[62,12,62,13],[62,14,62,15],[63,4,64,4],[63,5,64,5],[63,6,64,6],[63,7,64,7],[63,8,64,8],[63,9,64,9],[63,10,64,10],[63,11,64,11],[62,0,64,0],[62,1,64,1],[62,4,62,5],[62,6,62,7],[62,8,62,9],[62,10,62,11],[73,0,76,0],[79,0,80,1],[79,4,79,15],[80,4,80,5],[80,6,80,7],[80,8,80,9],[80,10,80,11],[80,12,80,13],[80,14,80,15],[82,12,83,12],[82,13,83,13],[82,14,83,14],[82,15,83,15],[84,0,87,0],[88,0,91,0],[81,12,81,13],[81,14,81,15],[82,4,83,4],[82,5,83,5],[82,6,83,6],[82,7,83,7],[82,8,83,8],[82,9,83,9],[82,10,83,10],[82,11,83,11],[81,0,83,0],[81,1,83,1],[81,4,81,5],[81,6,81,7],[81,8,81,9],[81,10,81,11],[92,0,95,0],[98,0,99,1],[98,4,98,15],[99,4,99,5],[99,6,99,7],[99,8,99,9],[99,10,99,11],[99,12,99,13],[99,14,99,15],[101,12,102,12],[101,13,102,13],[101,14,102,14],[101,15,102,15],[103,0,106,0],[107,0,110,0],[100,12,100,13],[100,14,100,15],[101,4,102,4],[101,5,102,5],[101,6,102,6],[101,7,102,7],[101,8,102,8],[101,9,102,9],[101,10,102,10],[101,11,102,11],[100,0,102,0],[100,1,102,1],[100,4,100,5],[100,6,100,7],[100,8,100,9],[100,10,100,11],[111,0,114,0],[117,0,118,1],[117,4,117,15],[118,4,118,5],[118,6,118,7],[118,8,118,9],[118,10,118,11],[118,12,118,13],[118,14,118,15],[130,0,133,0],[120,12,121,12],[120,13,121,13],[120,14,121,14],[120,15,121,15],[122,0,125,0],[126,0,129,0],[119,12,119,13],[119,14,119,15],[120,4,121,4],[120,5,121,5],[120,6,121,6],[120,7,121,7],[120,8,121,8],[120,9,121,9],[120,10,121,10],[120,11,121,11],[119,0,121,0],[119,1,121,1],[119,4,119,5],[119,6,119,7],[119,8,119,9],[119,10,119,11]]}
[]
["4A7A40_31",18.2]
["Evaporator Air \n",null,"Condenser  Entering Air Temperature ˚F"]
[80,"°F DB",85,null,90,null,95,null,100,null,105,null,110,null,115]
["CFM","EWB†\n˚F","Capacity Mbtuh",null,"Capacity Mbtuh",null,"Capacity Mbtuh",null,"Capacity Mbtuh",null,"Capacity Mbtuh",null,"Capacity Mbtuh",null,"Capacity Mbtuh"]
[null,null,"Total","Sens.","Total","Sens.","Total","Sens.","Total","Sens.","Total","Sens.","Total","Sens.","Total","Sens."]
[null,null,null,null,null,null,null,null,null,null,null,null,null,null,null,null,null,"Total Factors",null,null,null,null,null,null,"Sens. %",null,null,null,null,null,null,"IDB Adj",null,null,null,null,null,null,"Sens Calc"]
[875,71,{"$f":"R8*$B$2","v":20.357641379310344},{"$f":"IF(AM8>C8,C8,AM8)","v":11.255131034482757},{"$f":"S8*$B$2","v":19.834862068965514},{"$f":"IF(AN8>E8,E8,AN8)","v":11.073450017517745},{"$f":"T8*$B$2","v":19.31208275862069},{"$f":"IF(AO8>G8,G8,AO8)","v":10.886110344827586},{"$f":"U8*$B$2","v":18.820055172413792},{"$f":"IF(AP8>I8,I8,AP8)","v":10.704092423757769},{"$f":"V8*$B$2","v":18.328027586206893},{"$f":"IF(AQ8>K8,K8,AQ8)","v":10.517089655172413},{"$f":"W8*$B$2","v":17.80524827586207},{"$f":"IF(AR8>M8,M8,AR8)","v":10.367754225165354},{"$f":"X8*$B$2","v":17.282468965517239},{"$f":"IF(AS8>O8,O8,AS8)","v":10.209572413793103},null,1.118551724137931,1.0898275862068965,1.0611034482758621,1.0340689655172413,1.0070344827586206,0.97831034482758628,0.94958620689655171,0.55287009063444104,0.55828217907518229,0.56369426751592355,0.56875988543581413,0.5738255033557047,0.58228641715827933,0.59074733096085408,0.98750000000000004,0.98750000000000004,0.98749999999999993,0.98124999999999996,0.97500000000000009,0.98125000000000018,0.98750000000000027,{"$f":"Y8*C8+($A$4-80)*AF8*$A$8/1000","v":11.255131034482757},{"$f":"Z8*E8+($A$4-80)*AG8*$A$8/1000","v":11.073450017517745},{"$f":"AA8*G8+($A$4-80)*AH8*$A$8/1000","v":10.886110344827586},{"$f":"AB8*I8+($A$4-80)*AI8*$A$8/1000","v":10.704092423757769},{"$f":"AC8*K8+($A$4-80)*AJ8*$A$8/1000","v":10.517089655172413},{"$f":"AD8*M8+($A$4-80)*AK8*$A$8/1000","v":10.367754225165354},{"$f":"AE8*O8+($A$4-80)*AL8*$A$8/1000","v":10.209572413793103}]
[null,67,{"$f":"R9*$B$2","v":18.758551724137931},13.715268965517241,18.297275862068965,{"$f":"IF(AN9>E9,E9,AN9)","v":13.534709061226874},17.835999999999999,{"$f":"IF(AO9>G9,G9,AO9)","v":13.346248275862067},17.3439724137931,{"$f":"IF(AP9>I9,I9,AP9)","v":13.167100325819973},16.851944827586205,{"$f":"IF(AQ9>K9,K9,AQ9)","v":12.977227586206897},16.390668965517239,{"$f":"IF(AR9>M9,M9,AR9)","v":12.829302675832137},15.929393103448273,{"$f":"IF(AS9>O9,O9,AS9)","v":12.669710344827585},null,1.0306896551724138,1.0053448275862069,0.98,0.95296551724137912,0.92593103448275849,0.90058620689655167,0.87524137931034474,0.73114754098360657,0.73971170152628596,0.74827586206896546,0.75917442738484775,0.77007299270073004,0.78271989403376274,0.79536679536679544,0.98750000000000004,0.98124999999999996,0.97499999999999987,0.97499999999999998,0.97500000000000009,0.98125000000000018,0.98750000000000027,{"$f":"Y9*C9+($A$4-80)*AF9*$A$8/1000","v":13.715268965517241},{"$f":"Z9*E9+($A$4-80)*AG9*$A$8/1000","v":13.534709061226874},{"$f":"AA9*G9+($A$4-80)*AH9*$A$8/1000","v":13.346248275862067},{"$f":"AB9*I9+($A$4-80)*AI9*$A$8/1000","v":13.167100325819973},{"$f":"AC9*K9+($A$4-80)*AJ9*$A$8/1000","v":12.977227586206897},{"$f":"AD9*M9+($A$4-80)*AK9*$A$8/1000","v":12.829302675832137},{"$f":"AE9*O9+($A$4-80)*AL9*$A$8/1000","v":12.669710344827585}]
[null,63,17.589986206896555,16.29841379310345,17.128710344827585,16.120625651540212,16.667434482758619,15.929393103448273,16.236910344827585,15.751064275957129,15.806386206896551,15.560372413793104,15.345110344827585,15.225693143700523,14.883834482758619,14.883834482758619,null,0.96648275862068977,0.94113793103448273,0.9157931034482758,0.8921379310344828,0.86848275862068969,0.84313793103448276,0.81779310344827583,0.92657342657342656,0.94114649188449917,0.95571955719557189,0.9700776774304708,0.98443579766536971,0.99221789883268485,1,0.98749999999999993,0.98749999999999993,0.98749999999999993,0.98124999999999996,0.97500000000000009,0.94375000000000009,0.91250000000000009,16.29841379310345,{"$f":"Z10*E10+($A$4-80)*AG10*$A$8/1000","v":16.120625651540212},{"$f":"AA10*G10+($A$4-80)*AH10*$A$8/1000","v":15.929393103448273},15.751064275957129,15.560372413793104,15.225693143700523,14.883834482758619]
[null,59,16.728937931034483,16.728937931034483,16.329165517241378,16.329165517241378,15.929393103448273,15.929393103448273,15.498868965517239,15.498868965517239,15.068344827586204,15.068344827586204,14.63782068965517,14.63782068965517,14.20729655172414,14.20729655172414,null,0.91917241379310344,0.89720689655172403,0.87524137931034474,0.85158620689655162,0.82793103448275851,0.8042758620689654,0.78062068965517251,1,1,1,1,1,1,1,0.52499999999999991,0.48124999999999996,0.4375,0.38749999999999996,0.33749999999999991,0.28750000000000009,0.23750000000000027,16.728937931034483,{"$f":"Z11*E11+($A$4-80)*AG11*$A$8/1000","v":16.329165517241378},{"$f":"AA11*G11+($A$4-80)*AH11*$A$8/1000","v":15.929393103448273},{"$f":"AB11*I11+($A$4-80)*AI11*$A$8/1000","v":15.498868965517239},15.068344827586204,14.63782068965517,14.20729655172414]
[1000,71,20.773103448275862,11.484827586206896,20.239655172413791,11.299438793385455,19.706206896551723,11.108275862068965,19.204137931034484,10.922543289548745,18.702068965517242,10.731724137931035,18.168620689655171,10.579341046087096,17.635172413793104,10.417931034482759,null,1.1413793103448275,1.1120689655172413,1.0827586206896551,1.0551724137931036,1.0275862068965518,0.99827586206896557,0.96896551724137936,0.55287009063444104,0.55828217907518229,0.56369426751592355,0.56875988543581413,0.5738255033557047,0.58228641715827933,0.59074733096085408,0.98750000000000004,0.98750000000000004,0.98749999999999993,0.98124999999999996,0.97500000000000009,0.98125000000000018,0.98750000000000027,{"$f":"Y12*C12+($A$4-80)*AF12*$A$12/1000","v":11.484827586206896},{"$f":"Z12*E12+($A$4-80)*AG12*$A$12/1000","v":11.299438793385455},{"$f":"AA12*G12+($A$4-80)*AH12*$A$12/1000","v":11.108275862068965},{"$f":"AB12*I12+($A$4-80)*AI12*$A$12/1000","v":10.922543289548745},{"$f":"AC12*K12+($A$4-80)*AJ12*$A$12/1000","v":10.731724137931035},{"$f":"AD12*M12+($A$4-80)*AK12*$A$12/1000","v":10.579341046087096},{"$f":"AE12*O12+($A$4-80)*AL12*$A$12/1000","v":10.417931034482759}]
[null,67,19.141379310344828,13.995172413793103,18.670689655172414,13.810927613496812,18.2,13.61862068965517,17.697931034482757,13.435816658999974,17.195862068965518,13.242068965517245,16.725172413793103,13.091125179420549,16.254482758620686,12.928275862068963,null,1.0517241379310345,1.0258620689655173,1,0.97241379310344822,0.94482758620689655,0.91896551724137931,0.89310344827586197,0.73114754098360657,0.73971170152628596,0.74827586206896546,0.75917442738484775,0.77007299270073004,0.78271989403376274,0.79536679536679544,0.98750000000000004,0.98124999999999996,0.97499999999999987,0.97499999999999998,0.97500000000000009,0.98125000000000018,0.98750000000000027,{"$f":"Y13*C13+($A$4-80)*AF13*$A$12/1000","v":13.995172413793103},{"$f":"Z13*E13+($A$4-80)*AG13*$A$12/1000","v":13.810927613496812},{"$f":"AA13*G13+($A$4-80)*AH13*$A$12/1000","v":13.61862068965517},{"$f":"AB13*I13+($A$4-80)*AI13*$A$12/1000","v":13.435816658999974},{"$f":"AC13*K13+($A$4-80)*AJ13*$A$12/1000","v":13.242068965517245},{"$f":"AD13*M13+($A$4-80)*AK13*$A$12/1000","v":13.091125179420549},{"$f":"AE13*O13+($A$4-80)*AL13*$A$12/1000","v":12.928275862068963}]
[null,63,17.94896551724138,16.631034482758622,17.478275862068966,16.449618011775726,17.007586206896551,16.254482758620689,16.568275862068962,16.072514567303191,16.12896551724138,15.87793103448276,15.658275862068965,15.536421575204615,15.187586206896551,15.187586206896551,null,0.98620689655172422,0.96034482758620698,0.93448275862068975,0.91034482758620683,0.88620689655172413,0.8603448275862069,0.83448275862068966,0.92657342657342656,0.94114649188449917,0.95571955719557189,0.9700776774304708,0.98443579766536971,0.99221789883268485,1,0.98749999999999993,0.98749999999999993,0.98749999999999993,0.98124999999999996,0.97500000000000009,0.94375000000000009,0.91250000000000009,16.631034482758622,{"$f":"Z14*E14+($A$4-80)*AG14*$A$12/1000","v":16.449618011775726},{"$f":"AA14*G14+($A$4-80)*AH14*$A$12/1000","v":16.254482758620689},16.072514567303191,15.87793103448276,15.536421575204615,15.187586206896551]
[null,59,17.070344827586204,17.070344827586204,16.662413793103447,16.662413793103447,16.254482758620686,16.254482758620686,15.815172413793102,15.815172413793102,15.375862068965517,15.375862068965517,14.93655172413793,14.93655172413793,14.497241379310346,14.497241379310346,null,0.93793103448275861,0.91551724137931023,0.89310344827586197,0.86896551724137927,0.84482758620689657,0.82068965517241377,0.79655172413793107,1,1,1,1,1,1,1,0.52499999999999991,0.48124999999999996,0.4375,0.38749999999999996,0.33749999999999991,0.28750000000000009,0.23750000000000027,17.070344827586204,{"$f":"Z15*E15+($A$4-80)*AG15*$A$12/1000","v":16.662413793103447},{"$f":"AA15*G15+($A$4-80)*AH15*$A$12/1000","v":16.254482758620686},15.815172413793102,15.375862068965517,14.93655172413793,14.497241379310346]
[1125,71,21.188565517241376,11.714524137931031,20.644448275862064,11.525427569253164,20.10033103448276,11.330441379310345,19.58822068965517,11.140994155339719,19.076110344827583,10.946358620689654,18.531993103448276,10.790927867008838,17.987875862068968,10.626289655172416,null,1.164206896551724,1.134310344827586,1.1044137931034483,1.0762758620689654,1.0481379310344827,1.0182413793103449,0.98834482758620701,0.55287009063444104,0.55828217907518229,0.56369426751592355,0.56875988543581413,0.5738255033557047,0.58228641715827933,0.59074733096085408,0.98750000000000004,0.98750000000000004,0.98749999999999993,0.98124999999999996,0.97500000000000009,0.98125000000000018,0.98750000000000027,{"$f":"Y16*C16+($A$4-80)*AF16*$A$16/1000","v":11.714524137931031},{"$f":"Z16*E16+($A$4-80)*AG16*$A$16/1000","v":11.525427569253164},{"$f":"AA16*G16+($A$4-80)*AH16*$A$16/1000","v":11.330441379310345},{"$f":"AB16*I16+($A$4-80)*AI16*$A$16/1000","v":11.140994155339719},{"$f":"AC16*K16+($A$4-80)*AJ16*$A$16/1000","v":10.946358620689654},{"$f":"AD16*M16+($A$4-80)*AK16*$A$16/1000","v":10.790927867008838},{"$f":"AE16*O16+($A$4-80)*AL16*$A$16/1000","v":10.626289655172416}]
[null,67,19.524206896551721,14.275075862068963,19.044103448275862,14.087146165766748,18.564,13.890993103448276,18.051889655172413,13.704532992179974,17.539779310344827,13.506910344827588,17.059675862068964,13.35294768300896,16.579572413793102,13.186841379310344,null,1.0727586206896551,1.0463793103448276,1.02,0.99186206896551732,0.96372413793103451,0.93734482758620685,0.91096551724137931,0.73114754098360657,0.73971170152628596,0.74827586206896546,0.75917442738484775,0.77007299270073004,0.78271989403376274,0.79536679536679544,0.98750000000000004,0.98124999999999996,0.97499999999999987,0.97499999999999998,0.97500000000000009,0.98125000000000018,0.98750000000000027,{"$f":"Y17*C17+($A$4-80)*AF17*$A$16/1000","v":14.275075862068963},{"$f":"Z17*E17+($A$4-80)*AG17*$A$16/1000","v":14.087146165766748},{"$f":"AA17*G17+($A$4-80)*AH17*$A$16/1000","v":13.890993103448276},{"$f":"AB17*I17+($A$4-80)*AI17*$A$16/1000","v":13.704532992179974},{"$f":"AC17*K17+($A$4-80)*AJ17*$A$16/1000","v":13.506910344827588},{"$f":"AD17*M17+($A$4-80)*AK17*$A$16/1000","v":13.35294768300896},{"$f":"AE17*O17+($A$4-80)*AL17*$A$16/1000","v":13.186841379310344}]
[null,63,18.307944827586205,16.963655172413791,17.827841379310346,16.778610372011244,17.347737931034484,16.579572413793102,16.899641379310346,16.393964858649259,16.451544827586204,16.195489655172413,15.971441379310342,15.847150006708706,15.491337931034483,15.491337931034483,null,1.0059310344827586,0.97955172413793112,0.95317241379310358,0.92855172413793108,0.90393103448275858,0.87755172413793092,0.85117241379310349,0.92657342657342656,0.94114649188449917,0.95571955719557189,0.9700776774304708,0.98443579766536971,0.99221789883268485,1,0.98749999999999993,0.98749999999999993,0.98749999999999993,0.98124999999999996,0.97500000000000009,0.94375000000000009,0.91250000000000009,16.963655172413791,{"$f":"Z18*E18+($A$4-80)*AG18*$A$16/1000","v":16.778610372011244},{"$f":"AA18*G18+($A$4-80)*AH18*$A$16/1000","v":16.579572413793102},16.393964858649259,16.195489655172413,15.847150006708706,15.491337931034483]
[null,59,17.411751724137929,17.411751724137929,16.995662068965515,16.995662068965515,16.579572413793102,16.579572413793102,16.131475862068964,16.131475862068964,15.683379310344828,15.683379310344828,15.23528275862069,15.23528275862069,14.787186206896553,14.787186206896553,null,0.95668965517241378,0.93382758620689654,0.91096551724137931,0.88634482758620692,0.86172413793103453,0.83710344827586214,0.81248275862068975,1,1,1,1,1,1,1,0.52499999999999991,0.48124999999999996,0.4375,0.38749999999999996,0.33749999999999991,0.28750000000000009,0.23750000000000027,17.411751724137929,{"$f":"Z19*E19+($A$4-80)*AG19*$A$16/1000","v":16.995662068965515},{"$f":"AA19*G19+($A$4-80)*AH19*$A$16/1000","v":16.579572413793102},16.131475862068964,15.683379310344828,15.23528275862069,14.787186206896553]

{"sheet":"4A7A40_36","index":15,"n_rows":19,"n_cols":45,"rows_kept":19,"cut":false,"hidden":true,"merged":[[2,0,2,1],[2,2,2,15],[3,2,3,3],[3,4,3,5],[3,6,3,7],[3,8,3,9],[3,10,3,11],[3,12,3,13],[3,14,3,15],[5,2,6,2],[5,3,6,3],[5,4,6,4],[5,5,6,5],[5,6,6,6],[5,7,6,7],[5,8,6,8],[4,0,6,0],[4,1,6,1],[4,2,4,3],[4,4,4,5],[4,6,4,7],[4,8,4,9],[5,9,6,9],[5,10,6,10],[5,11,6,11],[5,12,6,12],[5,13,6,13],[5,14,6,14],[5,15,6,15],[4,10,4,11],[4,12,4,13],[4,14,4,15],[7,0,10,0],[11,0,14,0],[15,0,18,0],[22,4,22,15],[23,4,23,5],[23,6,23,7],[23,8,23,9],[23,10,23,11],[23,12,23,13],[23,14,23,15],[25,12,26,12],[25,13,26,13],[25,14,26,14],[25,15,26,15],[27,0,30,0],[31,0,34,0],[24,12,24,13],[24,14,24,15],[25,4,26,4],[25,5,26,5],[25,6,26,6],[25,7,26,7],[25,8,26,8],[25,9,26,9],[25,10,26,10],[25,11,26,11],[24,0,26,0],[24,1,26,1],[24,4,24,5],[24,6,24,7],[24,8,24,9],[24,10,24,11],[35,0,38,0],[41,0,42,1],[41,4,41,15],[42,4,42,5],[42,6,42,7],[42,8,42,9],[42,10,42,11],[42,12,42,13],[42,14,42,15],[44,12,45,12],[44,13,45,13],[44,14,45,14],[44,15,45,15],[46,0,49,0],[50,0,53,0],[43,12,43,13],[43,14,43,15],[44,4,45,4],[44,5,45,5],[44,6,45,6],[44,7,45,7],[44,8,45,8],[44,9,45,9],[44,10,45,10],[44,11,45,11],[43,0,45,0],[43,1,45,1],[43,4,43,5],[43,6,43,7],[43,8,43,9],[43,10,43,11],[54,0,57,0],[60,0,61,1],[60,4,60,15],[61,4,61,5],[61,6,61,7],[61,8,61,9],[61,10,61,11],[61,12,61,13],[61,14,61,15],[63,12,64,12],[63,13,64,13],[63,14,64,14],[63,15,64,15],[65,0,68,0],[69,0,72,0],[62,12,62,13],[62,14,62,15],[63,4,64,4],[63,5,64,5],[63,6,64,6],[63,7,64,7],[63,8,64,8],[63,9,64,9],[63,10,64,10],[63,11,64,11],[62,0,64,0],[62,1,64,1],[62,4,62,5],[62,6,62,7],[62,8,62,9],[62,10,62,11],[73,0,76,0],[79,0,80,1],[79,4,79,15],[80,4,80,5],[80,6,80,7],[80,8,80,9],[80,10,80,11],[80,12,80,13],[80,14,80,15],[82,12,83,12],[82,13,83,13],[82,14,83,14],[82,15,83,15],[84,0,87,0],[88,0,91,0],[81,12,81,13],[81,14,81,15],[82,4,83,4],[82,5,83,5],[82,6,83,6],[82,7,83,7],[82,8,83,8],[82,9,83,9],[82,10,83,10],[82,11,83,11],[81,0,83,0],[81,1,83,1],[81,4,81,5],[81,6,81,7],[81,8,81,9],[81,10,81,11],[92,0,95,0],[98,0,99,1],[98,4,98,15],[99,4,99,5],[99,6,99,7],[99,8,99,9],[99,10,99,11],[99,12,99,13],[99,14,99,15],[101,12,102,12],[101,13,102,13],[101,14,102,14],[101,15,102,15],[103,0,106,0],[107,0,110,0],[100,12,100,13],[100,14,100,15],[101,4,102,4],[101,5,102,5],[101,6,102,6],[101,7,102,7],[101,8,102,8],[101,9,102,9],[101,10,102,10],[101,11,102,11],[100,0,102,0],[100,1,102,1],[100,4,100,5],[100,6,100,7],[100,8,100,9],[100,10,100,11],[111,0,114,0],[117,0,118,1],[117,4,117,15],[118,4,118,5],[118,6,118,7],[118,8,118,9],[118,10,118,11],[118,12,118,13],[118,14,118,15],[130,0,133,0],[120,12,121,12],[120,13,121,13],[120,14,121,14],[120,15,121,15],[122,0,125,0],[126,0,129,0],[119,12,119,13],[119,14,119,15],[120,4,121,4],[120,5,121,5],[120,6,121,6],[120,7,121,7],[120,8,121,8],[120,9,121,9],[120,10,121,10],[120,11,121,11],[119,0,121,0],[119,1,121,1],[119,4,119,5],[119,6,119,7],[119,8,119,9],[119,10,119,11]]}
[]
["4A7A40_36",18.2]
["Evaporator Air \n",null,"Condenser  Entering Air Temperature ˚F"]
[80,"°F DB",85,null,90,null,95,null,100,null,105,null,110,null,115]
["CFM","EWB†\n˚F","Capacity Mbtuh",null,"Capacity Mbtuh",null,"Capacity Mbtuh",null,"Capacity Mbtuh",null,"Capacity Mbtuh",null,"Capacity Mbtuh",null,"Capacity Mbtuh"]
[null,null,"Total","Sens.","Total","Sens.","Total","Sens.","Total","Sens.","Total","Sens.","Total","Sens.","Total","Sens."]
[null,null,null,null,null,null,null,null,null,null,null,null,null,null,null,null,null,"Total Factors",null,null,null,null,null,null,"Sens. %",null,null,null,null,null,null,"IDB Adj",null,null,null,null,null,null,"Sens Calc"]
[1050,71,{"$f":"R8*$B$2","v":20.340194842406873},{"$f":"IF(AM8>C8,C8,AM8)","v":11.192217765042978},{"$f":"S8*$B$2","v":19.829134670487104},{"$f":"IF(AN8>E8,E8,AN8)","v":11.016054123957364},{"$f":"T8*$B$2","v":19.318074498567334},{"$f":"IF(AO8>G8,G8,AO8)","v":10.83447564469914},{"$f":"U8*$B$2","v":18.807014326647561},{"$f":"IF(AP8>I8,I8,AP8)","v":10.658614508539369},{"$f":"V8*$B$2","v":18.295954154727792},{"$f":"IF(AQ8>K8,K8,AQ8)","v":10.476733524355302},{"$f":"W8*$B$2","v":17.784893982808022},{"$f":"IF(AR8>M8,M8,AR8)","v":10.327537606988104},{"$f":"X8*$B$2","v":17.273833810888249},{"$f":"IF(AS8>O8,O8,AS8)","v":10.170097421203437},null,1.1175931232091689,1.089512893982808,1.0614326647564469,1.0333524355300858,1.0052722063037249,0.97719197707736394,0.94911174785100272,0.55025125628140703,0.55554890856398398,0.56084656084656082,0.56673612958529163,0.57262569832402244,0.58069154738686324,0.58875739644970415,0.96874999999999989,0.96874999999999989,0.96874999999999989,0.96875,0.96875000000000011,0.97395833333333337,0.97916666666666663,{"$f":"Y8*C8+($A$4-80)*AF8*$A$8/1000","v":11.192217765042978},{"$f":"Z8*E8+($A$4-80)*AG8*$A$8/1000","v":11.016054123957364},{"$f":"AA8*G8+($A$4-80)*AH8*$A$8/1000","v":10.83447564469914},{"$f":"AB8*I8+($A$4-80)*AI8*$A$8/1000","v":10.658614508539369},{"$f":"AC8*K8+($A$4-80)*AJ8*$A$8/1000","v":10.476733524355302},{"$f":"AD8*M8+($A$4-80)*AK8*$A$8/1000","v":10.327537606988104},{"$f":"AE8*O8+($A$4-80)*AL8*$A$8/1000","v":10.170097421203437}]
[null,67,{"$f":"R9*$B$2","v":18.755908309455588},13.64530659025788,18.295954154727799,{"$f":"IF(AN9>E9,E9,AN9)","v":13.470452134335263},17.835999999999999,{"$f":"IF(AO9>G9,G9,AO9)","v":13.28756446991404},17.350492836676217,{"$f":"IF(AP9>I9,I9,AP9)","v":13.11395654852314},16.864985673352432,{"$f":"IF(AQ9>K9,K9,AQ9)","v":12.929822349570198},16.405031518624639,{"$f":"IF(AR9>M9,M9,AR9)","v":12.782253724928365},15.945077363896848,{"$f":"IF(AS9>O9,O9,AS9)","v":12.623186246418337},null,1.0305444126074499,1.0052722063037252,0.98,0.95332378223495706,0.92664756446991392,0.90137535816618908,0.87610315186246424,0.72752043596730243,0.73625305465986901,0.7449856733524356,0.75582617000955121,0.76666666666666672,0.77916666666666667,0.79166666666666663,0.96875000000000011,0.96875000000000011,0.96875000000000011,0.96875000000000011,0.96875000000000011,0.97395833333333337,0.97916666666666663,{"$f":"Y9*C9+($A$4-80)*AF9*$A$8/1000","v":13.64530659025788},{"$f":"Z9*E9+($A$4-80)*AG9*$A$8/1000","v":13.470452134335263},{"$f":"AA9*G9+($A$4-80)*AH9*$A$8/1000","v":13.28756446991404},{"$f":"AB9*I9+($A$4-80)*AI9*$A$8/1000","v":13.11395654852314},{"$f":"AC9*K9+($A$4-80)*AJ9*$A$8/1000","v":12.929822349570198},{"$f":"AD9*M9+($A$4-80)*AK9*$A$8/1000","v":12.782253724928365},{"$f":"AE9*O9+($A$4-80)*AL9*$A$8/1000","v":12.623186246418337}]
[null,63,17.580469914040112,16.200607449856729,17.120515759312323,16.028499697584891,16.660561604584526,15.842865329512891,16.226160458452721,15.670436933310645,15.791759312320915,15.485123209169053,15.357358166189112,15.20825760146883,14.922957020057305,14.922957020057305,null,0.96595988538681943,0.94068767908309459,0.91541547277936963,0.89154727793696276,0.86767908309455577,0.84381088825214901,0.81994269340974213,0.92151162790697672,0.93621593665287484,0.95092024539877296,0.96575138483530887,0.98058252427184478,0.99029126213592233,1,0.96875000000000011,0.97395833333333337,0.97916666666666663,0.97916666666666674,0.97916666666666685,0.953125,0.92708333333333315,16.200607449856729,{"$f":"Z10*E10+($A$4-80)*AG10*$A$8/1000","v":16.028499697584891},{"$f":"AA10*G10+($A$4-80)*AH10*$A$8/1000","v":15.842865329512891},15.670436933310645,15.485123209169053,15.20825760146883,14.922957020057305]
[null,59,16.762773638968479,16.762773638968479,16.328372492836674,16.328372492836674,15.893971346704873,15.893971346704873,15.485123209169057,15.485123209169057,15.076275071633239,15.076275071633239,14.641873925501431,14.641873925501431,14.207472779369628,14.207472779369628,null,0.92103151862464183,0.89716332378223496,0.87329512893982819,0.85083094555873939,0.82836676217765048,0.8044985673352435,0.78063037249283673,1,1,1,1,1,1,1,0.54166666666666619,0.49479166666666646,0.44791666666666674,0.40104166666666663,0.35416666666666652,0.30208333333333337,0.25000000000000022,16.762773638968479,{"$f":"Z11*E11+($A$4-80)*AG11*$A$8/1000","v":16.328372492836674},{"$f":"AA11*G11+($A$4-80)*AH11*$A$8/1000","v":15.893971346704873},{"$f":"AB11*I11+($A$4-80)*AI11*$A$8/1000","v":15.485123209169057},15.076275071633239,14.641873925501431,14.207472779369628]
[1200,71,20.755300859598851,11.420630372492836,20.233810888252147,11.240871555058536,19.712320916905444,11.055587392550143,19.190830945558737,10.876137253611601,18.669340974212034,10.690544412607451,18.14785100286533,10.538303680600107,17.626361031518623,10.377650429799427,null,1.1404011461318051,1.1117478510028653,1.0830945558739256,1.0544412607449856,1.0257879656160458,0.99713467048710602,0.96848137535816614,0.55025125628140703,0.55554890856398398,0.56084656084656082,0.56673612958529163,0.57262569832402244,0.58069154738686324,0.58875739644970415,0.96874999999999989,0.96874999999999989,0.96874999999999989,0.96875,0.96875000000000011,0.97395833333333337,0.97916666666666663,{"$f":"Y12*C12+($A$4-80)*AF12*$A$12/1000","v":11.420630372492836},{"$f":"Z12*E12+($A$4-80)*AG12*$A$12/1000","v":11.240871555058536},{"$f":"AA12*G12+($A$4-80)*AH12*$A$12/1000","v":11.055587392550143},{"$f":"AB12*I12+($A$4-80)*AI12*$A$12/1000","v":10.876137253611601},{"$f":"AC12*K12+($A$4-80)*AJ12*$A$12/1000","v":10.690544412607451},{"$f":"AD12*M12+($A$4-80)*AK12*$A$12/1000","v":10.538303680600107},{"$f":"AE12*O12+($A$4-80)*AL12*$A$12/1000","v":10.377650429799427}]
[null,67,19.138681948424072,13.923782234957022,18.669340974212034,13.745359320750264,18.2,13.558739255014327,17.704584527220632,13.381588314819531,17.209169054441261,13.193696275071634,16.739828080229227,13.043116045845272,16.270487106017193,12.88080229226361,null,1.0515759312320918,1.0257879656160458,1,0.97277936962750733,0.94555873925501432,0.91977077363896853,0.89398280802292263,0.72752043596730243,0.73625305465986901,0.7449856733524356,0.75582617000955121,0.76666666666666672,0.77916666666666667,0.79166666666666663,0.96875000000000011,0.96875000000000011,0.96875000000000011,0.96875000000000011,0.96875000000000011,0.97395833333333337,0.97916666666666663,{"$f":"Y13*C13+($A$4-80)*AF13*$A$12/1000","v":13.923782234957022},{"$f":"Z13*E13+($A$4-80)*AG13*$A$12/1000","v":13.745359320750264},{"$f":"AA13*G13+($A$4-80)*AH13*$A$12/1000","v":13.558739255014327},{"$f":"AB13*I13+($A$4-80)*AI13*$A$12/1000","v":13.381588314819531},{"$f":"AC13*K13+($A$4-80)*AJ13*$A$12/1000","v":13.193696275071634},{"$f":"AD13*M13+($A$4-80)*AK13*$A$12/1000","v":13.043116045845272},{"$f":"AE13*O13+($A$4-80)*AL13*$A$12/1000","v":12.88080229226361}]
[null,63,17.939255014326648,16.531232091690544,17.469914040114613,16.35561193631111,17.000573065902582,16.166189111747855,16.55730659025788,15.990241768684333,16.114040114613179,15.801146131805158,15.67077363896848,15.518630205580436,15.227507163323782,15.227507163323782,null,0.98567335243553011,0.95988538681948432,0.93409742120343853,0.90974212034383961,0.88538681948424069,0.86103151862464178,0.83667621776504297,0.92151162790697672,0.93621593665287484,0.95092024539877296,0.96575138483530887,0.98058252427184478,0.99029126213592233,1,0.96875000000000011,0.97395833333333337,0.97916666666666663,0.97916666666666674,0.97916666666666685,0.953125,0.92708333333333315,16.531232091690544,{"$f":"Z14*E14+($A$4-80)*AG14*$A$12/1000","v":16.35561193631111},{"$f":"AA14*G14+($A$4-80)*AH14*$A$12/1000","v":16.166189111747855},15.990241768684333,15.801146131805158,15.518630205580436,15.227507163323782]
[null,59,17.10487106017192,17.10487106017192,16.661604584527222,16.661604584527222,16.218338108882524,16.218338108882524,15.801146131805158,15.801146131805158,15.383954154727794,15.383954154727794,14.940687679083094,14.940687679083094,14.497421203438396,14.497421203438396,null,0.93982808022922637,0.91547277936962757,0.89111747851002876,0.86819484240687683,0.84527220630372502,0.8209169054441261,0.79656160458452729,1,1,1,1,1,1,1,0.54166666666666619,0.49479166666666646,0.44791666666666674,0.40104166666666663,0.35416666666666652,0.30208333333333337,0.25000000000000022,17.10487106017192,{"$f":"Z15*E15+($A$4-80)*AG15*$A$12/1000","v":16.661604584527222},{"$f":"AA15*G15+($A$4-80)*AH15*$A$12/1000","v":16.218338108882524},15.801146131805158,15.383954154727794,14.940687679083094,14.497421203438396]
[1350,71,21.170406876790832,11.649042979942694,20.638487106017188,11.465688986159705,20.10656733524355,11.276699140401144,19.574647564469917,11.093659998683837,19.042727793696272,10.904355300859599,18.510808022922632,10.749069754212105,17.978888252148998,10.585203438395416,null,1.1632091690544413,1.1339828080229224,1.104756446991404,1.0755300859598855,1.0463037249283667,1.017077363896848,0.98785100286532956,0.55025125628140703,0.55554890856398398,0.56084656084656082,0.56673612958529163,0.57262569832402244,0.58069154738686324,0.58875739644970415,0.96874999999999989,0.96874999999999989,0.96874999999999989,0.96875,0.96875000000000011,0.97395833333333337,0.97916666666666663,{"$f":"Y16*C16+($A$4-80)*AF16*$A$16/1000","v":11.649042979942694},{"$f":"Z16*E16+($A$4-80)*AG16*$A$16/1000","v":11.465688986159705},{"$f":"AA16*G16+($A$4-80)*AH16*$A$16/1000","v":11.276699140401144},{"$f":"AB16*I16+($A$4-80)*AI16*$A$16/1000","v":11.093659998683837},{"$f":"AC16*K16+($A$4-80)*AJ16*$A$16/1000","v":10.904355300859599},{"$f":"AD16*M16+($A$4-80)*AK16*$A$16/1000","v":10.749069754212105},{"$f":"AE16*O16+($A$4-80)*AL16*$A$16/1000","v":10.585203438395416}]
[null,67,19.521455587392552,14.202257879656161,19.042727793696276,14.020266507165271,18.564,13.829914040114614,18.058676217765047,13.649220081115924,17.553352435530087,13.457570200573068,17.074624641833811,13.303978366762179,16.595896848137535,13.138418338108881,null,1.0726074498567337,1.0463037249283669,1.02,0.99223495702005748,0.96446991404011473,0.93816618911174798,0.91186246418338102,0.72752043596730243,0.73625305465986901,0.7449856733524356,0.75582617000955121,0.76666666666666672,0.77916666666666667,0.79166666666666663,0.96875000000000011,0.96875000000000011,0.96875000000000011,0.96875000000000011,0.96875000000000011,0.97395833333333337,0.97916666666666663,{"$f":"Y17*C17+($A$4-80)*AF17*$A$16/1000","v":14.202257879656161},{"$f":"Z17*E17+($A$4-80)*AG17*$A$16/1000","v":14.020266507165271},{"$f":"AA17*G17+($A$4-80)*AH17*$A$16/1000","v":13.829914040114614},{"$f":"AB17*I17+($A$4-80)*AI17*$A$16/1000","v":13.649220081115924},{"$f":"AC17*K17+($A$4-80)*AJ17*$A$16/1000","v":13.457570200573068},{"$f":"AD17*M17+($A$4-80)*AK17*$A$16/1000","v":13.303978366762179},{"$f":"AE17*O17+($A$4-80)*AL17*$A$16/1000","v":13.138418338108881}]
[null,63,18.298040114613183,16.861856733524359,17.819312320916907,16.682724175037336,17.340584527220631,16.489512893982809,16.88845272206304,16.310046604058023,16.436320916905444,16.117169054441263,15.984189111747851,15.829002809692046,15.532057306590257,15.532057306590257,null,1.0053868194842408,0.97908309455587406,0.95277936962750731,0.92793696275071647,0.90309455587392551,0.87825214899713466,0.85340974212034382,0.92151162790697672,0.93621593665287484,0.95092024539877296,0.96575138483530887,0.98058252427184478,0.99029126213592233,1,0.96875000000000011,0.97395833333333337,0.97916666666666663,0.97916666666666674,0.97916666666666685,0.953125,0.92708333333333315,16.861856733524359,{"$f":"Z18*E18+($A$4-80)*AG18*$A$16/1000","v":16.682724175037336},{"$f":"AA18*G18+($A$4-80)*AH18*$A$16/1000","v":16.489512893982809},16.310046604058023,16.117169054441263,15.829002809692046,15.532057306590257]
[null,59,17.446968481375357,17.446968481375357,16.994836676217766,16.994836676217766,16.542704871060174,16.542704871060174,16.117169054441263,16.117169054441263,15.69163323782235,15.69163323782235,15.239501432664756,15.239501432664756,14.787369627507164,14.787369627507164,null,0.9586246418338108,0.93378223495702006,0.90893982808022933,0.88555873925501438,0.86217765042979944,0.83733524355300859,0.81249283667621786,1,1,1,1,1,1,1,0.54166666666666619,0.49479166666666646,0.44791666666666674,0.40104166666666663,0.35416666666666652,0.30208333333333337,0.25000000000000022,17.446968481375357,{"$f":"Z19*E19+($A$4-80)*AG19*$A$16/1000","v":16.994836676217766},{"$f":"AA19*G19+($A$4-80)*AH19*$A$16/1000","v":16.542704871060174},16.117169054441263,15.69163323782235,15.239501432664756,14.787369627507164]

{"sheet":"4A7A40_37","index":16,"n_rows":19,"n_cols":45,"rows_kept":19,"cut":false,"hidden":true,"merged":[[2,0,2,1],[2,2,2,15],[3,2,3,3],[3,4,3,5],[3,6,3,7],[3,8,3,9],[3,10,3,11],[3,12,3,13],[3,14,3,15],[5,2,6,2],[5,3,6,3],[5,4,6,4],[5,5,6,5],[5,6,6,6],[5,7,6,7],[5,8,6,8],[4,0,6,0],[4,1,6,1],[4,2,4,3],[4,4,4,5],[4,6,4,7],[4,8,4,9],[5,9,6,9],[5,10,6,10],[5,11,6,11],[5,12,6,12],[5,13,6,13],[5,14,6,14],[5,15,6,15],[4,10,4,11],[4,12,4,13],[4,14,4,15],[7,0,10,0],[11,0,14,0],[15,0,18,0],[22,4,22,15],[23,4,23,5],[23,6,23,7],[23,8,23,9],[23,10,23,11],[23,12,23,13],[23,14,23,15],[25,12,26,12],[25,13,26,13],[25,14,26,14],[25,15,26,15],[27,0,30,0],[31,0,34,0],[24,12,24,13],[24,14,24,15],[25,4,26,4],[25,5,26,5],[25,6,26,6],[25,7,26,7],[25,8,26,8],[25,9,26,9],[25,10,26,10],[25,11,26,11],[24,0,26,0],[24,1,26,1],[24,4,24,5],[24,6,24,7],[24,8,24,9],[24,10,24,11],[35,0,38,0],[41,0,42,1],[41,4,41,15],[42,4,42,5],[42,6,42,7],[42,8,42,9],[42,10,42,11],[42,12,42,13],[42,14,42,15],[44,12,45,12],[44,13,45,13],[44,14,45,14],[44,15,45,15],[46,0,49,0],[50,0,53,0],[43,12,43,13],[43,14,43,15],[44,4,45,4],[44,5,45,5],[44,6,45,6],[44,7,45,7],[44,8,45,8],[44,9,45,9],[44,10,45,10],[44,11,45,11],[43,0,45,0],[43,1,45,1],[43,4,43,5],[43,6,43,7],[43,8,43,9],[43,10,43,11],[54,0,57,0],[60,0,61,1],[60,4,60,15],[61,4,61,5],[61,6,61,7],[61,8,61,9],[61,10,61,11],[61,12,61,13],[61,14,61,15],[63,12,64,12],[63,13,64,13],[63,14,64,14],[63,15,64,15],[65,0,68,0],[69,0,72,0],[62,12,62,13],[62,14,62,15],[63,4,64,4],[63,5,64,5],[63,6,64,6],[63,7,64,7],[63,8,64,8],[63,9,64,9],[63,10,64,10],[63,11,64,11],[62,0,64,0],[62,1,64,1],[62,4,62,5],[62,6,62,7],[62,8,62,9],[62,10,62,11],[73,0,76,0],[79,0,80,1],[79,4,79,15],[80,4,80,5],[80,6,80,7],[80,8,80,9],[80,10,80,11],[80,12,80,13],[80,14,80,15],[82,12,83,12],[82,13,83,13],[82,14,83,14],[82,15,83,15],[84,0,87,0],[88,0,91,0],[81,12,81,13],[81,14,81,15],[82,4,83,4],[82,5,83,5],[82,6,83,6],[82,7,83,7],[82,8,83,8],[82,9,83,9],[82,10,83,10],[82,11,83,11],[81,0,83,0],[81,1,83,1],[81,4,81,5],[81,6,81,7],[81,8,81,9],[81,10,81,11],[92,0,95,0],[98,0,99,1],[98,4,98,15],[99,4,99,5],[99,6,99,7],[99,8,99,9],[99,10,99,11],[99,12,99,13],[99,14,99,15],[101,12,102,12],[101,13,102,13],[101,14,102,14],[101,15,102,15],[103,0,106,0],[107,0,110,0],[100,12,100,13],[100,14,100,15],[101,4,102,4],[101,5,102,5],[101,6,102,6],[101,7,102,7],[101,8,102,8],[101,9,102,9],[101,10,102,10],[101,11,102,11],[100,0,102,0],[100,1,102,1],[100,4,100,5],[100,6,100,7],[100,8,100,9],[100,10,100,11],[111,0,114,0],[117,0,118,1],[117,4,117,15],[118,4,118,5],[118,6,118,7],[118,8,118,9],[118,10,118,11],[118,12,118,13],[118,14,118,15],[130,0,133,0],[120,12,121,12],[120,13,121,13],[120,14,121,14],[120,15,121,15],[122,0,125,0],[126,0,129,0],[119,12,119,13],[119,14,119,15],[120,4,121,4],[120,5,121,5],[120,6,121,6],[120,7,121,7],[120,8,121,8],[120,9,121,9],[120,10,121,10],[120,11,121,11],[119,0,121,0],[119,1,121,1],[119,4,119,5],[119,6,119,7],[119,8,119,9],[119,10,119,11]]}
[]
["4A7A40_37",18.2]
["Evaporator Air \n",null,"Condenser  Entering Air Temperature ˚F"]
[80,"°F DB",85,null,90,null,95,null,100,null,105,null,110,null,115]
["CFM","EWB†\n˚F","Capacity Mbtuh",null,"Capacity Mbtuh",null,"Capacity Mbtuh",null,"Capacity Mbtuh",null,"Capacity Mbtuh",null,"Capacity Mbtuh",null,"Capacity Mbtuh"]
[null,null,"Total","Sens.","Total","Sens.","Total","Sens.","Total","Sens.","Total","Sens.","Total","Sens.","Total","Sens."]
[null,null,null,null,null,null,null,null,null,null,null,null,null,null,null,null,null,"Total Factors",null,null,null,null,null,null,"Sens. %",null,null,null,null,null,null,"IDB Adj",null,null,null,null,null,null,"Sens Calc"]
[1050,71,{"$f":"R8*$B$2","v":20.630814814814816},{"$f":"IF(AM8>C8,C8,AM8)","v":11.433333333333332},{"$f":"S8*$B$2","v":19.995629629629629},{"$f":"IF(AN8>E8,E8,AN8)","v":11.234954396744468},{"$f":"T8*$B$2","v":19.360444444444443},{"$f":"IF(AO8>G8,G8,AO8)","v":11.026814814814813},{"$f":"U8*$B$2","v":18.725259259259257},{"$f":"IF(AP8>I8,I8,AP8)","v":10.802821795371706},{"$f":"V8*$B$2","v":18.090074074074071},{"$f":"IF(AQ8>K8,K8,AQ8)","v":10.56948148148148},{"$f":"W8*$B$2","v":17.454888888888885},{"$f":"IF(AR8>M8,M8,AR8)","v":10.3725613526898},{"$f":"X8*$B$2","v":16.819703703703702},{"$f":"IF(AS8>O8,O8,AS8)","v":10.162962962962961},null,1.1335612535612536,1.0986609686609687,1.0637606837606837,1.0288603988603988,0.99396011396011386,0.95905982905982889,0.92415954415954416,0.55418719211822653,0.56187049894625241,0.56955380577427817,0.57691173434781318,0.5842696629213483,0.59424963508605178,0.60422960725075525,1,1.0052083333333333,1.0104166666666665,1.0052083333333335,1.0000000000000002,1.0052083333333335,1.0104166666666665,{"$f":"Y8*C8+($A$4-80)*AF8*$A$8/1000","v":11.433333333333332},{"$f":"Z8*E8+($A$4-80)*AG8*$A$8/1000","v":11.234954396744468},{"$f":"AA8*G8+($A$4-80)*AH8*$A$8/1000","v":11.026814814814813},{"$f":"AB8*I8+($A$4-80)*AI8*$A$8/1000","v":10.802821795371706},{"$f":"AC8*K8+($A$4-80)*AJ8*$A$8/1000","v":10.56948148148148},{"$f":"AD8*M8+($A$4-80)*AK8*$A$8/1000","v":10.3725613526898},{"$f":"AE8*O8+($A$4-80)*AL8*$A$8/1000","v":10.162962962962961}]
[null,67,{"$f":"R9*$B$2","v":19.00474074074074},13.974074074074075,18.420370370370371,{"$f":"IF(AN9>E9,E9,AN9)","v":13.751993448534845},17.836000000000002,{"$f":"IF(AO9>G9,G9,AO9)","v":13.516740740740742},17.25162962962963,{"$f":"IF(AP9>I9,I9,AP9)","v":13.295583767310845},16.667259259259257,{"$f":"IF(AQ9>K9,K9,AQ9)","v":13.059407407407406},16.082888888888888,{"$f":"IF(AR9>M9,M9,AR9)","v":12.865748435070415},15.498518518518516,{"$f":"IF(AS9>O9,O9,AS9)","v":12.652888888888887},null,1.0442165242165242,1.0121082621082622,0.98000000000000009,0.94789173789173786,0.91578347578347574,0.88367521367521362,0.8515669515669515,0.73529411764705888,0.74656443774090842,0.75783475783475784,0.77068567160030577,0.78353658536585369,0.79996501399440223,0.81639344262295077,1.0104166666666665,1.0052083333333335,1.0000000000000002,1,0.99999999999999978,0.99999999999999978,0.99999999999999978,{"$f":"Y9*C9+($A$4-80)*AF9*$A$8/1000","v":13.974074074074075},{"$f":"Z9*E9+($A$4-80)*AG9*$A$8/1000","v":13.751993448534845},{"$f":"AA9*G9+($A$4-80)*AH9*$A$8/1000","v":13.516740740740742},{"$f":"AB9*I9+($A$4-80)*AI9*$A$8/1000","v":13.295583767310845},{"$f":"AC9*K9+($A$4-80)*AJ9*$A$8/1000","v":13.059407407407406},{"$f":"AD9*M9+($A$4-80)*AK9*$A$8/1000","v":12.865748435070415},{"$f":"AE9*O9+($A$4-80)*AL9*$A$8/1000","v":12.652888888888887}]
[null,63,17.785185185185185,16.56562962962963,17.226222222222219,16.346754552845528,16.667259259259257,16.108296296296295,16.133703703703702,15.863169037940379,15.600148148148147,15.600148148148147,15.041185185185183,15.041185185185183,14.482222222222221,14.482222222222221,null,0.97720797720797714,0.94649572649572633,0.91578347578347574,0.88646723646723635,0.85715099715099707,0.82643874643874637,0.79572649572649568,0.93142857142857149,0.94894599303135896,0.96646341463414642,0.98323170731707321,1,1,1,1.0000000000000002,1,0.99999999999999978,0.99479166666666652,0.98958333333333337,0.921875,0.85416666666666663,16.56562962962963,{"$f":"Z10*E10+($A$4-80)*AG10*$A$8/1000","v":16.346754552845528},{"$f":"AA10*G10+($A$4-80)*AH10*$A$8/1000","v":16.108296296296295},15.863169037940379,15.600148148148147,15.041185185185183,14.482222222222221]
[null,59,16.972148148148147,16.972148148148147,16.438592592592592,16.438592592592592,15.905037037037037,15.905037037037037,15.396888888888887,15.396888888888887,14.888740740740738,14.888740740740738,14.355185185185183,14.355185185185183,13.821629629629628,13.821629629629628,null,0.93253561253561246,0.90321937321937318,0.8739031339031339,0.84598290598290593,0.81806267806267796,0.78874643874643868,0.7594301994301994,1,1,1,1,1,1,1,0.53124999999999978,0.46875,0.40625000000000022,0.34895833333333348,0.29166666666666674,0.22916666666666657,0.16666666666666644,16.972148148148147,{"$f":"Z11*E11+($A$4-80)*AG11*$A$8/1000","v":16.438592592592592},{"$f":"AA11*G11+($A$4-80)*AH11*$A$8/1000","v":15.905037037037037},{"$f":"AB11*I11+($A$4-80)*AI11*$A$8/1000","v":15.396888888888887},14.888740740740738,14.355185185185183,13.821629629629628]
[1200,71,21.05185185185185,11.666666666666664,20.403703703703702,11.464239180351496,19.755555555555553,11.25185185185185,19.107407407407404,11.023287546297658,18.459259259259259,10.785185185185185,17.81111111111111,10.584246278254898,17.162962962962965,10.37037037037037,null,1.1566951566951567,1.121082621082621,1.0854700854700854,1.0498575498575498,1.0142450142450143,0.9786324786324786,0.94301994301994307,0.55418719211822653,0.56187049894625241,0.56955380577427817,0.57691173434781318,0.5842696629213483,0.59424963508605178,0.60422960725075525,1,1.0052083333333333,1.0104166666666665,1.0052083333333335,1.0000000000000002,1.0052083333333335,1.0104166666666665,{"$f":"Y12*C12+($A$4-80)*AF12*$A$12/1000","v":11.666666666666664},{"$f":"Z12*E12+($A$4-80)*AG12*$A$12/1000","v":11.464239180351496},{"$f":"AA12*G12+($A$4-80)*AH12*$A$12/1000","v":11.25185185185185},{"$f":"AB12*I12+($A$4-80)*AI12*$A$12/1000","v":11.023287546297658},{"$f":"AC12*K12+($A$4-80)*AJ12*$A$12/1000","v":10.785185185185185},{"$f":"AD12*M12+($A$4-80)*AK12*$A$12/1000","v":10.584246278254898},{"$f":"AE12*O12+($A$4-80)*AL12*$A$12/1000","v":10.37037037037037}]
[null,67,19.392592592592589,14.259259259259258,18.796296296296294,14.032646376055961,18.2,13.792592592592593,17.603703703703705,13.56692221154168,17.007407407407403,13.325925925925922,16.411111111111108,13.128314729663687,15.814814814814813,12.91111111111111,null,1.0655270655270654,1.0327635327635327,1,0.96723646723646728,0.93447293447293434,0.90170940170940161,0.86894586894586889,0.73529411764705888,0.74656443774090842,0.75783475783475784,0.77068567160030577,0.78353658536585369,0.79996501399440223,0.81639344262295077,1.0104166666666665,1.0052083333333335,1.0000000000000002,1,0.99999999999999978,0.99999999999999978,0.99999999999999978,{"$f":"Y13*C13+($A$4-80)*AF13*$A$12/1000","v":14.259259259259258},{"$f":"Z13*E13+($A$4-80)*AG13*$A$12/1000","v":14.032646376055961},{"$f":"AA13*G13+($A$4-80)*AH13*$A$12/1000","v":13.792592592592593},{"$f":"AB13*I13+($A$4-80)*AI13*$A$12/1000","v":13.56692221154168},{"$f":"AC13*K13+($A$4-80)*AJ13*$A$12/1000","v":13.325925925925922},{"$f":"AD13*M13+($A$4-80)*AK13*$A$12/1000","v":13.128314729663687},{"$f":"AE13*O13+($A$4-80)*AL13*$A$12/1000","v":12.91111111111111}]
[null,63,18.148148148148145,16.903703703703702,17.577777777777776,16.680361788617887,17.007407407407403,16.437037037037033,16.462962962962962,16.186907181571815,15.918518518518518,15.918518518518518,15.348148148148148,15.348148148148148,14.777777777777777,14.777777777777777,null,0.99715099715099709,0.96581196581196571,0.93447293447293434,0.90455840455840453,0.87464387464387461,0.84330484330484334,0.81196581196581197,0.93142857142857149,0.94894599303135896,0.96646341463414642,0.98323170731707321,1,1,1,1.0000000000000002,1,0.99999999999999978,0.99479166666666652,0.98958333333333337,0.921875,0.85416666666666663,16.903703703703702,{"$f":"Z14*E14+($A$4-80)*AG14*$A$12/1000","v":16.680361788617887},{"$f":"AA14*G14+($A$4-80)*AH14*$A$12/1000","v":16.437037037037033},16.186907181571815,15.918518518518518,15.348148148148148,14.777777777777777]
[null,59,17.318518518518516,17.318518518518516,16.774074074074075,16.774074074074075,16.229629629629628,16.229629629629628,15.711111111111109,15.711111111111109,15.192592592592591,15.192592592592591,14.648148148148147,14.648148148148147,14.103703703703703,14.103703703703703,null,0.95156695156695148,0.92165242165242167,0.89173789173789175,0.86324786324786318,0.83475783475783472,0.8048433048433048,0.77492877492877488,1,1,1,1,1,1,1,0.53124999999999978,0.46875,0.40625000000000022,0.34895833333333348,0.29166666666666674,0.22916666666666657,0.16666666666666644,17.318518518518516,{"$f":"Z15*E15+($A$4-80)*AG15*$A$12/1000","v":16.774074074074075},{"$f":"AA15*G15+($A$4-80)*AH15*$A$12/1000","v":16.229629629629628},15.711111111111109,15.192592592592591,14.648148148148147,14.103703703703703]
[1350,71,21.472888888888885,11.899999999999997,20.811777777777777,11.693523963958528,20.150666666666666,11.476888888888887,19.489555555555555,11.243753297223613,18.828444444444447,11.000888888888889,18.167333333333335,10.795931203819999,17.50622222222222,10.577777777777776,null,1.1798290598290597,1.1435042735042735,1.1071794871794871,1.0708547008547009,1.0345299145299147,0.9982051282051283,0.96188034188034188,0.55418719211822653,0.56187049894625241,0.56955380577427817,0.57691173434781318,0.5842696629213483,0.59424963508605178,0.60422960725075525,1,1.0052083333333333,1.0104166666666665,1.0052083333333335,1.0000000000000002,1.0052083333333335,1.0104166666666665,{"$f":"Y16*C16+($A$4-80)*AF16*$A$16/1000","v":11.899999999999997},{"$f":"Z16*E16+($A$4-80)*AG16*$A$16/1000","v":11.693523963958528},{"$f":"AA16*G16+($A$4-80)*AH16*$A$16/1000","v":11.476888888888887},{"$f":"AB16*I16+($A$4-80)*AI16*$A$16/1000","v":11.243753297223613},{"$f":"AC16*K16+($A$4-80)*AJ16*$A$16/1000","v":11.000888888888889},{"$f":"AD16*M16+($A$4-80)*AK16*$A$16/1000","v":10.795931203819999},{"$f":"AE16*O16+($A$4-80)*AL16*$A$16/1000","v":10.577777777777776}]
[null,67,19.780444444444441,14.544444444444443,19.172222222222217,14.313299303577079,18.564,14.068444444444445,17.955777777777776,13.838260655772512,17.347555555555552,13.592444444444443,16.739333333333331,13.390881024256961,16.13111111111111,13.169333333333332,null,1.0868376068376067,1.0534188034188032,1.02,0.98658119658119647,0.95316239316239304,0.91974358974358972,0.88632478632478628,0.73529411764705888,0.74656443774090842,0.75783475783475784,0.77068567160030577,0.78353658536585369,0.79996501399440223,0.81639344262295077,1.0104166666666665,1.0052083333333335,1.0000000000000002,1,0.99999999999999978,0.99999999999999978,0.99999999999999978,{"$f":"Y17*C17+($A$4-80)*AF17*$A$16/1000","v":14.544444444444443},{"$f":"Z17*E17+($A$4-80)*AG17*$A$16/1000","v":14.313299303577079},{"$f":"AA17*G17+($A$4-80)*AH17*$A$16/1000","v":14.068444444444445},{"$f":"AB17*I17+($A$4-80)*AI17*$A$16/1000","v":13.838260655772512},{"$f":"AC17*K17+($A$4-80)*AJ17*$A$16/1000","v":13.592444444444443},{"$f":"AD17*M17+($A$4-80)*AK17*$A$16/1000","v":13.390881024256961},{"$f":"AE17*O17+($A$4-80)*AL17*$A$16/1000","v":13.169333333333332}]
[null,63,18.511111111111109,17.241777777777777,17.929333333333332,17.013969024390246,17.347555555555552,16.765777777777775,16.792222222222222,16.510645325203253,16.236888888888888,16.236888888888888,15.655111111111109,15.655111111111109,15.073333333333332,15.073333333333332,null,1.017094017094017,0.9851282051282052,0.95316239316239304,0.92264957264957259,0.89213675213675214,0.86017094017094009,0.82820512820512815,0.93142857142857149,0.94894599303135896,0.96646341463414642,0.98323170731707321,1,1,1,1.0000000000000002,1,0.99999999999999978,0.99479166666666652,0.98958333333333337,0.921875,0.85416666666666663,17.241777777777777,{"$f":"Z18*E18+($A$4-80)*AG18*$A$16/1000","v":17.013969024390246},{"$f":"AA18*G18+($A$4-80)*AH18*$A$16/1000","v":16.765777777777775},16.510645325203253,16.236888888888888,15.655111111111109,15.073333333333332]
[null,59,17.664888888888886,17.664888888888886,17.109555555555556,17.109555555555556,16.554222222222222,16.554222222222222,16.025333333333332,16.025333333333332,15.496444444444444,15.496444444444444,14.941111111111111,14.941111111111111,14.385777777777776,14.385777777777776,null,0.9705982905982905,0.94008547008547005,0.90957264957264961,0.88051282051282054,0.85145299145299147,0.82094017094017091,0.79042735042735035,1,1,1,1,1,1,1,0.53124999999999978,0.46875,0.40625000000000022,0.34895833333333348,0.29166666666666674,0.22916666666666657,0.16666666666666644,17.664888888888886,{"$f":"Z19*E19+($A$4-80)*AG19*$A$16/1000","v":17.109555555555556},{"$f":"AA19*G19+($A$4-80)*AH19*$A$16/1000","v":16.554222222222222},16.025333333333332,15.496444444444444,14.941111111111111,14.385777777777776]

{"sheet":"4A7A40_42","index":17,"n_rows":19,"n_cols":45,"rows_kept":19,"cut":false,"hidden":true,"merged":[[2,0,2,1],[2,2,2,15],[3,2,3,3],[3,4,3,5],[3,6,3,7],[3,8,3,9],[3,10,3,11],[3,12,3,13],[3,14,3,15],[5,2,6,2],[5,3,6,3],[5,4,6,4],[5,5,6,5],[5,6,6,6],[5,7,6,7],[5,8,6,8],[4,0,6,0],[4,1,6,1],[4,2,4,3],[4,4,4,5],[4,6,4,7],[4,8,4,9],[5,9,6,9],[5,10,6,10],[5,11,6,11],[5,12,6,12],[5,13,6,13],[5,14,6,14],[5,15,6,15],[4,10,4,11],[4,12,4,13],[4,14,4,15],[7,0,10,0],[11,0,14,0],[15,0,18,0],[22,4,22,15],[23,4,23,5],[23,6,23,7],[23,8,23,9],[23,10,23,11],[23,12,23,13],[23,14,23,15],[25,12,26,12],[25,13,26,13],[25,14,26,14],[25,15,26,15],[27,0,30,0],[31,0,34,0],[24,12,24,13],[24,14,24,15],[25,4,26,4],[25,5,26,5],[25,6,26,6],[25,7,26,7],[25,8,26,8],[25,9,26,9],[25,10,26,10],[25,11,26,11],[24,0,26,0],[24,1,26,1],[24,4,24,5],[24,6,24,7],[24,8,24,9],[24,10,24,11],[35,0,38,0],[41,0,42,1],[41,4,41,15],[42,4,42,5],[42,6,42,7],[42,8,42,9],[42,10,42,11],[42,12,42,13],[42,14,42,15],[44,12,45,12],[44,13,45,13],[44,14,45,14],[44,15,45,15],[46,0,49,0],[50,0,53,0],[43,12,43,13],[43,14,43,15],[44,4,45,4],[44,5,45,5],[44,6,45,6],[44,7,45,7],[44,8,45,8],[44,9,45,9],[44,10,45,10],[44,11,45,11],[43,0,45,0],[43,1,45,1],[43,4,43,5],[43,6,43,7],[43,8,43,9],[43,10,43,11],[54,0,57,0],[60,0,61,1],[60,4,60,15],[61,4,61,5],[61,6,61,7],[61,8,61,9],[61,10,61,11],[61,12,61,13],[61,14,61,15],[63,12,64,12],[63,13,64,13],[63,14,64,14],[63,15,64,15],[65,0,68,0],[69,0,72,0],[62,12,62,13],[62,14,62,15],[63,4,64,4],[63,5,64,5],[63,6,64,6],[63,7,64,7],[63,8,64,8],[63,9,64,9],[63,10,64,10],[63,11,64,11],[62,0,64,0],[62,1,64,1],[62,4,62,5],[62,6,62,7],[62,8,62,9],[62,10,62,11],[73,0,76,0],[79,0,80,1],[79,4,79,15],[80,4,80,5],[80,6,80,7],[80,8,80,9],[80,10,80,11],[80,12,80,13],[80,14,80,15],[82,12,83,12],[82,13,83,13],[82,14,83,14],[82,15,83,15],[84,0,87,0],[88,0,91,0],[81,12,81,13],[81,14,81,15],[82,4,83,4],[82,5,83,5],[82,6,83,6],[82,7,83,7],[82,8,83,8],[82,9,83,9],[82,10,83,10],[82,11,83,11],[81,0,83,0],[81,1,83,1],[81,4,81,5],[81,6,81,7],[81,8,81,9],[81,10,81,11],[92,0,95,0],[98,0,99,1],[98,4,98,15],[99,4,99,5],[99,6,99,7],[99,8,99,9],[99,10,99,11],[99,12,99,13],[99,14,99,15],[101,12,102,12],[101,13,102,13],[101,14,102,14],[101,15,102,15],[103,0,106,0],[107,0,110,0],[100,12,100,13],[100,14,100,15],[101,4,102,4],[101,5,102,5],[101,6,102,6],[101,7,102,7],[101,8,102,8],[101,9,102,9],[101,10,102,10],[101,11,102,11],[100,0,102,0],[100,1,102,1],[100,4,100,5],[100,6,100,7],[100,8,100,9],[100,10,100,11],[111,0,114,0],[117,0,118,1],[117,4,117,15],[118,4,118,5],[118,6,118,7],[118,8,118,9],[118,10,118,11],[118,12,118,13],[118,14,118,15],[130,0,133,0],[120,12,121,12],[120,13,121,13],[120,14,121,14],[120,15,121,15],[122,0,125,0],[126,0,129,0],[119,12,119,13],[119,14,119,15],[120,4,121,4],[120,5,121,5],[120,6,121,6],[120,7,121,7],[120,8,121,8],[120,9,121,9],[120,10,121,10],[120,11,121,11],[119,0,121,0],[119,1,121,1],[119,4,119,5],[119,6,119,7],[119,8,119,9],[119,10,119,11]]}
[]
["4A7A40_42",18.2]
["Evaporator Air \n",null,"Condenser  Entering Air Temperature ˚F"]
[80,"°F DB",85,null,90,null,95,null,100,null,105,null,110,null,115]
["CFM","EWB†\n˚F","Capacity Mbtuh",null,"Capacity Mbtuh",null,"Capacity Mbtuh",null,"Capacity Mbtuh",null,"Capacity Mbtuh",null,"Capacity Mbtuh",null,"Capacity Mbtuh"]
[null,null,"Total","Sens.","Total","Sens.","Total","Sens.","Total","Sens.","Total","Sens.","Total","Sens.","Total","Sens."]
[null,null,null,null,null,null,null,null,null,null,null,null,null,null,null,null,null,"Total Factors",null,null,null,null,null,null,"Sens. %",null,null,null,null,null,null,"IDB Adj",null,null,null,null,null,null,"Sens Calc"]
[1225,71,{"$f":"R8*$B$2","v":20.633803921568628},{"$f":"IF(AM8>C8,C8,AM8)","v":11.322362745098038},{"$f":"S8*$B$2","v":19.978068627450984},{"$f":"IF(AN8>E8,E8,AN8)","v":11.108577608473601},{"$f":"T8*$B$2","v":19.322333333333333},{"$f":"IF(AO8>G8,G8,AO8)","v":10.885205882352938},{"$f":"U8*$B$2","v":18.68845588235294},{"$f":"IF(AP8>I8,I8,AP8)","v":10.671490583396865},{"$f":"V8*$B$2","v":18.054578431372548},{"$f":"IF(AQ8>K8,K8,AQ8)","v":10.448049019607843},{"$f":"W8*$B$2","v":17.420700980392155},{"$f":"IF(AR8>M8,M8,AR8)","v":10.235068256277174},{"$f":"X8*$B$2","v":16.786823529411762},{"$f":"IF(AS8>O8,O8,AS8)","v":10.010892156862743},null,1.1337254901960785,1.0976960784313727,1.0616666666666668,1.0268382352941177,0.99200980392156857,0.95718137254901958,0.9223529411764706,0.54872881355932202,0.55603861492445739,0.56334841628959265,0.57102045511816191,0.57869249394673128,0.5875233303066989,0.59635416666666663,0.99107142857142838,0.99107142857142838,0.99107142857142838,0.99107142857142838,0.99107142857142838,0.99107142857142838,0.99107142857142838,{"$f":"Y8*C8+($A$4-80)*AF8*$A$8/1000","v":11.322362745098038},{"$f":"Z8*E8+($A$4-80)*AG8*$A$8/1000","v":11.108577608473601},{"$f":"AA8*G8+($A$4-80)*AH8*$A$8/1000","v":10.885205882352938},{"$f":"AB8*I8+($A$4-80)*AI8*$A$8/1000","v":10.671490583396865},{"$f":"AC8*K8+($A$4-80)*AJ8*$A$8/1000","v":10.448049019607843},{"$f":"AD8*M8+($A$4-80)*AK8*$A$8/1000","v":10.235068256277174},{"$f":"AE8*O8+($A$4-80)*AL8*$A$8/1000","v":10.010892156862743}]
[null,67,{"$f":"R9*$B$2","v":19.016323529411764},13.814156862745099,18.426161764705881,{"$f":"IF(AN9>E9,E9,AN9)","v":13.602531486646384},17.835999999999999,{"$f":"IF(AO9>G9,G9,AO9)","v":13.377000000000001},17.245838235294119,{"$f":"IF(AP9>I9,I9,AP9)","v":13.166360096302302},16.655676470588237,{"$f":"IF(AQ9>K9,K9,AQ9)","v":12.939843137254902},16.065514705882354,{"$f":"IF(AR9>M9,M9,AR9)","v":12.73041419540591},15.475352941176471,{"$f":"IF(AS9>O9,O9,AS9)","v":12.502686274509806},null,1.0448529411764707,1.0124264705882353,0.98,0.94757352941176476,0.91514705882352954,0.8827205882352942,0.85029411764705887,0.72643678160919545,0.73821839080459783,0.75000000000000011,0.76345144356955386,0.7769028871391076,0.79240624582944086,0.80790960451977412,0.9910714285714286,0.9910714285714286,0.9910714285714286,0.9910714285714286,0.9910714285714286,0.9910714285714286,0.9910714285714286,{"$f":"Y9*C9+($A$4-80)*AF9*$A$8/1000","v":13.814156862745099},{"$f":"Z9*E9+($A$4-80)*AG9*$A$8/1000","v":13.602531486646384},{"$f":"AA9*G9+($A$4-80)*AH9*$A$8/1000","v":13.377000000000001},{"$f":"AB9*I9+($A$4-80)*AI9*$A$8/1000","v":13.166360096302302},{"$f":"AC9*K9+($A$4-80)*AJ9*$A$8/1000","v":12.939843137254902},{"$f":"AD9*M9+($A$4-80)*AK9*$A$8/1000","v":12.73041419540591},{"$f":"AE9*O9+($A$4-80)*AL9*$A$8/1000","v":12.502686274509806}]
[null,63,17.792284313725492,16.437098039215687,17.245838235294119,16.205313224255768,16.699392156862746,15.956225490196079,16.131088235294119,15.749494385266608,15.562784313725489,15.519068627450977,15.016338235294118,14.995247872604097,14.469892156862747,14.469892156862747,null,0.97759803921568644,0.94757352941176476,0.91754901960784319,0.88632352941176473,0.85509803921568628,0.82507352941176471,0.79504901960784324,0.92383292383292381,0.93966515301593834,0.95549738219895286,0.97634419671745398,0.99719101123595499,0.9985955056179775,1,0.9910714285714286,0.9910714285714286,0.9910714285714286,0.9910714285714286,0.9910714285714286,0.92857142857142871,0.86607142857142883,16.437098039215687,{"$f":"Z10*E10+($A$4-80)*AG10*$A$8/1000","v":16.205313224255768},{"$f":"AA10*G10+($A$4-80)*AH10*$A$8/1000","v":15.956225490196079},15.749494385266608,15.519068627450977,14.995247872604097,14.469892156862747]
[null,59,16.961686274509802,16.961686274509802,16.437098039215687,16.437098039215687,15.912509803921568,15.912509803921568,15.38792156862745,15.38792156862745,14.863333333333335,14.863333333333335,14.338745098039215,14.338745098039215,13.814156862745097,13.814156862745097,null,0.93196078431372542,0.90313725490196084,0.87431372549019604,0.84549019607843134,0.81666666666666676,0.78784313725490196,0.75901960784313727,1,1,1,1,1,1,1,0.55357142857142827,0.49107142857142827,0.42857142857142833,0.37053571428571419,0.3125,0.25000000000000006,0.18750000000000014,16.961686274509802,{"$f":"Z11*E11+($A$4-80)*AG11*$A$8/1000","v":16.437098039215687},{"$f":"AA11*G11+($A$4-80)*AH11*$A$8/1000","v":15.912509803921568},{"$f":"AB11*I11+($A$4-80)*AI11*$A$8/1000","v":15.38792156862745},14.863333333333335,14.338745098039215,13.814156862745097]
[1400,71,21.054901960784314,11.553431372549019,20.385784313725495,11.335283273952655,19.716666666666669,11.107352941176469,19.069852941176471,10.889276105507006,18.423039215686273,10.661274509803922,17.776225490196076,10.44394720028283,17.129411764705882,10.215196078431372,null,1.1568627450980393,1.1200980392156865,1.0833333333333335,1.0477941176470589,1.0122549019607843,0.97671568627450978,0.94117647058823528,0.54872881355932202,0.55603861492445739,0.56334841628959265,0.57102045511816191,0.57869249394673128,0.5875233303066989,0.59635416666666663,0.99107142857142838,0.99107142857142838,0.99107142857142838,0.99107142857142838,0.99107142857142838,0.99107142857142838,0.99107142857142838,{"$f":"Y12*C12+($A$4-80)*AF12*$A$12/1000","v":11.553431372549019},{"$f":"Z12*E12+($A$4-80)*AG12*$A$12/1000","v":11.335283273952655},{"$f":"AA12*G12+($A$4-80)*AH12*$A$12/1000","v":11.107352941176469},{"$f":"AB12*I12+($A$4-80)*AI12*$A$12/1000","v":10.889276105507006},{"$f":"AC12*K12+($A$4-80)*AJ12*$A$12/1000","v":10.661274509803922},{"$f":"AD12*M12+($A$4-80)*AK12*$A$12/1000","v":10.44394720028283},{"$f":"AE12*O12+($A$4-80)*AL12*$A$12/1000","v":10.215196078431372}]
[null,67,19.40441176470588,14.096078431372549,18.802205882352943,13.880134170047333,18.2,13.650000000000002,17.597794117647059,13.43506132275745,16.995588235294118,13.203921568627452,16.393382352941178,12.990218566740724,15.791176470588235,12.757843137254904,null,1.0661764705882353,1.0330882352941178,1,0.96691176470588247,0.93382352941176483,0.90073529411764708,0.86764705882352944,0.72643678160919545,0.73821839080459783,0.75000000000000011,0.76345144356955386,0.7769028871391076,0.79240624582944086,0.80790960451977412,0.9910714285714286,0.9910714285714286,0.9910714285714286,0.9910714285714286,0.9910714285714286,0.9910714285714286,0.9910714285714286,{"$f":"Y13*C13+($A$4-80)*AF13*$A$12/1000","v":14.096078431372549},{"$f":"Z13*E13+($A$4-80)*AG13*$A$12/1000","v":13.880134170047333},{"$f":"AA13*G13+($A$4-80)*AH13*$A$12/1000","v":13.650000000000002},{"$f":"AB13*I13+($A$4-80)*AI13*$A$12/1000","v":13.43506132275745},{"$f":"AC13*K13+($A$4-80)*AJ13*$A$12/1000","v":13.203921568627452},{"$f":"AD13*M13+($A$4-80)*AK13*$A$12/1000","v":12.990218566740724},{"$f":"AE13*O13+($A$4-80)*AL13*$A$12/1000","v":12.757843137254904}]
[null,63,18.155392156862746,16.772549019607844,17.597794117647059,16.536033902301803,17.040196078431375,16.281862745098042,16.460294117647063,16.070912638027156,15.880392156862747,15.835784313725492,15.32279411764706,15.301273339391937,14.765196078431375,14.765196078431375,null,0.99754901960784326,0.96691176470588247,0.93627450980392168,0.90441176470588258,0.87254901960784326,0.84191176470588247,0.81127450980392168,0.92383292383292381,0.93966515301593834,0.95549738219895286,0.97634419671745398,0.99719101123595499,0.9985955056179775,1,0.9910714285714286,0.9910714285714286,0.9910714285714286,0.9910714285714286,0.9910714285714286,0.92857142857142871,0.86607142857142883,16.772549019607844,{"$f":"Z14*E14+($A$4-80)*AG14*$A$12/1000","v":16.536033902301803},{"$f":"AA14*G14+($A$4-80)*AH14*$A$12/1000","v":16.281862745098042},16.070912638027156,15.835784313725492,15.301273339391937,14.765196078431375]
[null,59,17.307843137254899,17.307843137254899,16.77254901960784,16.77254901960784,16.237254901960785,16.237254901960785,15.701960784313728,15.701960784313728,15.166666666666666,15.166666666666666,14.631372549019607,14.631372549019607,14.09607843137255,14.09607843137255,null,0.9509803921568627,0.92156862745098034,0.89215686274509809,0.86274509803921584,0.83333333333333337,0.80392156862745101,0.77450980392156876,1,1,1,1,1,1,1,0.55357142857142827,0.49107142857142827,0.42857142857142833,0.37053571428571419,0.3125,0.25000000000000006,0.18750000000000014,17.307843137254899,{"$f":"Z15*E15+($A$4-80)*AG15*$A$12/1000","v":16.77254901960784},{"$f":"AA15*G15+($A$4-80)*AH15*$A$12/1000","v":16.237254901960785},15.701960784313728,15.166666666666666,14.631372549019607,14.09607843137255]
[1575,71,21.476000000000003,11.784500000000001,20.793500000000005,11.561988939431707,20.111000000000004,11.329499999999999,19.451250000000002,11.107061627617147,18.791499999999999,10.874500000000001,18.13175,10.652826144288488,17.472000000000001,10.419499999999999,null,1.1800000000000002,1.1425000000000003,1.1050000000000002,1.0687500000000001,1.0325,0.99625000000000008,0.96000000000000008,0.54872881355932202,0.55603861492445739,0.56334841628959265,0.57102045511816191,0.57869249394673128,0.5875233303066989,0.59635416666666663,0.99107142857142838,0.99107142857142838,0.99107142857142838,0.99107142857142838,0.99107142857142838,0.99107142857142838,0.99107142857142838,{"$f":"Y16*C16+($A$4-80)*AF16*$A$16/1000","v":11.784500000000001},{"$f":"Z16*E16+($A$4-80)*AG16*$A$16/1000","v":11.561988939431707},{"$f":"AA16*G16+($A$4-80)*AH16*$A$16/1000","v":11.329499999999999},{"$f":"AB16*I16+($A$4-80)*AI16*$A$16/1000","v":11.107061627617147},{"$f":"AC16*K16+($A$4-80)*AJ16*$A$16/1000","v":10.874500000000001},{"$f":"AD16*M16+($A$4-80)*AK16*$A$16/1000","v":10.652826144288488},{"$f":"AE16*O16+($A$4-80)*AL16*$A$16/1000","v":10.419499999999999}]
[null,67,19.792499999999997,14.377999999999998,19.178249999999998,14.157736853448277,18.564,13.923000000000002,17.949750000000002,13.7037625492126,17.335500000000003,13.468000000000002,16.721250000000001,13.250022938075539,16.106999999999999,13.013000000000002,null,1.0874999999999999,1.05375,1.02,0.98625000000000018,0.95250000000000012,0.91875000000000007,0.88500000000000001,0.72643678160919545,0.73821839080459783,0.75000000000000011,0.76345144356955386,0.7769028871391076,0.79240624582944086,0.80790960451977412,0.9910714285714286,0.9910714285714286,0.9910714285714286,0.9910714285714286,0.9910714285714286,0.9910714285714286,0.9910714285714286,{"$f":"Y17*C17+($A$4-80)*AF17*$A$16/1000","v":14.377999999999998},{"$f":"Z17*E17+($A$4-80)*AG17*$A$16/1000","v":14.157736853448277},{"$f":"AA17*G17+($A$4-80)*AH17*$A$16/1000","v":13.923000000000002},{"$f":"AB17*I17+($A$4-80)*AI17*$A$16/1000","v":13.7037625492126},{"$f":"AC17*K17+($A$4-80)*AJ17*$A$16/1000","v":13.468000000000002},{"$f":"AD17*M17+($A$4-80)*AK17*$A$16/1000","v":13.250022938075539},{"$f":"AE17*O17+($A$4-80)*AL17*$A$16/1000","v":13.013000000000002}]
[null,63,18.5185,17.108000000000001,17.949750000000002,16.866754580347841,17.381000000000004,16.607500000000002,16.789500000000004,16.392330890787697,16.198,16.1525,15.629250000000004,15.607298806179779,15.060499999999999,15.060499999999999,null,1.0175000000000001,0.98625000000000018,0.95500000000000018,0.92250000000000021,0.89000000000000012,0.85875000000000024,0.82750000000000001,0.92383292383292381,0.93966515301593834,0.95549738219895286,0.97634419671745398,0.99719101123595499,0.9985955056179775,1,0.9910714285714286,0.9910714285714286,0.9910714285714286,0.9910714285714286,0.9910714285714286,0.92857142857142871,0.86607142857142883,17.108000000000001,{"$f":"Z18*E18+($A$4-80)*AG18*$A$16/1000","v":16.866754580347841},{"$f":"AA18*G18+($A$4-80)*AH18*$A$16/1000","v":16.607500000000002},16.392330890787697,16.1525,15.607298806179779,15.060499999999999]
[null,59,17.654,17.654,17.108000000000004,17.108000000000004,16.562000000000001,16.562000000000001,16.015999999999998,16.015999999999998,15.47,15.47,14.924000000000003,14.924000000000003,14.378,14.378,null,0.97000000000000008,0.94000000000000017,0.91,0.88,0.85000000000000009,0.82000000000000017,0.79,1,1,1,1,1,1,1,0.55357142857142827,0.49107142857142827,0.42857142857142833,0.37053571428571419,0.3125,0.25000000000000006,0.18750000000000014,17.654,{"$f":"Z19*E19+($A$4-80)*AG19*$A$16/1000","v":17.108000000000004},{"$f":"AA19*G19+($A$4-80)*AH19*$A$16/1000","v":16.562000000000001},16.015999999999998,15.47,14.924000000000003,14.378]

{"sheet":"4A7A40_43","index":18,"n_rows":19,"n_cols":45,"rows_kept":19,"cut":false,"hidden":true,"merged":[[2,0,2,1],[2,2,2,15],[3,2,3,3],[3,4,3,5],[3,6,3,7],[3,8,3,9],[3,10,3,11],[3,12,3,13],[3,14,3,15],[5,2,6,2],[5,3,6,3],[5,4,6,4],[5,5,6,5],[5,6,6,6],[5,7,6,7],[5,8,6,8],[4,0,6,0],[4,1,6,1],[4,2,4,3],[4,4,4,5],[4,6,4,7],[4,8,4,9],[5,9,6,9],[5,10,6,10],[5,11,6,11],[5,12,6,12],[5,13,6,13],[5,14,6,14],[5,15,6,15],[4,10,4,11],[4,12,4,13],[4,14,4,15],[7,0,10,0],[11,0,14,0],[15,0,18,0],[22,4,22,15],[23,4,23,5],[23,6,23,7],[23,8,23,9],[23,10,23,11],[23,12,23,13],[23,14,23,15],[25,12,26,12],[25,13,26,13],[25,14,26,14],[25,15,26,15],[27,0,30,0],[31,0,34,0],[24,12,24,13],[24,14,24,15],[25,4,26,4],[25,5,26,5],[25,6,26,6],[25,7,26,7],[25,8,26,8],[25,9,26,9],[25,10,26,10],[25,11,26,11],[24,0,26,0],[24,1,26,1],[24,4,24,5],[24,6,24,7],[24,8,24,9],[24,10,24,11],[35,0,38,0],[41,0,42,1],[41,4,41,15],[42,4,42,5],[42,6,42,7],[42,8,42,9],[42,10,42,11],[42,12,42,13],[42,14,42,15],[44,12,45,12],[44,13,45,13],[44,14,45,14],[44,15,45,15],[46,0,49,0],[50,0,53,0],[43,12,43,13],[43,14,43,15],[44,4,45,4],[44,5,45,5],[44,6,45,6],[44,7,45,7],[44,8,45,8],[44,9,45,9],[44,10,45,10],[44,11,45,11],[43,0,45,0],[43,1,45,1],[43,4,43,5],[43,6,43,7],[43,8,43,9],[43,10,43,11],[54,0,57,0],[60,0,61,1],[60,4,60,15],[61,4,61,5],[61,6,61,7],[61,8,61,9],[61,10,61,11],[61,12,61,13],[61,14,61,15],[63,12,64,12],[63,13,64,13],[63,14,64,14],[63,15,64,15],[65,0,68,0],[69,0,72,0],[62,12,62,13],[62,14,62,15],[63,4,64,4],[63,5,64,5],[63,6,64,6],[63,7,64,7],[63,8,64,8],[63,9,64,9],[63,10,64,10],[63,11,64,11],[62,0,64,0],[62,1,64,1],[62,4,62,5],[62,6,62,7],[62,8,62,9],[62,10,62,11],[73,0,76,0],[79,0,80,1],[79,4,79,15],[80,4,80,5],[80,6,80,7],[80,8,80,9],[80,10,80,11],[80,12,80,13],[80,14,80,15],[82,12,83,12],[82,13,83,13],[82,14,83,14],[82,15,83,15],[84,0,87,0],[88,0,91,0],[81,12,81,13],[81,14,81,15],[82,4,83,4],[82,5,83,5],[82,6,83,6],[82,7,83,7],[82,8,83,8],[82,9,83,9],[82,10,83,10],[82,11,83,11],[81,0,83,0],[81,1,83,1],[81,4,81,5],[81,6,81,7],[81,8,81,9],[81,10,81,11],[92,0,95,0],[98,0,99,1],[98,4,98,15],[99,4,99,5],[99,6,99,7],[99,8,99,9],[99,10,99,11],[99,12,99,13],[99,14,99,15],[101,12,102,12],[101,13,102,13],[101,14,102,14],[101,15,102,15],[103,0,106,0],[107,0,110,0],[100,12,100,13],[100,14,100,15],[101,4,102,4],[101,5,102,5],[101,6,102,6],[101,7,102,7],[101,8,102,8],[101,9,102,9],[101,10,102,10],[101,11,102,11],[100,0,102,0],[100,1,102,1],[100,4,100,5],[100,6,100,7],[100,8,100,9],[100,10,100,11],[111,0,114,0],[117,0,118,1],[117,4,117,15],[118,4,118,5],[118,6,118,7],[118,8,118,9],[118,10,118,11],[118,12,118,13],[118,14,118,15],[130,0,133,0],[120,12,121,12],[120,13,121,13],[120,14,121,14],[120,15,121,15],[122,0,125,0],[126,0,129,0],[119,12,119,13],[119,14,119,15],[120,4,121,4],[120,5,121,5],[120,6,121,6],[120,7,121,7],[120,8,121,8],[120,9,121,9],[120,10,121,10],[120,11,121,11],[119,0,121,0],[119,1,121,1],[119,4,119,5],[119,6,119,7],[119,8,119,9],[119,10,119,11]]}
[]
["4A7A40_43",18.2]
["Evaporator Air \n",null,"Condenser  Entering Air Temperature ˚F"]
[80,"°F DB",85,null,90,null,95,null,100,null,105,null,110,null,115]
["CFM","EWB†\n˚F","Capacity Mbtuh",null,"Capacity Mbtuh",null,"Capacity Mbtuh",null,"Capacity Mbtuh",null,"Capacity Mbtuh",null,"Capacity Mbtuh",null,"Capacity Mbtuh"]
[null,null,"Total","Sens.","Total","Sens.","Total","Sens.","Total","Sens.","Total","Sens.","Total","Sens.","Total","Sens."]
[null,null,null,null,null,null,null,null,null,null,null,null,null,null,null,null,null,"Total Factors",null,null,null,null,null,null,"Sens. %",null,null,null,null,null,null,"IDB Adj",null,null,null,null,null,null,"Sens Calc"]
[1225,71,{"$f":"R8*$B$2","v":20.59325603864734},{"$f":"IF(AM8>C8,C8,AM8)","v":11.373681159420288},{"$f":"S8*$B$2","v":19.968565217391301},{"$f":"IF(AN8>E8,E8,AN8)","v":11.162456054790768},{"$f":"T8*$B$2","v":19.343874396135263},{"$f":"IF(AO8>G8,G8,AO8)","v":10.94285990338164},{"$f":"U8*$B$2","v":18.719183574879224},{"$f":"IF(AP8>I8,I8,AP8)","v":10.732212799601186},{"$f":"V8*$B$2","v":18.094492753623186},{"$f":"IF(AQ8>K8,K8,AQ8)","v":10.512038647342992},{"$f":"W8*$B$2","v":17.448260869565217},{"$f":"IF(AR8>M8,M8,AR8)","v":10.302782608695651},{"$f":"X8*$B$2","v":16.802028985507246},{"$f":"IF(AS8>O8,O8,AS8)","v":10.081217391304348},null,1.1314975845410626,1.0971739130434781,1.0628502415458936,1.0285265700483091,0.99420289855072463,0.95869565217391306,0.92318840579710149,0.55230125523012552,0.55900140712508506,0.56570155902004449,0.57332696998621269,0.58095238095238089,0.59047619047619038,0.6,1.0089285714285714,1.0089285714285714,1.0089285714285714,1.0044642857142856,1,1.0044642857142856,1.0089285714285714,{"$f":"Y8*C8+($A$4-80)*AF8*$A$8/1000","v":11.373681159420288},{"$f":"Z8*E8+($A$4-80)*AG8*$A$8/1000","v":11.162456054790768},{"$f":"AA8*G8+($A$4-80)*AH8*$A$8/1000","v":10.94285990338164},{"$f":"AB8*I8+($A$4-80)*AI8*$A$8/1000","v":10.732212799601186},{"$f":"AC8*K8+($A$4-80)*AJ8*$A$8/1000","v":10.512038647342992},{"$f":"AD8*M8+($A$4-80)*AK8*$A$8/1000","v":10.302782608695651},{"$f":"AE8*O8+($A$4-80)*AL8*$A$8/1000","v":10.081217391304348}]
[null,67,{"$f":"R9*$B$2","v":18.999217391304352},13.829362318840584,18.417608695652174,{"$f":"IF(AN9>E9,E9,AN9)","v":13.620732251627809},17.835999999999999,{"$f":"IF(AO9>G9,G9,AO9)","v":13.398541062801931},17.254391304347823,{"$f":"IF(AP9>I9,I9,AP9)","v":13.190857120352867},16.672782608695652,{"$f":"IF(AQ9>K9,K9,AQ9)","v":12.967719806763284},16.09117391304348,{"$f":"IF(AR9>M9,M9,AR9)","v":12.761194867149761},15.509565217391305,{"$f":"IF(AS9>O9,O9,AS9)","v":12.536898550724638},null,1.0439130434782611,1.0119565217391304,0.98,0.94804347826086943,0.91608695652173922,0.88413043478260878,0.85217391304347834,0.72789115646258506,0.739549442965592,0.75120772946859904,0.76449275362318847,0.77777777777777779,0.79305555555555562,0.80833333333333335,1.0000000000000002,1.0000000000000002,1.0000000000000002,1.0000000000000002,1.0000000000000002,1.0000000000000002,1.0000000000000002,{"$f":"Y9*C9+($A$4-80)*AF9*$A$8/1000","v":13.829362318840584},{"$f":"Z9*E9+($A$4-80)*AG9*$A$8/1000","v":13.620732251627809},{"$f":"AA9*G9+($A$4-80)*AH9*$A$8/1000","v":13.398541062801931},{"$f":"AB9*I9+($A$4-80)*AI9*$A$8/1000","v":13.190857120352867},{"$f":"AC9*K9+($A$4-80)*AJ9*$A$8/1000","v":12.967719806763284},{"$f":"AD9*M9+($A$4-80)*AK9*$A$8/1000","v":12.761194867149761},{"$f":"AE9*O9+($A$4-80)*AL9*$A$8/1000","v":12.536898550724638}]
[null,63,17.749835748792272,16.414289855072465,17.211309178743964,16.20800699639884,16.672782608695652,15.983468599033815,16.134256038647344,15.756161597951243,15.595729468599034,15.509565217391303,15.057202898550727,15.015608415405559,14.518676328502417,14.518676328502417,null,0.97526570048309191,0.94567632850241556,0.91608695652173922,0.88649758454106287,0.85690821256038652,0.82731884057971028,0.79772946859903393,0.92475728155339798,0.94170680615137603,0.95865633074935397,0.97656573443545036,0.99447513812154686,0.99723756906077343,1,1.0000000000000002,1.0044642857142858,1.0089285714285714,1.0044642857142856,1,0.94196428571428581,0.88392857142857162,16.414289855072465,{"$f":"Z10*E10+($A$4-80)*AG10*$A$8/1000","v":16.20800699639884},{"$f":"AA10*G10+($A$4-80)*AH10*$A$8/1000","v":15.983468599033815},15.756161597951243,15.509565217391303,15.015608415405559,14.518676328502417]
[null,59,16.931275362318839,16.931275362318839,16.414289855072461,16.414289855072461,15.897304347826086,15.897304347826086,15.380318840579712,15.380318840579712,14.863333333333335,14.863333333333335,14.346347826086957,14.346347826086957,13.82936231884058,13.82936231884058,null,0.93028985507246365,0.90188405797101434,0.87347826086956526,0.84507246376811607,0.81666666666666676,0.78826086956521746,0.75985507246376816,1,1,1,1,1,1,1,0.55357142857142827,0.49107142857142827,0.42857142857142833,0.37053571428571419,0.3125,0.25000000000000006,0.18750000000000014,16.931275362318839,{"$f":"Z11*E11+($A$4-80)*AG11*$A$8/1000","v":16.414289855072461},{"$f":"AA11*G11+($A$4-80)*AH11*$A$8/1000","v":15.897304347826086},{"$f":"AB11*I11+($A$4-80)*AI11*$A$8/1000","v":15.380318840579712},14.863333333333335,14.346347826086957,13.82936231884058]
[1400,71,21.01352657004831,11.605797101449275,20.376086956521736,11.390261280398741,19.738647342995169,11.166183574879225,19.101207729468598,10.951237550613456,18.463768115942031,10.726570048309179,17.804347826086957,10.513043478260869,17.144927536231886,10.286956521739132,null,1.1545893719806763,1.1195652173913042,1.0845410628019323,1.0495169082125604,1.0144927536231885,0.97826086956521741,0.94202898550724645,0.55230125523012552,0.55900140712508506,0.56570155902004449,0.57332696998621269,0.58095238095238089,0.59047619047619038,0.6,1.0089285714285714,1.0089285714285714,1.0089285714285714,1.0044642857142856,1,1.0044642857142856,1.0089285714285714,{"$f":"Y12*C12+($A$4-80)*AF12*$A$12/1000","v":11.605797101449275},{"$f":"Z12*E12+($A$4-80)*AG12*$A$12/1000","v":11.390261280398741},{"$f":"AA12*G12+($A$4-80)*AH12*$A$12/1000","v":11.166183574879225},{"$f":"AB12*I12+($A$4-80)*AI12*$A$12/1000","v":10.951237550613456},{"$f":"AC12*K12+($A$4-80)*AJ12*$A$12/1000","v":10.726570048309179},{"$f":"AD12*M12+($A$4-80)*AK12*$A$12/1000","v":10.513043478260869},{"$f":"AE12*O12+($A$4-80)*AL12*$A$12/1000","v":10.286956521739132}]
[null,67,19.38695652173913,14.111594202898551,18.793478260869566,13.898706379212051,18.2,13.671980676328502,17.606521739130432,13.460058286074354,17.013043478260872,13.232367149758456,16.419565217391305,13.021627415458939,15.826086956521738,12.792753623188405,null,1.0652173913043479,1.0326086956521741,1,0.96739130434782605,0.93478260869565233,0.90217391304347838,0.86956521739130432,0.72789115646258506,0.739549442965592,0.75120772946859904,0.76449275362318847,0.77777777777777779,0.79305555555555562,0.80833333333333335,1.0000000000000002,1.0000000000000002,1.0000000000000002,1.0000000000000002,1.0000000000000002,1.0000000000000002,1.0000000000000002,{"$f":"Y13*C13+($A$4-80)*AF13*$A$12/1000","v":14.111594202898551},{"$f":"Z13*E13+($A$4-80)*AG13*$A$12/1000","v":13.898706379212051},{"$f":"AA13*G13+($A$4-80)*AH13*$A$12/1000","v":13.671980676328502},{"$f":"AB13*I13+($A$4-80)*AI13*$A$12/1000","v":13.460058286074354},{"$f":"AC13*K13+($A$4-80)*AJ13*$A$12/1000","v":13.232367149758456},{"$f":"AD13*M13+($A$4-80)*AK13*$A$12/1000","v":13.021627415458939},{"$f":"AE13*O13+($A$4-80)*AL13*$A$12/1000","v":12.792753623188405}]
[null,63,18.112077294685992,16.749275362318841,17.562560386473429,16.538782649386569,17.013043478260872,16.309661835748795,16.463526570048312,16.07771591627678,15.914009661835751,15.82608695652174,15.364492753623189,15.322049403475058,14.814975845410629,14.814975845410629,null,0.99516908212560395,0.96497584541062809,0.93478260869565233,0.90458937198067646,0.87439613526570059,0.84420289855072472,0.81400966183574885,0.92475728155339798,0.94170680615137603,0.95865633074935397,0.97656573443545036,0.99447513812154686,0.99723756906077343,1,1.0000000000000002,1.0044642857142858,1.0089285714285714,1.0044642857142856,1,0.94196428571428581,0.88392857142857162,16.749275362318841,{"$f":"Z14*E14+($A$4-80)*AG14*$A$12/1000","v":16.538782649386569},{"$f":"AA14*G14+($A$4-80)*AH14*$A$12/1000","v":16.309661835748795},16.07771591627678,15.82608695652174,15.322049403475058,14.814975845410629]
[null,59,17.276811594202897,17.276811594202897,16.749275362318837,16.749275362318837,16.221739130434781,16.221739130434781,15.694202898550724,15.694202898550724,15.166666666666666,15.166666666666666,14.639130434782606,14.639130434782606,14.111594202898551,14.111594202898551,null,0.94927536231884058,0.92028985507246364,0.89130434782608692,0.8623188405797102,0.83333333333333337,0.80434782608695643,0.77536231884057982,1,1,1,1,1,1,1,0.55357142857142827,0.49107142857142827,0.42857142857142833,0.37053571428571419,0.3125,0.25000000000000006,0.18750000000000014,17.276811594202897,{"$f":"Z15*E15+($A$4-80)*AG15*$A$12/1000","v":16.749275362318837},{"$f":"AA15*G15+($A$4-80)*AH15*$A$12/1000","v":16.221739130434781},15.694202898550724,15.166666666666666,14.639130434782606,14.111594202898551]
[1575,71,21.433797101449276,11.837913043478261,20.783608695652173,11.618066506006718,20.133420289855071,11.389507246376809,19.483231884057972,11.170262301625726,18.833043478260869,10.941101449275362,18.160434782608696,10.723304347826085,17.487826086956524,10.492695652173914,null,1.1776811594202898,1.1419565217391305,1.106231884057971,1.0705072463768117,1.0347826086956522,0.99782608695652186,0.96086956521739142,0.55230125523012552,0.55900140712508506,0.56570155902004449,0.57332696998621269,0.58095238095238089,0.59047619047619038,0.6,1.0089285714285714,1.0089285714285714,1.0089285714285714,1.0044642857142856,1,1.0044642857142856,1.0089285714285714,{"$f":"Y16*C16+($A$4-80)*AF16*$A$16/1000","v":11.837913043478261},{"$f":"Z16*E16+($A$4-80)*AG16*$A$16/1000","v":11.618066506006718},{"$f":"AA16*G16+($A$4-80)*AH16*$A$16/1000","v":11.389507246376809},{"$f":"AB16*I16+($A$4-80)*AI16*$A$16/1000","v":11.170262301625726},{"$f":"AC16*K16+($A$4-80)*AJ16*$A$16/1000","v":10.941101449275362},{"$f":"AD16*M16+($A$4-80)*AK16*$A$16/1000","v":10.723304347826085},{"$f":"AE16*O16+($A$4-80)*AL16*$A$16/1000","v":10.492695652173914}]
[null,67,19.774695652173911,14.393826086956521,19.169347826086959,14.176680506796293,18.564,13.945420289855072,17.958652173913045,13.729259451795844,17.353304347826089,13.497014492753625,16.74795652173913,13.282059963768116,16.142608695652171,13.048608695652172,null,1.0865217391304347,1.0532608695652175,1.02,0.98673913043478267,0.95347826086956533,0.92021739130434788,0.88695652173913042,0.72789115646258506,0.739549442965592,0.75120772946859904,0.76449275362318847,0.77777777777777779,0.79305555555555562,0.80833333333333335,1.0000000000000002,1.0000000000000002,1.0000000000000002,1.0000000000000002,1.0000000000000002,1.0000000000000002,1.0000000000000002,{"$f":"Y17*C17+($A$4-80)*AF17*$A$16/1000","v":14.393826086956521},{"$f":"Z17*E17+($A$4-80)*AG17*$A$16/1000","v":14.176680506796293},{"$f":"AA17*G17+($A$4-80)*AH17*$A$16/1000","v":13.945420289855072},{"$f":"AB17*I17+($A$4-80)*AI17*$A$16/1000","v":13.729259451795844},{"$f":"AC17*K17+($A$4-80)*AJ17*$A$16/1000","v":13.497014492753625},{"$f":"AD17*M17+($A$4-80)*AK17*$A$16/1000","v":13.282059963768116},{"$f":"AE17*O17+($A$4-80)*AL17*$A$16/1000","v":13.048608695652172}]
[null,63,18.474318840579713,17.084260869565217,17.913811594202901,16.869558302374305,17.353304347826089,16.635855072463769,16.792797101449278,16.399270234602316,16.232289855072466,16.142608695652175,15.671782608695652,15.628490391544558,15.111275362318842,15.111275362318842,null,1.0150724637681161,0.98427536231884072,0.95347826086956533,0.92268115942029005,0.89188405797101467,0.86108695652173917,0.83028985507246389,0.92475728155339798,0.94170680615137603,0.95865633074935397,0.97656573443545036,0.99447513812154686,0.99723756906077343,1,1.0000000000000002,1.0044642857142858,1.0089285714285714,1.0044642857142856,1,0.94196428571428581,0.88392857142857162,17.084260869565217,{"$f":"Z18*E18+($A$4-80)*AG18*$A$16/1000","v":16.869558302374305},{"$f":"AA18*G18+($A$4-80)*AH18*$A$16/1000","v":16.635855072463769},16.399270234602316,16.142608695652175,15.628490391544558,15.111275362318842]
[null,59,17.622347826086955,17.622347826086955,17.084260869565213,17.084260869565213,16.546173913043479,16.546173913043479,16.008086956521741,16.008086956521741,15.469999999999999,15.469999999999999,14.931913043478263,14.931913043478263,14.393826086956524,14.393826086956524,null,0.9682608695652174,0.93869565217391293,0.90913043478260869,0.87956521739130444,0.85,0.82043478260869573,0.79086956521739149,1,1,1,1,1,1,1,0.55357142857142827,0.49107142857142827,0.42857142857142833,0.37053571428571419,0.3125,0.25000000000000006,0.18750000000000014,17.622347826086955,{"$f":"Z19*E19+($A$4-80)*AG19*$A$16/1000","v":17.084260869565213},{"$f":"AA19*G19+($A$4-80)*AH19*$A$16/1000","v":16.546173913043479},16.008086956521741,15.469999999999999,14.931913043478263,14.393826086956524]

{"sheet":"4A7A40_48","index":19,"n_rows":19,"n_cols":45,"rows_kept":19,"cut":false,"hidden":true,"merged":[[2,0,2,1],[2,2,2,15],[3,2,3,3],[3,4,3,5],[3,6,3,7],[3,8,3,9],[3,10,3,11],[3,12,3,13],[3,14,3,15],[5,2,6,2],[5,3,6,3],[5,4,6,4],[5,5,6,5],[5,6,6,6],[5,7,6,7],[5,8,6,8],[4,0,6,0],[4,1,6,1],[4,2,4,3],[4,4,4,5],[4,6,4,7],[4,8,4,9],[5,9,6,9],[5,10,6,10],[5,11,6,11],[5,12,6,12],[5,13,6,13],[5,14,6,14],[5,15,6,15],[4,10,4,11],[4,12,4,13],[4,14,4,15],[7,0,10,0],[11,0,14,0],[15,0,18,0],[22,4,22,15],[23,4,23,5],[23,6,23,7],[23,8,23,9],[23,10,23,11],[23,12,23,13],[23,14,23,15],[25,12,26,12],[25,13,26,13],[25,14,26,14],[25,15,26,15],[27,0,30,0],[31,0,34,0],[24,12,24,13],[24,14,24,15],[25,4,26,4],[25,5,26,5],[25,6,26,6],[25,7,26,7],[25,8,26,8],[25,9,26,9],[25,10,26,10],[25,11,26,11],[24,0,26,0],[24,1,26,1],[24,4,24,5],[24,6,24,7],[24,8,24,9],[24,10,24,11],[35,0,38,0],[41,0,42,1],[41,4,41,15],[42,4,42,5],[42,6,42,7],[42,8,42,9],[42,10,42,11],[42,12,42,13],[42,14,42,15],[44,12,45,12],[44,13,45,13],[44,14,45,14],[44,15,45,15],[46,0,49,0],[50,0,53,0],[43,12,43,13],[43,14,43,15],[44,4,45,4],[44,5,45,5],[44,6,45,6],[44,7,45,7],[44,8,45,8],[44,9,45,9],[44,10,45,10],[44,11,45,11],[43,0,45,0],[43,1,45,1],[43,4,43,5],[43,6,43,7],[43,8,43,9],[43,10,43,11],[54,0,57,0],[60,0,61,1],[60,4,60,15],[61,4,61,5],[61,6,61,7],[61,8,61,9],[61,10,61,11],[61,12,61,13],[61,14,61,15],[63,12,64,12],[63,13,64,13],[63,14,64,14],[63,15,64,15],[65,0,68,0],[69,0,72,0],[62,12,62,13],[62,14,62,15],[63,4,64,4],[63,5,64,5],[63,6,64,6],[63,7,64,7],[63,8,64,8],[63,9,64,9],[63,10,64,10],[63,11,64,11],[62,0,64,0],[62,1,64,1],[62,4,62,5],[62,6,62,7],[62,8,62,9],[62,10,62,11],[73,0,76,0],[79,0,80,1],[79,4,79,15],[80,4,80,5],[80,6,80,7],[80,8,80,9],[80,10,80,11],[80,12,80,13],[80,14,80,15],[82,12,83,12],[82,13,83,13],[82,14,83,14],[82,15,83,15],[84,0,87,0],[88,0,91,0],[81,12,81,13],[81,14,81,15],[82,4,83,4],[82,5,83,5],[82,6,83,6],[82,7,83,7],[82,8,83,8],[82,9,83,9],[82,10,83,10],[82,11,83,11],[81,0,83,0],[81,1,83,1],[81,4,81,5],[81,6,81,7],[81,8,81,9],[81,10,81,11],[92,0,95,0],[98,0,99,1],[98,4,98,15],[99,4,99,5],[99,6,99,7],[99,8,99,9],[99,10,99,11],[99,12,99,13],[99,14,99,15],[101,12,102,12],[101,13,102,13],[101,14,102,14],[101,15,102,15],[103,0,106,0],[107,0,110,0],[100,12,100,13],[100,14,100,15],[101,4,102,4],[101,5,102,5],[101,6,102,6],[101,7,102,7],[101,8,102,8],[101,9,102,9],[101,10,102,10],[101,11,102,11],[100,0,102,0],[100,1,102,1],[100,4,100,5],[100,6,100,7],[100,8,100,9],[100,10,100,11],[111,0,114,0],[117,0,118,1],[117,4,117,15],[118,4,118,5],[118,6,118,7],[118,8,118,9],[118,10,118,11],[118,12,118,13],[118,14,118,15],[130,0,133,0],[120,12,121,12],[120,13,121,13],[120,14,121,14],[120,15,121,15],[122,0,125,0],[126,0,129,0],[119,12,119,13],[119,14,119,15],[120,4,121,4],[120,5,121,5],[120,6,121,6],[120,7,121,7],[120,8,121,8],[120,9,121,9],[120,10,121,10],[120,11,121,11],[119,0,121,0],[119,1,121,1],[119,4,119,5],[119,6,119,7],[119,8,119,9],[119,10,119,11]]}
[]
["4A7A40_48",18.2]
["Evaporator Air \n",null,"Condenser  Entering Air Temperature ˚F"]
[80,"°F DB",85,null,90,null,95,null,100,null,105,null,110,null,115]
["CFM","EWB†\n˚F","Capacity Mbtuh",null,"Capacity Mbtuh",null,"Capacity Mbtuh",null,"Capacity Mbtuh",null,"Capacity Mbtuh",null,"Capacity Mbtuh",null,"Capacity Mbtuh"]
[null,null,"Total","Sens.","Total","Sens.","Total","Sens.","Total","Sens.","Total","Sens.","Total","Sens.","Total","Sens."]
[null,null,null,null,null,null,null,null,null,null,null,null,null,null,null,null,null,"Total Factors",null,null,null,null,null,null,"Sens. %",null,null,null,null,null,null,"IDB Adj",null,null,null,null,null,null,"Sens Calc"]
[1400,71,{"$f":"R8*$B$2","v":20.421470588235291},{"$f":"IF(AM8>C8,C8,AM8)","v":11.503470588235292},{"$f":"S8*$B$2","v":19.878147058823526},{"$f":"IF(AN8>E8,E8,AN8)","v":11.319453284899406},{"$f":"T8*$B$2","v":19.334823529411761},{"$f":"IF(AO8>G8,G8,AO8)","v":11.12876470588235},{"$f":"U8*$B$2","v":18.791499999999999},{"$f":"IF(AP8>I8,I8,AP8)","v":10.964437786519268},{"$f":"V8*$B$2","v":18.248176470588234},{"$f":"IF(AQ8>K8,K8,AQ8)","v":10.791529411764705},{"$f":"W8*$B$2","v":17.704852941176465},{"$f":"IF(AR8>M8,M8,AR8)","v":10.608417417588878},{"$f":"X8*$B$2","v":17.1615294117647},{"$f":"IF(AS8>O8,O8,AS8)","v":10.416823529411763},null,1.1220588235294116,1.092205882352941,1.0623529411764705,1.0325,1.0026470588235294,0.97279411764705859,0.94294117647058806,0.56330275229357796,0.56944207382120759,0.57558139534883723,0.58347858268468555,0.59137577002053388,0.59918133479192637,0.60698689956331886,1.0468749999999998,1.0468749999999998,1.0468749999999998,1.05078125,1.0546875,1.0546875,1.0546875,{"$f":"Y8*C8+($A$4-80)*AF8*$A$8/1000","v":11.503470588235292},{"$f":"Z8*E8+($A$4-80)*AG8*$A$8/1000","v":11.319453284899406},{"$f":"AA8*G8+($A$4-80)*AH8*$A$8/1000","v":11.12876470588235},{"$f":"AB8*I8+($A$4-80)*AI8*$A$8/1000","v":10.964437786519268},{"$f":"AC8*K8+($A$4-80)*AJ8*$A$8/1000","v":10.791529411764705},{"$f":"AD8*M8+($A$4-80)*AK8*$A$8/1000","v":10.608417417588878},{"$f":"AE8*O8+($A$4-80)*AL8*$A$8/1000","v":10.416823529411763}]
[null,67,{"$f":"R9*$B$2","v":18.847705882352937},14.126411764705882,18.341852941176469,{"$f":"IF(AN9>E9,E9,AN9)","v":13.944498113825697},17.836000000000002,{"$f":"IF(AO9>G9,G9,AO9)","v":13.751705882352944},17.330147058823531,{"$f":"IF(AP9>I9,I9,AP9)","v":13.570446400016184},16.824294117647057,{"$f":"IF(AQ9>K9,K9,AQ9)","v":13.376999999999999},16.318441176470586,{"$f":"IF(AR9>M9,M9,AR9)","v":13.196520249363109},15.812588235294117,{"$f":"IF(AS9>O9,O9,AS9)","v":13.002294117647057},null,1.0355882352941175,1.0077941176470588,0.98000000000000009,0.95220588235294124,0.92441176470588227,0.89661764705882352,0.86882352941176466,0.749502982107356,0.76025569273435023,0.77100840336134457,0.78305431303924689,0.79510022271714931,0.80868755211686849,0.82227488151658767,1.0546875000000002,1.0546875000000002,1.0546875000000002,1.0546875000000002,1.0546875000000002,1.0546875000000002,1.0546875000000002,{"$f":"Y9*C9+($A$4-80)*AF9*$A$8/1000","v":14.126411764705882},{"$f":"Z9*E9+($A$4-80)*AG9*$A$8/1000","v":13.944498113825697},{"$f":"AA9*G9+($A$4-80)*AH9*$A$8/1000","v":13.751705882352944},{"$f":"AB9*I9+($A$4-80)*AI9*$A$8/1000","v":13.570446400016184},{"$f":"AC9*K9+($A$4-80)*AJ9*$A$8/1000","v":13.376999999999999},{"$f":"AD9*M9+($A$4-80)*AK9*$A$8/1000","v":13.196520249363109},{"$f":"AE9*O9+($A$4-80)*AL9*$A$8/1000","v":13.002294117647057}]
[null,63,17.611176470588234,16.786823529411762,17.142794117647057,16.606748822263782,16.67441176470588,16.412117647058821,16.206029411764703,16.078566259087903,15.737647058823528,15.737647058823528,15.269264705882353,15.269264705882353,14.800882352941176,14.800882352941176,null,0.96764705882352942,0.94191176470588234,0.91617647058823526,0.89044117647058818,0.8647058823529411,0.83897058823529413,0.81323529411764706,0.95319148936170206,0.96873057614152513,0.98426966292134821,0.99213483146067416,1,1,1,1.0468749999999998,1.0507812499999996,1.0546874999999996,1.0234374999999998,0.9921875,0.93359375,0.87499999999999989,16.786823529411762,{"$f":"Z10*E10+($A$4-80)*AG10*$A$8/1000","v":16.606748822263782},{"$f":"AA10*G10+($A$4-80)*AH10*$A$8/1000","v":16.412117647058821},16.078566259087903,15.737647058823528,15.269264705882353,14.800882352941176]
[null,59,16.824294117647057,16.824294117647057,16.374647058823527,16.374647058823527,15.924999999999997,15.924999999999997,15.475352941176471,15.475352941176471,15.025705882352939,15.025705882352939,14.576058823529412,14.576058823529412,14.126411764705884,14.126411764705884,null,0.92441176470588227,0.89970588235294102,0.87499999999999989,0.85029411764705887,0.82558823529411762,0.80088235294117649,0.77617647058823536,1,1,1,1,1,1,1,0.46875,0.41796875000000011,0.36718750000000022,0.31640625000000006,0.26562499999999989,0.21093749999999994,0.15625,16.824294117647057,{"$f":"Z11*E11+($A$4-80)*AG11*$A$8/1000","v":16.374647058823527},{"$f":"AA11*G11+($A$4-80)*AH11*$A$8/1000","v":15.924999999999997},{"$f":"AB11*I11+($A$4-80)*AI11*$A$8/1000","v":15.475352941176471},15.025705882352939,14.576058823529412,14.126411764705884]
[1600,71,20.838235294117645,11.738235294117645,20.283823529411759,11.550462535611638,19.72941176470588,11.355882352941176,19.175000000000001,11.188201822978845,18.620588235294118,11.011764705882353,18.066176470588232,10.824915732233551,17.511764705882349,10.629411764705882,null,1.1449579831932772,1.1144957983193275,1.0840336134453781,1.0535714285714286,1.0231092436974791,0.99264705882352933,0.96218487394957974,0.56330275229357796,0.56944207382120759,0.57558139534883723,0.58347858268468555,0.59137577002053388,0.59918133479192637,0.60698689956331886,1.0468749999999998,1.0468749999999998,1.0468749999999998,1.05078125,1.0546875,1.0546875,1.0546875,{"$f":"Y12*C12+($A$4-80)*AF12*$A$12/1000","v":11.738235294117645},{"$f":"Z12*E12+($A$4-80)*AG12*$A$12/1000","v":11.550462535611638},{"$f":"AA12*G12+($A$4-80)*AH12*$A$12/1000","v":11.355882352941176},{"$f":"AB12*I12+($A$4-80)*AI12*$A$12/1000","v":11.188201822978845},{"$f":"AC12*K12+($A$4-80)*AJ12*$A$12/1000","v":11.011764705882353},{"$f":"AD12*M12+($A$4-80)*AK12*$A$12/1000","v":10.824915732233551},{"$f":"AE12*O12+($A$4-80)*AL12*$A$12/1000","v":10.629411764705882}]
[null,67,19.232352941176465,14.414705882352941,18.716176470588238,14.229079707985406,18.2,14.032352941176471,17.683823529411764,13.8473942857308,17.16764705882353,13.650000000000002,16.651470588235291,13.46583698914603,16.13529411764706,13.267647058823531,null,1.0567226890756301,1.0283613445378152,1,0.97163865546218486,0.94327731092436973,0.91491596638655448,0.88655462184873957,0.749502982107356,0.76025569273435023,0.77100840336134457,0.78305431303924689,0.79510022271714931,0.80868755211686849,0.82227488151658767,1.0546875000000002,1.0546875000000002,1.0546875000000002,1.0546875000000002,1.0546875000000002,1.0546875000000002,1.0546875000000002,{"$f":"Y13*C13+($A$4-80)*AF13*$A$12/1000","v":14.414705882352941},{"$f":"Z13*E13+($A$4-80)*AG13*$A$12/1000","v":14.229079707985406},{"$f":"AA13*G13+($A$4-80)*AH13*$A$12/1000","v":14.032352941176471},{"$f":"AB13*I13+($A$4-80)*AI13*$A$12/1000","v":13.8473942857308},{"$f":"AC13*K13+($A$4-80)*AJ13*$A$12/1000","v":13.650000000000002},{"$f":"AD13*M13+($A$4-80)*AK13*$A$12/1000","v":13.46583698914603},{"$f":"AE13*O13+($A$4-80)*AL13*$A$12/1000","v":13.267647058823531}]
[null,63,17.970588235294116,17.129411764705878,17.492647058823525,16.945662063534471,17.014705882352942,16.747058823529411,16.536764705882351,16.406700264375413,16.058823529411764,16.058823529411764,15.580882352941176,15.580882352941176,15.102941176470587,15.102941176470587,null,0.98739495798319321,0.96113445378151252,0.93487394957983194,0.90861344537815125,0.88235294117647056,0.85609243697478987,0.82983193277310918,0.95319148936170206,0.96873057614152513,0.98426966292134821,0.99213483146067416,1,1,1,1.0468749999999998,1.0507812499999996,1.0546874999999996,1.0234374999999998,0.9921875,0.93359375,0.87499999999999989,17.129411764705878,{"$f":"Z14*E14+($A$4-80)*AG14*$A$12/1000","v":16.945662063534471},{"$f":"AA14*G14+($A$4-80)*AH14*$A$12/1000","v":16.747058823529411},16.406700264375413,16.058823529411764,15.580882352941176,15.102941176470587]
[null,59,17.16764705882353,17.16764705882353,16.708823529411767,16.708823529411767,16.249999999999996,16.249999999999996,15.791176470588233,15.791176470588233,15.33235294117647,15.33235294117647,14.873529411764707,14.873529411764707,14.414705882352942,14.414705882352942,null,0.94327731092436973,0.91806722689075637,0.89285714285714279,0.86764705882352933,0.84243697478991597,0.81722689075630262,0.79201680672268915,1,1,1,1,1,1,1,0.46875,0.41796875000000011,0.36718750000000022,0.31640625000000006,0.26562499999999989,0.21093749999999994,0.15625,17.16764705882353,{"$f":"Z15*E15+($A$4-80)*AG15*$A$12/1000","v":16.708823529411767},{"$f":"AA15*G15+($A$4-80)*AH15*$A$12/1000","v":16.249999999999996},15.791176470588233,15.33235294117647,14.873529411764707,14.414705882352942]
[1800,71,21.254999999999999,11.972999999999999,20.689499999999999,11.781471786323873,20.124000000000002,11.583000000000002,19.558500000000002,11.411965859438423,18.992999999999999,11.231999999999999,18.427500000000002,11.041414046878224,17.861999999999998,10.842000000000001,null,1.1678571428571429,1.1367857142857143,1.1057142857142859,1.0746428571428572,1.0435714285714286,1.0125000000000002,0.98142857142857143,0.56330275229357796,0.56944207382120759,0.57558139534883723,0.58347858268468555,0.59137577002053388,0.59918133479192637,0.60698689956331886,1.0468749999999998,1.0468749999999998,1.0468749999999998,1.05078125,1.0546875,1.0546875,1.0546875,{"$f":"Y16*C16+($A$4-80)*AF16*$A$16/1000","v":11.972999999999999},{"$f":"Z16*E16+($A$4-80)*AG16*$A$16/1000","v":11.781471786323873},{"$f":"AA16*G16+($A$4-80)*AH16*$A$16/1000","v":11.583000000000002},{"$f":"AB16*I16+($A$4-80)*AI16*$A$16/1000","v":11.411965859438423},{"$f":"AC16*K16+($A$4-80)*AJ16*$A$16/1000","v":11.231999999999999},{"$f":"AD16*M16+($A$4-80)*AK16*$A$16/1000","v":11.041414046878224},{"$f":"AE16*O16+($A$4-80)*AL16*$A$16/1000","v":10.842000000000001}]
[null,67,19.616999999999997,14.703000000000001,19.090499999999999,14.513661302145112,18.564,14.313000000000001,18.037499999999998,14.124342171445415,17.510999999999999,13.923,16.984500000000001,13.735153728928953,16.458000000000002,13.533000000000001,null,1.0778571428571428,1.0489285714285714,1.02,0.99107142857142849,0.96214285714285719,0.93321428571428577,0.90428571428571436,0.749502982107356,0.76025569273435023,0.77100840336134457,0.78305431303924689,0.79510022271714931,0.80868755211686849,0.82227488151658767,1.0546875000000002,1.0546875000000002,1.0546875000000002,1.0546875000000002,1.0546875000000002,1.0546875000000002,1.0546875000000002,{"$f":"Y17*C17+($A$4-80)*AF17*$A$16/1000","v":14.703000000000001},{"$f":"Z17*E17+($A$4-80)*AG17*$A$16/1000","v":14.513661302145112},{"$f":"AA17*G17+($A$4-80)*AH17*$A$16/1000","v":14.313000000000001},{"$f":"AB17*I17+($A$4-80)*AI17*$A$16/1000","v":14.124342171445415},{"$f":"AC17*K17+($A$4-80)*AJ17*$A$16/1000","v":13.923},{"$f":"AD17*M17+($A$4-80)*AK17*$A$16/1000","v":13.735153728928953},{"$f":"AE17*O17+($A$4-80)*AL17*$A$16/1000","v":13.533000000000001}]
[null,63,18.329999999999998,17.471999999999998,17.842499999999998,17.284575304805159,17.354999999999997,17.081999999999994,16.8675,16.734834269662922,16.38,16.38,15.892499999999998,15.892499999999998,15.404999999999999,15.404999999999999,null,1.0071428571428571,0.98035714285714282,0.95357142857142851,0.92678571428571432,0.9,0.87321428571428561,0.84642857142857142,0.95319148936170206,0.96873057614152513,0.98426966292134821,0.99213483146067416,1,1,1,1.0468749999999998,1.0507812499999996,1.0546874999999996,1.0234374999999998,0.9921875,0.93359375,0.87499999999999989,17.471999999999998,{"$f":"Z18*E18+($A$4-80)*AG18*$A$16/1000","v":17.284575304805159},{"$f":"AA18*G18+($A$4-80)*AH18*$A$16/1000","v":17.081999999999994},16.734834269662922,16.38,15.892499999999998,15.404999999999999]
[null,59,17.510999999999999,17.510999999999999,17.042999999999999,17.042999999999999,16.574999999999999,16.574999999999999,16.107000000000003,16.107000000000003,15.638999999999999,15.638999999999999,15.170999999999998,15.170999999999998,14.702999999999999,14.702999999999999,null,0.96214285714285719,0.93642857142857139,0.9107142857142857,0.88500000000000012,0.85928571428571432,0.83357142857142852,0.80785714285714283,1,1,1,1,1,1,1,0.46875,0.41796875000000011,0.36718750000000022,0.31640625000000006,0.26562499999999989,0.21093749999999994,0.15625,17.510999999999999,{"$f":"Z19*E19+($A$4-80)*AG19*$A$16/1000","v":17.042999999999999},{"$f":"AA19*G19+($A$4-80)*AH19*$A$16/1000","v":16.574999999999999},16.107000000000003,15.638999999999999,15.170999999999998,14.702999999999999]

{"sheet":"4A7A40_60","index":20,"n_rows":19,"n_cols":45,"rows_kept":19,"cut":false,"hidden":true,"merged":[[2,0,2,1],[2,2,2,15],[3,2,3,3],[3,4,3,5],[3,6,3,7],[3,8,3,9],[3,10,3,11],[3,12,3,13],[3,14,3,15],[5,2,6,2],[5,3,6,3],[5,4,6,4],[5,5,6,5],[5,6,6,6],[5,7,6,7],[5,8,6,8],[4,0,6,0],[4,1,6,1],[4,2,4,3],[4,4,4,5],[4,6,4,7],[4,8,4,9],[5,9,6,9],[5,10,6,10],[5,11,6,11],[5,12,6,12],[5,13,6,13],[5,14,6,14],[5,15,6,15],[4,10,4,11],[4,12,4,13],[4,14,4,15],[7,0,10,0],[11,0,14,0],[15,0,18,0],[22,4,22,15],[23,4,23,5],[23,6,23,7],[23,8,23,9],[23,10,23,11],[23,12,23,13],[23,14,23,15],[25,12,26,12],[25,13,26,13],[25,14,26,14],[25,15,26,15],[27,0,30,0],[31,0,34,0],[24,12,24,13],[24,14,24,15],[25,4,26,4],[25,5,26,5],[25,6,26,6],[25,7,26,7],[25,8,26,8],[25,9,26,9],[25,10,26,10],[25,11,26,11],[24,0,26,0],[24,1,26,1],[24,4,24,5],[24,6,24,7],[24,8,24,9],[24,10,24,11],[35,0,38,0],[41,0,42,1],[41,4,41,15],[42,4,42,5],[42,6,42,7],[42,8,42,9],[42,10,42,11],[42,12,42,13],[42,14,42,15],[44,12,45,12],[44,13,45,13],[44,14,45,14],[44,15,45,15],[46,0,49,0],[50,0,53,0],[43,12,43,13],[43,14,43,15],[44,4,45,4],[44,5,45,5],[44,6,45,6],[44,7,45,7],[44,8,45,8],[44,9,45,9],[44,10,45,10],[44,11,45,11],[43,0,45,0],[43,1,45,1],[43,4,43,5],[43,6,43,7],[43,8,43,9],[43,10,43,11],[54,0,57,0],[60,0,61,1],[60,4,60,15],[61,4,61,5],[61,6,61,7],[61,8,61,9],[61,10,61,11],[61,12,61,13],[61,14,61,15],[63,12,64,12],[63,13,64,13],[63,14,64,14],[63,15,64,15],[65,0,68,0],[69,0,72,0],[62,12,62,13],[62,14,62,15],[63,4,64,4],[63,5,64,5],[63,6,64,6],[63,7,64,7],[63,8,64,8],[63,9,64,9],[63,10,64,10],[63,11,64,11],[62,0,64,0],[62,1,64,1],[62,4,62,5],[62,6,62,7],[62,8,62,9],[62,10,62,11],[73,0,76,0],[79,0,80,1],[79,4,79,15],[80,4,80,5],[80,6,80,7],[80,8,80,9],[80,10,80,11],[80,12,80,13],[80,14,80,15],[82,12,83,12],[82,13,83,13],[82,14,83,14],[82,15,83,15],[84,0,87,0],[88,0,91,0],[81,12,81,13],[81,14,81,15],[82,4,83,4],[82,5,83,5],[82,6,83,6],[82,7,83,7],[82,8,83,8],[82,9,83,9],[82,10,83,10],[82,11,83,11],[81,0,83,0],[81,1,83,1],[81,4,81,5],[81,6,81,7],[81,8,81,9],[81,10,81,11],[92,0,95,0],[98,0,99,1],[98,4,98,15],[99,4,99,5],[99,6,99,7],[99,8,99,9],[99,10,99,11],[99,12,99,13],[99,14,99,15],[101,12,102,12],[101,13,102,13],[101,14,102,14],[101,15,102,15],[103,0,106,0],[107,0,110,0],[100,12,100,13],[100,14,100,15],[101,4,102,4],[101,5,102,5],[101,6,102,6],[101,7,102,7],[101,8,102,8],[101,9,102,9],[101,10,102,10],[101,11,102,11],[100,0,102,0],[100,1,102,1],[100,4,100,5],[100,6,100,7],[100,8,100,9],[100,10,100,11],[111,0,114,0],[117,0,118,1],[117,4,117,15],[118,4,118,5],[118,6,118,7],[118,8,118,9],[118,10,118,11],[118,12,118,13],[118,14,118,15],[130,0,133,0],[120,12,121,12],[120,13,121,13],[120,14,121,14],[120,15,121,15],[122,0,125,0],[126,0,129,0],[119,12,119,13],[119,14,119,15],[120,4,121,4],[120,5,121,5],[120,6,121,6],[120,7,121,7],[120,8,121,8],[120,9,121,9],[120,10,121,10],[120,11,121,11],[119,0,121,0],[119,1,121,1],[119,4,119,5],[119,6,119,7],[119,8,119,9],[119,10,119,11]]}
[]
["4A7A40_60",18.2]
["Evaporator Air \n",null,"Condenser  Entering Air Temperature ˚F"]
[80,"°F DB",85,null,90,null,95,null,100,null,105,null,110,null,115]
["CFM","EWB†\n˚F","Capacity Mbtuh",null,"Capacity Mbtuh",null,"Capacity Mbtuh",null,"Capacity Mbtuh",null,"Capacity Mbtuh",null,"Capacity Mbtuh",null,"Capacity Mbtuh"]
[null,null,"Total","Sens.","Total","Sens.","Total","Sens.","Total","Sens.","Total","Sens.","Total","Sens.","Total","Sens."]
[null,null,null,null,null,null,null,null,null,null,null,null,null,null,null,null,null,"Total Factors",null,null,null,null,null,null,"Sens. %",null,null,null,null,null,null,"IDB Adj",null,null,null,null,null,null,"Sens Calc"]
[1575,71,{"$f":"R8*$B$2","v":20.388446771378707},{"$f":"IF(AM8>C8,C8,AM8)","v":11.361500872600349},{"$f":"S8*$B$2","v":19.859280977312391},{"$f":"IF(AN8>E8,E8,AN8)","v":11.177696124069524},{"$f":"T8*$B$2","v":19.330115183246072},{"$f":"IF(AO8>G8,G8,AO8)","v":10.987972076788829},{"$f":"U8*$B$2","v":18.816513089005237},{"$f":"IF(AP8>I8,I8,AP8)","v":10.820159778604008},{"$f":"V8*$B$2","v":18.302910994764396},{"$f":"IF(AQ8>K8,K8,AQ8)","v":10.645570680628273},{"$f":"W8*$B$2","v":17.77374520069808},{"$f":"IF(AR8>M8,M8,AR8)","v":10.462519761090215},{"$f":"X8*$B$2","v":17.244579406631761},{"$f":"IF(AS8>O8,O8,AS8)","v":10.272041884816753},null,1.1202443280977312,1.0911692844677139,1.0620942408376963,1.0338743455497383,1.0056544502617801,0.97657940663176268,0.94750436300174512,0.5572519083969466,0.56284495580877925,0.56843800322061189,0.57503532814091818,0.58163265306122458,0.58865026154866285,0.59566787003610111,1.0763888888888888,1.0763888888888888,1.0763888888888886,1.0763888888888888,1.0763888888888891,1.0763888888888888,1.0763888888888888,{"$f":"Y8*C8+($A$4-80)*AF8*$A$8/1000","v":11.361500872600349},{"$f":"Z8*E8+($A$4-80)*AG8*$A$8/1000","v":11.177696124069524},{"$f":"AA8*G8+($A$4-80)*AH8*$A$8/1000","v":10.987972076788829},{"$f":"AB8*I8+($A$4-80)*AI8*$A$8/1000","v":10.820159778604008},{"$f":"AC8*K8+($A$4-80)*AJ8*$A$8/1000","v":10.645570680628273},{"$f":"AD8*M8+($A$4-80)*AK8*$A$8/1000","v":10.462519761090215},{"$f":"AE8*O8+($A$4-80)*AL8*$A$8/1000","v":10.272041884816753}]
[null,67,{"$f":"R9*$B$2","v":18.769821989528793},13.820565445026176,18.302910994764396,{"$f":"IF(AN9>E9,E9,AN9)","v":13.653882926585785},17.835999999999999,{"$f":"IF(AO9>G9,G9,AO9)","v":13.478164048865619},17.353525305410123,{"$f":"IF(AP9>I9,I9,AP9)","v":13.296485142973605},16.871050610820244,{"$f":"IF(AQ9>K9,K9,AQ9)","v":13.104635253054102},16.388575916230366,{"$f":"IF(AR9>M9,M9,AR9)","v":12.923573373590365},15.906101221640489,{"$f":"IF(AS9>O9,O9,AS9)","v":12.731106457242582},null,1.0313089005235601,1.0056544502617801,0.98,0.95349040139616059,0.9269808027923212,0.9004712041884817,0.87396160558464231,0.73631840796019898,0.74599515511447989,0.75567190226876091,0.76621233489821816,0.7767527675276753,0.78857207848008026,0.80039138943248522,1.0763888888888888,1.0763888888888888,1.0763888888888886,1.0763888888888888,1.0763888888888888,1.0729166666666665,1.0694444444444442,{"$f":"Y9*C9+($A$4-80)*AF9*$A$8/1000","v":13.820565445026176},{"$f":"Z9*E9+($A$4-80)*AG9*$A$8/1000","v":13.653882926585785},{"$f":"AA9*G9+($A$4-80)*AH9*$A$8/1000","v":13.478164048865619},{"$f":"AB9*I9+($A$4-80)*AI9*$A$8/1000","v":13.296485142973605},{"$f":"AC9*K9+($A$4-80)*AJ9*$A$8/1000","v":13.104635253054102},{"$f":"AD9*M9+($A$4-80)*AK9*$A$8/1000","v":12.923573373590365},{"$f":"AE9*O9+($A$4-80)*AL9*$A$8/1000","v":12.731106457242582}]
[null,63,17.586980802792322,16.404139616055847,17.135633507853402,16.223711577364302,16.684286212914486,16.030610820244327,16.232938917975567,15.850907651048686,15.78159162303665,15.657082024432809,15.330244328097731,15.269769991497739,14.878897033158811,14.878897033158811,null,0.96631762652705067,0.94151832460732987,0.91671902268760908,0.89191972076788839,0.8671204188481676,0.8423211169284468,0.81752181500872589,0.93274336283185844,0.94678212917712323,0.96082089552238803,0.97646567458565148,0.99211045364891504,0.99605522682445757,1,1.0763888888888888,1.0763888888888888,1.0763888888888888,1.0763888888888888,1.0763888888888888,1.0312499999999998,0.98611111111111083,16.404139616055847,{"$f":"Z10*E10+($A$4-80)*AG10*$A$8/1000","v":16.223711577364302},{"$f":"AA10*G10+($A$4-80)*AH10*$A$8/1000","v":16.030610820244327},15.850907651048686,15.657082024432809,15.269769991497739,14.878897033158811]
[null,59,16.777668411867364,16.777668411867364,16.341884816753929,16.341884816753929,15.906101221640489,15.906101221640489,15.48588132635253,15.48588132635253,15.065661431064571,15.065661431064571,14.629877835951135,14.629877835951135,14.194094240837696,14.194094240837696,null,0.92184991273996508,0.89790575916230375,0.87396160558464231,0.85087260034904011,0.82778359511343802,0.80383944153577669,0.77989528795811525,1,1,1,1,1,1,1,0.56250000000000011,0.50694444444444453,0.4513888888888889,0.40277777777777779,0.35416666666666674,0.29861111111111116,0.24305555555555555,16.777668411867364,{"$f":"Z11*E11+($A$4-80)*AG11*$A$8/1000","v":16.341884816753929},{"$f":"AA11*G11+($A$4-80)*AH11*$A$8/1000","v":15.906101221640489},{"$f":"AB11*I11+($A$4-80)*AI11*$A$8/1000","v":15.48588132635253},15.065661431064571,14.629877835951135,14.194094240837696]
[1500,71,20.804537521815007,11.593368237347295,20.26457242582897,11.405812371499513,19.724607329842932,11.212216404886561,19.200523560209422,11.040979365922455,18.676439790575916,10.862827225130891,18.136474694589875,10.676040572541035,17.596509598603838,10.481675392670157,null,1.1431064572425829,1.1134380453752182,1.0837696335078535,1.0549738219895288,1.0261780104712042,0.99650959860383936,0.96684118673647468,0.5572519083969466,0.56284495580877925,0.56843800322061189,0.57503532814091818,0.58163265306122458,0.58865026154866285,0.59566787003610111,1.0763888888888888,1.0763888888888888,1.0763888888888886,1.0763888888888888,1.0763888888888891,1.0763888888888888,1.0763888888888888,{"$f":"Y12*C12+($A$4-80)*AF12*$A$12/1000","v":11.593368237347295},{"$f":"Z12*E12+($A$4-80)*AG12*$A$12/1000","v":11.405812371499513},{"$f":"AA12*G12+($A$4-80)*AH12*$A$12/1000","v":11.212216404886561},{"$f":"AB12*I12+($A$4-80)*AI12*$A$12/1000","v":11.040979365922455},{"$f":"AC12*K12+($A$4-80)*AJ12*$A$12/1000","v":10.862827225130891},{"$f":"AD12*M12+($A$4-80)*AK12*$A$12/1000","v":10.676040572541035},{"$f":"AE12*O12+($A$4-80)*AL12*$A$12/1000","v":10.481675392670157}]
[null,67,19.152879581151829,14.102617801047117,18.676439790575916,13.932533598556924,18.2,13.753228621291449,17.707678883071551,13.567841982626126,17.215357766143107,13.372076788830716,16.723036649214659,13.187319768969761,16.230715532286212,12.99092495636998,null,1.0523560209424083,1.0261780104712042,1,0.97294938917975571,0.94589877835951142,0.91884816753926712,0.89179755671902272,0.73631840796019898,0.74599515511447989,0.75567190226876091,0.76621233489821816,0.7767527675276753,0.78857207848008026,0.80039138943248522,1.0763888888888888,1.0763888888888888,1.0763888888888886,1.0763888888888888,1.0763888888888888,1.0729166666666665,1.0694444444444442,{"$f":"Y13*C13+($A$4-80)*AF13*$A$12/1000","v":14.102617801047117},{"$f":"Z13*E13+($A$4-80)*AG13*$A$12/1000","v":13.932533598556924},{"$f":"AA13*G13+($A$4-80)*AH13*$A$12/1000","v":13.753228621291449},{"$f":"AB13*I13+($A$4-80)*AI13*$A$12/1000","v":13.567841982626126},{"$f":"AC13*K13+($A$4-80)*AJ13*$A$12/1000","v":13.372076788830716},{"$f":"AD13*M13+($A$4-80)*AK13*$A$12/1000","v":13.187319768969761},{"$f":"AE13*O13+($A$4-80)*AL13*$A$12/1000","v":12.99092495636998}]
[null,63,17.94589877835951,16.73891797556719,17.485340314136124,16.554807732004388,17.024781849912742,16.35776614310646,16.564223385689356,16.174395562294581,16.10366492146597,15.976614310645724,15.643106457242583,15.581397950507897,15.182547993019197,15.182547993019197,null,0.98603839441535779,0.96073298429319376,0.93542757417102973,0.91012216404886581,0.88481675392670167,0.85951134380453753,0.8342059336823735,0.93274336283185844,0.94678212917712323,0.96082089552238803,0.97646567458565148,0.99211045364891504,0.99605522682445757,1,1.0763888888888888,1.0763888888888888,1.0763888888888888,1.0763888888888888,1.0763888888888888,1.0312499999999998,0.98611111111111083,16.73891797556719,{"$f":"Z14*E14+($A$4-80)*AG14*$A$12/1000","v":16.554807732004388},{"$f":"AA14*G14+($A$4-80)*AH14*$A$12/1000","v":16.35776614310646},16.174395562294581,15.976614310645724,15.581397950507897,15.182547993019197]
[null,59,17.120069808027921,17.120069808027921,16.675392670157066,16.675392670157066,16.230715532286212,16.230715532286212,15.801919720767888,15.801919720767888,15.373123909249564,15.373123909249564,14.928446771378709,14.928446771378709,14.483769633507855,14.483769633507855,null,0.94066317626527052,0.91623036649214662,0.89179755671902272,0.86823734729493895,0.84467713787085519,0.82024432809773129,0.79581151832460739,1,1,1,1,1,1,1,0.56250000000000011,0.50694444444444453,0.4513888888888889,0.40277777777777779,0.35416666666666674,0.29861111111111116,0.24305555555555555,17.120069808027921,{"$f":"Z15*E15+($A$4-80)*AG15*$A$12/1000","v":16.675392670157066},{"$f":"AA15*G15+($A$4-80)*AH15*$A$12/1000","v":16.230715532286212},15.801919720767888,15.373123909249564,14.928446771378709,14.483769633507855]
[2025,71,21.220628272251311,11.825235602094242,20.669863874345552,11.633928618929504,20.119099476439793,11.436460732984294,19.584534031413614,11.261798953240907,19.049968586387436,11.080083769633511,18.499204188481677,10.889561383991859,17.948439790575918,10.691308900523563,null,1.1659685863874347,1.1357068062827227,1.1054450261780107,1.0760732984293195,1.0467015706806284,1.0164397905759164,0.98617801047120424,0.5572519083969466,0.56284495580877925,0.56843800322061189,0.57503532814091818,0.58163265306122458,0.58865026154866285,0.59566787003610111,1.0763888888888888,1.0763888888888888,1.0763888888888886,1.0763888888888888,1.0763888888888891,1.0763888888888888,1.0763888888888888,{"$f":"Y16*C16+($A$4-80)*AF16*$A$16/1000","v":11.825235602094242},{"$f":"Z16*E16+($A$4-80)*AG16*$A$16/1000","v":11.633928618929504},{"$f":"AA16*G16+($A$4-80)*AH16*$A$16/1000","v":11.436460732984294},{"$f":"AB16*I16+($A$4-80)*AI16*$A$16/1000","v":11.261798953240907},{"$f":"AC16*K16+($A$4-80)*AJ16*$A$16/1000","v":11.080083769633511},{"$f":"AD16*M16+($A$4-80)*AK16*$A$16/1000","v":10.889561383991859},{"$f":"AE16*O16+($A$4-80)*AL16*$A$16/1000","v":10.691308900523563}]
[null,67,19.535937172774869,14.384670157068062,19.049968586387436,14.211184270528065,18.564,14.028293193717278,18.061832460732983,13.839198822278648,17.55966492146597,13.639518324607332,17.057497382198953,13.451066164349156,16.555329842931936,13.25074345549738,null,1.0734031413612566,1.0467015706806284,1.02,0.99240837696335082,0.96481675392670174,0.93722513089005244,0.90963350785340313,0.73631840796019898,0.74599515511447989,0.75567190226876091,0.76621233489821816,0.7767527675276753,0.78857207848008026,0.80039138943248522,1.0763888888888888,1.0763888888888888,1.0763888888888886,1.0763888888888888,1.0763888888888888,1.0729166666666665,1.0694444444444442,{"$f":"Y17*C17+($A$4-80)*AF17*$A$16/1000","v":14.384670157068062},{"$f":"Z17*E17+($A$4-80)*AG17*$A$16/1000","v":14.211184270528065},{"$f":"AA17*G17+($A$4-80)*AH17*$A$16/1000","v":14.028293193717278},{"$f":"AB17*I17+($A$4-80)*AI17*$A$16/1000","v":13.839198822278648},{"$f":"AC17*K17+($A$4-80)*AJ17*$A$16/1000","v":13.639518324607332},{"$f":"AD17*M17+($A$4-80)*AK17*$A$16/1000","v":13.451066164349156},{"$f":"AE17*O17+($A$4-80)*AL17*$A$16/1000","v":13.25074345549738}]
[null,63,18.304816753926701,17.073696335078534,17.835047120418849,16.885903886644478,17.365277486910998,16.684921465968589,16.895507853403142,16.497883473540472,16.42573821989529,16.296146596858637,15.955968586387433,15.893025909518055,15.486198952879581,15.486198952879581,null,1.005759162303665,0.97994764397905765,0.95413612565445038,0.92832460732984301,0.90251308900523575,0.87670157068062826,0.850890052356021,0.93274336283185844,0.94678212917712323,0.96082089552238803,0.97646567458565148,0.99211045364891504,0.99605522682445757,1,1.0763888888888888,1.0763888888888888,1.0763888888888888,1.0763888888888888,1.0763888888888888,1.0312499999999998,0.98611111111111083,17.073696335078534,{"$f":"Z18*E18+($A$4-80)*AG18*$A$16/1000","v":16.885903886644478},{"$f":"AA18*G18+($A$4-80)*AH18*$A$16/1000","v":16.684921465968589},16.497883473540472,16.296146596858637,15.893025909518055,15.486198952879581]
[null,59,17.462471204188482,17.462471204188482,17.008900523560207,17.008900523560207,16.555329842931936,16.555329842931936,16.117958115183246,16.117958115183246,15.680586387434555,15.680586387434555,15.227015706806283,15.227015706806283,14.773445026178011,14.773445026178011,null,0.95947643979057595,0.93455497382198949,0.90963350785340313,0.8856020942408378,0.86157068062827236,0.83664921465968589,0.81172774869109954,1,1,1,1,1,1,1,0.56250000000000011,0.50694444444444453,0.4513888888888889,0.40277777777777779,0.35416666666666674,0.29861111111111116,0.24305555555555555,17.462471204188482,{"$f":"Z19*E19+($A$4-80)*AG19*$A$16/1000","v":17.008900523560207},{"$f":"AA19*G19+($A$4-80)*AH19*$A$16/1000","v":16.555329842931936},16.117958115183246,15.680586387434555,15.227015706806283,14.773445026178011]

{"sheet":"4A7A60_18","index":21,"n_rows":19,"n_cols":45,"rows_kept":19,"cut":false,"hidden":true,"merged":[[130,0,133,0],[120,12,121,12],[120,13,121,13],[120,14,121,14],[120,15,121,15],[122,0,125,0],[126,0,129,0],[119,12,119,13],[119,14,119,15],[120,4,121,4],[120,5,121,5],[120,6,121,6],[120,7,121,7],[120,8,121,8],[120,9,121,9],[120,10,121,10],[120,11,121,11],[119,0,121,0],[119,1,121,1],[119,4,119,5],[119,6,119,7],[119,8,119,9],[119,10,119,11],[111,0,114,0],[117,0,118,1],[117,4,117,15],[118,4,118,5],[118,6,118,7],[118,8,118,9],[118,10,118,11],[118,12,118,13],[118,14,118,15],[101,12,102,12],[101,13,102,13],[101,14,102,14],[101,15,102,15],[103,0,106,0],[107,0,110,0],[100,12,100,13],[100,14,100,15],[101,4,102,4],[101,5,102,5],[101,6,102,6],[101,7,102,7],[101,8,102,8],[101,9,102,9],[101,10,102,10],[101,11,102,11],[100,0,102,0],[100,1,102,1],[100,4,100,5],[100,6,100,7],[100,8,100,9],[100,10,100,11],[92,0,95,0],[98,0,99,1],[98,4,98,15],[99,4,99,5],[99,6,99,7],[99,8,99,9],[99,10,99,11],[99,12,99,13],[99,14,99,15],[82,12,83,12],[82,13,83,13],[82,14,83,14],[82,15,83,15],[84,0,87,0],[88,0,91,0],[81,12,81,13],[81,14,81,15],[82,4,83,4],[82,5,83,5],[82,6,83,6],[82,7,83,7],[82,8,83,8],[82,9,83,9],[82,10,83,10],[82,11,83,11],[81,0,83,0],[81,1,83,1],[81,4,81,5],[81,6,81,7],[81,8,81,9],[81,10,81,11],[73,0,76,0],[79,0,80,1],[79,4,79,15],[80,4,80,5],[80,6,80,7],[80,8,80,9],[80,10,80,11],[80,12,80,13],[80,14,80,15],[63,12,64,12],[63,13,64,13],[63,14,64,14],[63,15,64,15],[65,0,68,0],[69,0,72,0],[62,12,62,13],[62,14,62,15],[63,4,64,4],[63,5,64,5],[63,6,64,6],[63,7,64,7],[63,8,64,8],[63,9,64,9],[63,10,64,10],[63,11,64,11],[62,0,64,0],[62,1,64,1],[62,4,62,5],[62,6,62,7],[62,8,62,9],[62,10,62,11],[54,0,57,0],[60,0,61,1],[60,4,60,15],[61,4,61,5],[61,6,61,7],[61,8,61,9],[61,10,61,11],[61,12,61,13],[61,14,61,15],[44,12,45,12],[44,13,45,13],[44,14,45,14],[44,15,45,15],[46,0,49,0],[50,0,53,0],[43,12,43,13],[43,14,43,15],[44,4,45,4],[44,5,45,5],[44,6,45,6],[44,7,45,7],[44,8,45,8],[44,9,45,9],[44,10,45,10],[44,11,45,11],[43,0,45,0],[43,1,45,1],[43,4,43,5],[43,6,43,7],[43,8,43,9],[43,10,43,11],[35,0,38,0],[41,0,42,1],[41,4,41,15],[42,4,42,5],[42,6,42,7],[42,8,42,9],[42,10,42,11],[42,12,42,13],[42,14,42,15],[25,12,26,12],[25,13,26,13],[25,14,26,14],[25,15,26,15],[27,0,30,0],[31,0,34,0],[24,12,24,13],[24,14,24,15],[25,4,26,4],[25,5,26,5],[25,6,26,6],[25,7,26,7],[25,8,26,8],[25,9,26,9],[25,10,26,10],[25,11,26,11],[24,0,26,0],[24,1,26,1],[24,4,24,5],[24,6,24,7],[24,8,24,9],[24,10,24,11],[7,0,10,0],[11,0,14,0],[15,0,18,0],[22,4,22,15],[23,4,23,5],[23,6,23,7],[23,8,23,9],[23,10,23,11],[23,12,23,13],[23,14,23,15],[5,10,6,10],[5,11,6,11],[5,12,6,12],[5,13,6,13],[5,14,6,14],[5,15,6,15],[4,10,4,11],[4,12,4,13],[4,14,4,15],[5,2,6,2],[5,3,6,3],[5,4,6,4],[5,5,6,5],[5,6,6,6],[5,7,6,7],[5,8,6,8],[4,0,6,0],[4,1,6,1],[4,2,4,3],[4,4,4,5],[4,6,4,7],[4,8,4,9],[5,9,6,9],[2,0,2,1],[2,2,2,15],[3,2,3,3],[3,4,3,5],[3,6,3,7],[3,8,3,9],[3,10,3,11],[3,12,3,13],[3,14,3,15]]}
[]
["4A7A60_18",18.2]
["Evaporator Air \n",null,"Condenser  Entering Air Temperature ˚F"]
[80,"°F DB",85,null,90,null,95,null,100,null,105,null,110,null,115]
["CFM","EWB†\n˚F","Capacity Mbtuh",null,"Capacity Mbtuh",null,"Capacity Mbtuh",null,"Capacity Mbtuh",null,"Capacity Mbtuh",null,"Capacity Mbtuh",null,"Capacity Mbtuh"]
[null,null,"Total","Sens.","Total","Sens.","Total","Sens.","Total","Sens.","Total","Sens.","Total","Sens.","Total","Sens."]
[null,null,null,null,null,null,null,null,null,null,null,null,null,null,null,null,null,"Total Factors",null,null,null,null,null,null,"Sens. %",null,null,null,null,null,null,"IDB Adj",null,null,null,null,null,null,"Sens Calc"]
[525,71,{"$f":"R8*$B$2","v":20.511399999999995},{"$f":"IF(AM8>C8,C8,AM8)","v":3.6662888888888885},{"$f":"S8*$B$2","v":19.916866666666667},{"$f":"IF(AN8>E8,E8,AN8)","v":3.465283156199678},{"$f":"T8*$B$2","v":19.322333333333329},{"$f":"IF(AO8>G8,G8,AO8)","v":3.2699333333333325},{"$f":"U8*$B$2","v":18.777344444444445},{"$f":"IF(AP8>I8,I8,AP8)","v":3.0685886050724638},{"$f":"V8*$B$2","v":18.232355555555557},{"$f":"IF(AQ8>K8,K8,AQ8)","v":2.8735777777777782},{"$f":"W8*$B$2","v":17.637822222222219},{"$f":"IF(AR8>M8,M8,AR8)","v":2.6717555527468821},{"$f":"X8*$B$2","v":17.043288888888885},{"$f":"IF(AS8>O8,O8,AS8)","v":2.4772222222222218},null,1.1269999999999998,1.0943333333333334,1.0616666666666665,1.0317222222222222,1.0017777777777779,0.96911111111111103,0.9364444444444443,0.17874396135265702,0.1739873652917131,0.16923076923076921,0.16341973244147157,0.15760869565217392,0.15147876643073813,0.14534883720930233,-0.41666666666666669,-0.41666666666666669,-0.41666666666666669,-0.41666666666666674,-0.41666666666666674,-0.41666666666666674,-0.41666666666666669,{"$f":"Y8*C8+($A$4-80)*AF8*$A$8/1000","v":3.6662888888888885},{"$f":"Z8*E8+($A$4-80)*AG8*$A$8/1000","v":3.465283156199678},{"$f":"AA8*G8+($A$4-80)*AH8*$A$8/1000","v":3.2699333333333325},{"$f":"AB8*I8+($A$4-80)*AI8*$A$8/1000","v":3.0685886050724638},{"$f":"AC8*K8+($A$4-80)*AJ8*$A$8/1000","v":2.8735777777777782},{"$f":"AD8*M8+($A$4-80)*AK8*$A$8/1000","v":2.6717555527468821},{"$f":"AE8*O8+($A$4-80)*AL8*$A$8/1000","v":2.4772222222222218}]
[null,67,{"$f":"R9*$B$2","v":18.925977777777778},2.7744888888888886,18.38098888888889,{"$f":"IF(AN9>E9,E9,AN9)","v":2.5726968741516387},17.835999999999999,{"$f":"IF(AO9>G9,G9,AO9)","v":2.378133333333333},17.291011111111111,{"$f":"IF(AP9>I9,I9,AP9)","v":2.1758708262108262},16.746022222222219,{"$f":"IF(AQ9>K9,K9,AQ9)","v":1.9817777777777776},16.201033333333331,{"$f":"IF(AR9>M9,M9,AR9)","v":1.7789465108730931},15.656044444444444,{"$f":"IF(AS9>O9,O9,AS9)","v":1.5854222222222221},null,1.0398888888888889,1.0099444444444445,0.98,0.95005555555555554,0.92011111111111099,0.89016666666666666,0.86022222222222222,0.14659685863874344,0.1399650959860384,0.13333333333333333,0.12583826429980277,0.1183431952662722,0.10980450902554116,0.10126582278481013,-0.41666666666666669,-0.41666666666666674,-0.41666666666666674,-0.41666666666666674,-0.41666666666666669,-0.40625,-0.39583333333333331,{"$f":"Y9*C9+($A$4-80)*AF9*$A$8/1000","v":2.7744888888888886},{"$f":"Z9*E9+($A$4-80)*AG9*$A$8/1000","v":2.5726968741516387},{"$f":"AA9*G9+($A$4-80)*AH9*$A$8/1000","v":2.378133333333333},{"$f":"AB9*I9+($A$4-80)*AI9*$A$8/1000","v":2.1758708262108262},{"$f":"AC9*K9+($A$4-80)*AJ9*$A$8/1000","v":1.9817777777777776},{"$f":"AD9*M9+($A$4-80)*AK9*$A$8/1000","v":1.7789465108730931},{"$f":"AE9*O9+($A$4-80)*AL9*$A$8/1000","v":1.5854222222222221}]
[null,63,17.736911111111109,1.9817777777777776,17.191922222222221,1.7791055452100142,16.646933333333333,1.5854222222222221,16.151488888888888,1.382466197843413,15.656044444444444,1.1890666666666665,15.160599999999999,0.985464933287718,14.665155555555554,0.79271111111111103,null,0.9745555555555554,0.94461111111111107,0.91466666666666663,0.88744444444444448,0.86022222222222222,0.83299999999999996,0.8057777777777777,0.111731843575419,0.10348496940675711,9.5238095238095233E-2,8.5593731163351408E-2,7.5949367088607583E-2,6.500171057133082E-2,5.4054054054054057E-2,-0.41666666666666669,-0.40625,-0.39583333333333331,-0.39583333333333337,-0.39583333333333337,-0.39583333333333337,-0.39583333333333337,1.9817777777777776,{"$f":"Z10*E10+($A$4-80)*AG10*$A$8/1000","v":1.7791055452100142},{"$f":"AA10*G10+($A$4-80)*AH10*$A$8/1000","v":1.5854222222222221},1.382466197843413,1.1890666666666665,0.985464933287718,0.79271111111111103]
[null,59,16.845111111111112,0.49544444444444447,16.399211111111111,0.4958110045467462,15.953311111111111,0.49544444444444435,15.457866666666668,0.49595393031960849,14.962422222222221,0.49544444444444447,14.466977777777776,0.23951949963208241,13.971533333333332,0,null,0.92555555555555558,0.90105555555555561,0.87655555555555553,0.84933333333333338,0.82211111111111113,0.79488888888888887,0.76766666666666661,2.9411764705882353E-2,3.0233832663500181E-2,3.1055900621118009E-2,3.2084241701287486E-2,3.3112582781456956E-2,1.6556291390728478E-2,0,-0.58333333333333326,-0.54166666666666663,-0.5,-0.44791666666666663,-0.39583333333333331,-0.40625,-0.41666666666666669,0.49544444444444447,{"$f":"Z11*E11+($A$4-80)*AG11*$A$8/1000","v":0.4958110045467462},{"$f":"AA11*G11+($A$4-80)*AH11*$A$8/1000","v":0.49544444444444435},{"$f":"AB11*I11+($A$4-80)*AI11*$A$8/1000","v":0.49595393031960849},0.49544444444444447,0.23951949963208241,0]
[600,71,20.929999999999996,3.7411111111111106,20.323333333333334,3.5360032206119163,19.716666666666665,3.336666666666666,19.160555555555554,3.13121286231884,18.604444444444443,2.9322222222222223,17.997777777777774,2.7262811762723285,17.391111111111108,2.5277777777777777,null,1.1499999999999999,1.1166666666666667,1.0833333333333333,1.0527777777777778,1.0222222222222221,0.98888888888888871,0.95555555555555549,0.17874396135265702,0.1739873652917131,0.16923076923076921,0.16341973244147157,0.15760869565217392,0.15147876643073813,0.14534883720930233,-0.41666666666666669,-0.41666666666666669,-0.41666666666666669,-0.41666666666666674,-0.41666666666666674,-0.41666666666666674,-0.41666666666666669,{"$f":"Y12*C12+($A$4-80)*AF12*$A$12/1000","v":3.7411111111111106},{"$f":"Z12*E12+($A$4-80)*AG12*$A$12/1000","v":3.5360032206119163},{"$f":"AA12*G12+($A$4-80)*AH12*$A$12/1000","v":3.336666666666666},{"$f":"AB12*I12+($A$4-80)*AI12*$A$12/1000","v":3.13121286231884},{"$f":"AC12*K12+($A$4-80)*AJ12*$A$12/1000","v":2.9322222222222223},{"$f":"AD12*M12+($A$4-80)*AK12*$A$12/1000","v":2.7262811762723285},{"$f":"AE12*O12+($A$4-80)*AL12*$A$12/1000","v":2.5277777777777777}]
[null,67,19.312222222222221,2.8311111111111109,18.756111111111114,2.6252008919914682,18.2,2.4266666666666667,17.643888888888888,2.2202763532763532,17.087777777777774,2.0222222222222217,16.531666666666666,1.8152515417072379,15.975555555555555,1.6177777777777778,null,1.0611111111111111,1.0305555555555557,1,0.96944444444444444,0.93888888888888877,0.90833333333333344,0.87777777777777777,0.14659685863874344,0.1399650959860384,0.13333333333333333,0.12583826429980277,0.1183431952662722,0.10980450902554116,0.10126582278481013,-0.41666666666666669,-0.41666666666666674,-0.41666666666666674,-0.41666666666666674,-0.41666666666666669,-0.40625,-0.39583333333333331,{"$f":"Y13*C13+($A$4-80)*AF13*$A$12/1000","v":2.8311111111111109},{"$f":"Z13*E13+($A$4-80)*AG13*$A$12/1000","v":2.6252008919914682},{"$f":"AA13*G13+($A$4-80)*AH13*$A$12/1000","v":2.4266666666666667},{"$f":"AB13*I13+($A$4-80)*AI13*$A$12/1000","v":2.2202763532763532},{"$f":"AC13*K13+($A$4-80)*AJ13*$A$12/1000","v":2.0222222222222217},{"$f":"AD13*M13+($A$4-80)*AK13*$A$12/1000","v":1.8152515417072379},{"$f":"AE13*O13+($A$4-80)*AL13*$A$12/1000","v":1.6177777777777778}]
[null,63,18.098888888888887,2.0222222222222221,17.542777777777779,1.8154138216428719,16.986666666666665,1.6177777777777775,16.481111111111112,1.4106797937177684,15.975555555555555,1.2133333333333332,15.47,1.0055764625384878,14.964444444444446,0.80888888888888899,null,0.99444444444444435,0.96388888888888902,0.93333333333333335,0.90555555555555556,0.87777777777777777,0.85000000000000009,0.8222222222222223,0.111731843575419,0.10348496940675711,9.5238095238095233E-2,8.5593731163351408E-2,7.5949367088607583E-2,6.500171057133082E-2,5.4054054054054057E-2,-0.41666666666666669,-0.40625,-0.39583333333333331,-0.39583333333333337,-0.39583333333333337,-0.39583333333333337,-0.39583333333333337,2.0222222222222221,{"$f":"Z14*E14+($A$4-80)*AG14*$A$12/1000","v":1.8154138216428719},{"$f":"AA14*G14+($A$4-80)*AH14*$A$12/1000","v":1.6177777777777775},1.4106797937177684,1.2133333333333332,1.0055764625384878,0.80888888888888899]
[null,59,17.188888888888886,0.50555555555555542,16.733888888888888,0.50592959647627156,16.27888888888889,0.50555555555555554,15.773333333333333,0.50607543910164132,15.267777777777777,0.50555555555555554,14.762222222222222,0.24440765268579839,14.256666666666666,0,null,0.94444444444444442,0.91944444444444451,0.89444444444444449,0.8666666666666667,0.83888888888888891,0.81111111111111112,0.78333333333333333,2.9411764705882353E-2,3.0233832663500181E-2,3.1055900621118009E-2,3.2084241701287486E-2,3.3112582781456956E-2,1.6556291390728478E-2,0,-0.58333333333333326,-0.54166666666666663,-0.5,-0.44791666666666663,-0.39583333333333331,-0.40625,-0.41666666666666669,0.50555555555555542,{"$f":"Z15*E15+($A$4-80)*AG15*$A$12/1000","v":0.50592959647627156},{"$f":"AA15*G15+($A$4-80)*AH15*$A$12/1000","v":0.50555555555555554},0.50607543910164132,0.50555555555555554,0.24440765268579839,0]
[675,71,21.348600000000001,3.8159333333333341,20.729800000000004,3.6067232850241551,20.111000000000001,3.4033999999999995,19.543766666666667,3.1938371195652171,18.976533333333329,2.9908666666666659,18.357733333333332,2.7808067997977757,17.738933333333332,2.5783333333333331,null,1.173,1.1390000000000002,1.105,1.0738333333333334,1.0426666666666664,1.0086666666666666,0.97466666666666668,0.17874396135265702,0.1739873652917131,0.16923076923076921,0.16341973244147157,0.15760869565217392,0.15147876643073813,0.14534883720930233,-0.41666666666666669,-0.41666666666666669,-0.41666666666666669,-0.41666666666666674,-0.41666666666666674,-0.41666666666666674,-0.41666666666666669,{"$f":"Y16*C16+($A$4-80)*AF16*$A$16/1000","v":3.8159333333333341},{"$f":"Z16*E16+($A$4-80)*AG16*$A$16/1000","v":3.6067232850241551},{"$f":"AA16*G16+($A$4-80)*AH16*$A$16/1000","v":3.4033999999999995},{"$f":"AB16*I16+($A$4-80)*AI16*$A$16/1000","v":3.1938371195652171},{"$f":"AC16*K16+($A$4-80)*AJ16*$A$16/1000","v":2.9908666666666659},{"$f":"AD16*M16+($A$4-80)*AK16*$A$16/1000","v":2.7808067997977757},{"$f":"AE16*O16+($A$4-80)*AL16*$A$16/1000","v":2.5783333333333331}]
[null,67,19.698466666666672,2.8877333333333337,19.131233333333331,2.6777049098312968,18.564,2.4752000000000001,17.996766666666666,2.2646818803418802,17.429533333333332,2.0626666666666664,16.862299999999998,1.8515565725413825,16.295066666666667,1.6501333333333335,null,1.0823333333333336,1.0511666666666666,1.02,0.98883333333333334,0.95766666666666667,0.92649999999999999,0.89533333333333331,0.14659685863874344,0.1399650959860384,0.13333333333333333,0.12583826429980277,0.1183431952662722,0.10980450902554116,0.10126582278481013,-0.41666666666666669,-0.41666666666666674,-0.41666666666666674,-0.41666666666666674,-0.41666666666666669,-0.40625,-0.39583333333333331,{"$f":"Y17*C17+($A$4-80)*AF17*$A$16/1000","v":2.8877333333333337},{"$f":"Z17*E17+($A$4-80)*AG17*$A$16/1000","v":2.6777049098312968},{"$f":"AA17*G17+($A$4-80)*AH17*$A$16/1000","v":2.4752000000000001},{"$f":"AB17*I17+($A$4-80)*AI17*$A$16/1000","v":2.2646818803418802},{"$f":"AC17*K17+($A$4-80)*AJ17*$A$16/1000","v":2.0626666666666664},{"$f":"AD17*M17+($A$4-80)*AK17*$A$16/1000","v":1.8515565725413825},{"$f":"AE17*O17+($A$4-80)*AL17*$A$16/1000","v":1.6501333333333335}]
[null,63,18.460866666666664,2.0626666666666664,17.893633333333337,1.8517220980757296,17.326400000000003,1.6501333333333335,16.810733333333335,1.4388933895921239,16.295066666666667,1.2375999999999998,15.779400000000001,1.0256879917892576,15.263733333333334,0.82506666666666673,null,1.0143333333333333,0.98316666666666686,0.95200000000000018,0.92366666666666675,0.89533333333333331,0.8670000000000001,0.83866666666666678,0.111731843575419,0.10348496940675711,9.5238095238095233E-2,8.5593731163351408E-2,7.5949367088607583E-2,6.500171057133082E-2,5.4054054054054057E-2,-0.41666666666666669,-0.40625,-0.39583333333333331,-0.39583333333333337,-0.39583333333333337,-0.39583333333333337,-0.39583333333333337,2.0626666666666664,{"$f":"Z18*E18+($A$4-80)*AG18*$A$16/1000","v":1.8517220980757296},{"$f":"AA18*G18+($A$4-80)*AH18*$A$16/1000","v":1.6501333333333335},1.4388933895921239,1.2375999999999998,1.0256879917892576,0.82506666666666673]
[null,59,17.532666666666668,0.51566666666666672,17.068566666666666,0.51604818840579703,16.604466666666667,0.51566666666666661,16.088799999999999,0.5161969478836741,15.573133333333331,0.51566666666666661,15.057466666666665,0.24929580573951435,14.541799999999999,0,null,0.96333333333333337,0.9378333333333333,0.91233333333333333,0.8839999999999999,0.85566666666666658,0.82733333333333325,0.79899999999999993,2.9411764705882353E-2,3.0233832663500181E-2,3.1055900621118009E-2,3.2084241701287486E-2,3.3112582781456956E-2,1.6556291390728478E-2,0,-0.58333333333333326,-0.54166666666666663,-0.5,-0.44791666666666663,-0.39583333333333331,-0.40625,-0.41666666666666669,0.51566666666666672,{"$f":"Z19*E19+($A$4-80)*AG19*$A$16/1000","v":0.51604818840579703},{"$f":"AA19*G19+($A$4-80)*AH19*$A$16/1000","v":0.51566666666666661},0.5161969478836741,0.51566666666666661,0.24929580573951435,0]

{"sheet":"4A7A60_24","index":22,"n_rows":19,"n_cols":45,"rows_kept":19,"cut":false,"hidden":true,"merged":[[130,0,133,0],[120,12,121,12],[120,13,121,13],[120,14,121,14],[120,15,121,15],[122,0,125,0],[126,0,129,0],[119,12,119,13],[119,14,119,15],[120,4,121,4],[120,5,121,5],[120,6,121,6],[120,7,121,7],[120,8,121,8],[120,9,121,9],[120,10,121,10],[120,11,121,11],[119,0,121,0],[119,1,121,1],[119,4,119,5],[119,6,119,7],[119,8,119,9],[119,10,119,11],[111,0,114,0],[117,0,118,1],[117,4,117,15],[118,4,118,5],[118,6,118,7],[118,8,118,9],[118,10,118,11],[118,12,118,13],[118,14,118,15],[101,12,102,12],[101,13,102,13],[101,14,102,14],[101,15,102,15],[103,0,106,0],[107,0,110,0],[100,12,100,13],[100,14,100,15],[101,4,102,4],[101,5,102,5],[101,6,102,6],[101,7,102,7],[101,8,102,8],[101,9,102,9],[101,10,102,10],[101,11,102,11],[100,0,102,0],[100,1,102,1],[100,4,100,5],[100,6,100,7],[100,8,100,9],[100,10,100,11],[92,0,95,0],[98,0,99,1],[98,4,98,15],[99,4,99,5],[99,6,99,7],[99,8,99,9],[99,10,99,11],[99,12,99,13],[99,14,99,15],[82,12,83,12],[82,13,83,13],[82,14,83,14],[82,15,83,15],[84,0,87,0],[88,0,91,0],[81,12,81,13],[81,14,81,15],[82,4,83,4],[82,5,83,5],[82,6,83,6],[82,7,83,7],[82,8,83,8],[82,9,83,9],[82,10,83,10],[82,11,83,11],[81,0,83,0],[81,1,83,1],[81,4,81,5],[81,6,81,7],[81,8,81,9],[81,10,81,11],[73,0,76,0],[79,0,80,1],[79,4,79,15],[80,4,80,5],[80,6,80,7],[80,8,80,9],[80,10,80,11],[80,12,80,13],[80,14,80,15],[63,12,64,12],[63,13,64,13],[63,14,64,14],[63,15,64,15],[65,0,68,0],[69,0,72,0],[62,12,62,13],[62,14,62,15],[63,4,64,4],[63,5,64,5],[63,6,64,6],[63,7,64,7],[63,8,64,8],[63,9,64,9],[63,10,64,10],[63,11,64,11],[62,0,64,0],[62,1,64,1],[62,4,62,5],[62,6,62,7],[62,8,62,9],[62,10,62,11],[54,0,57,0],[60,0,61,1],[60,4,60,15],[61,4,61,5],[61,6,61,7],[61,8,61,9],[61,10,61,11],[61,12,61,13],[61,14,61,15],[44,12,45,12],[44,13,45,13],[44,14,45,14],[44,15,45,15],[46,0,49,0],[50,0,53,0],[43,12,43,13],[43,14,43,15],[44,4,45,4],[44,5,45,5],[44,6,45,6],[44,7,45,7],[44,8,45,8],[44,9,45,9],[44,10,45,10],[44,11,45,11],[43,0,45,0],[43,1,45,1],[43,4,43,5],[43,6,43,7],[43,8,43,9],[43,10,43,11],[35,0,38,0],[41,0,42,1],[41,4,41,15],[42,4,42,5],[42,6,42,7],[42,8,42,9],[42,10,42,11],[42,12,42,13],[42,14,42,15],[25,12,26,12],[25,13,26,13],[25,14,26,14],[25,15,26,15],[27,0,30,0],[31,0,34,0],[24,12,24,13],[24,14,24,15],[25,4,26,4],[25,5,26,5],[25,6,26,6],[25,7,26,7],[25,8,26,8],[25,9,26,9],[25,10,26,10],[25,11,26,11],[24,0,26,0],[24,1,26,1],[24,4,24,5],[24,6,24,7],[24,8,24,9],[24,10,24,11],[7,0,10,0],[11,0,14,0],[15,0,18,0],[22,4,22,15],[23,4,23,5],[23,6,23,7],[23,8,23,9],[23,10,23,11],[23,12,23,13],[23,14,23,15],[5,10,6,10],[5,11,6,11],[5,12,6,12],[5,13,6,13],[5,14,6,14],[5,15,6,15],[4,10,4,11],[4,12,4,13],[4,14,4,15],[5,2,6,2],[5,3,6,3],[5,4,6,4],[5,5,6,5],[5,6,6,6],[5,7,6,7],[5,8,6,8],[4,0,6,0],[4,1,6,1],[4,2,4,3],[4,4,4,5],[4,6,4,7],[4,8,4,9],[5,9,6,9],[2,0,2,1],[2,2,2,15],[3,2,3,3],[3,4,3,5],[3,6,3,7],[3,8,3,9],[3,10,3,11],[3,12,3,13],[3,14,3,15]]}
[]
["4A7A60_24",18.2]
["Evaporator Air \n",null,"Condenser  Entering Air Temperature ˚F"]
[80,"°F DB",85,null,90,null,95,null,100,null,105,null,110,null,115]
["CFM","EWB†\n˚F","Capacity Mbtuh",null,"Capacity Mbtuh",null,"Capacity Mbtuh",null,"Capacity Mbtuh",null,"Capacity Mbtuh",null,"Capacity Mbtuh",null,"Capacity Mbtuh"]
[null,null,"Total","Sens.","Total","Sens.","Total","Sens.","Total","Sens.","Total","Sens.","Total","Sens.","Total","Sens."]
[null,null,null,null,null,null,null,null,null,null,null,null,null,null,null,null,null,"Total Factors",null,null,null,null,null,null,"Sens. %",null,null,null,null,null,null,"IDB Adj",null,null,null,null,null,null,"Sens Calc"]
[700,71,{"$f":"R8*$B$2","v":20.362766666666662},{"$f":"IF(AM8>C8,C8,AM8)","v":3.6415166666666665},{"$f":"S8*$B$2","v":19.842549999999999},{"$f":"IF(AN8>E8,E8,AN8)","v":3.4532276094890513},{"$f":"T8*$B$2","v":19.322333333333333},{"$f":"IF(AO8>G8,G8,AO8)","v":3.2699333333333334},{"$f":"U8*$B$2","v":18.839275000000001},{"$f":"IF(AP8>I8,I8,AP8)","v":3.1195398684210529},{"$f":"V8*$B$2","v":18.356216666666668},{"$f":"IF(AQ8>K8,K8,AQ8)","v":2.972666666666667},{"$f":"W8*$B$2","v":17.873158333333333},{"$f":"IF(AR8>M8,M8,AR8)","v":2.7838871223196882},{"$f":"X8*$B$2","v":17.390099999999997},{"$f":"IF(AS8>O8,O8,AS8)","v":2.601083333333333},null,1.1188333333333331,1.0902499999999999,1.0616666666666668,1.0351250000000001,1.0085833333333334,0.98204166666666659,0.9554999999999999,0.1788321167883212,0.17403144300954521,0.16923076923076924,0.16558704453441297,0.16194331983805668,0.15575798470535313,0.14957264957264957,-0.40624999999999994,-0.40624999999999994,-0.40624999999999994,-0.40624999999999994,-0.40624999999999994,-0.40624999999999994,-0.40624999999999994,{"$f":"Y8*C8+($A$4-80)*AF8*$A$8/1000","v":3.6415166666666665},{"$f":"Z8*E8+($A$4-80)*AG8*$A$8/1000","v":3.4532276094890513},{"$f":"AA8*G8+($A$4-80)*AH8*$A$8/1000","v":3.2699333333333334},{"$f":"AB8*I8+($A$4-80)*AI8*$A$8/1000","v":3.1195398684210529},{"$f":"AC8*K8+($A$4-80)*AJ8*$A$8/1000","v":2.972666666666667},{"$f":"AD8*M8+($A$4-80)*AK8*$A$8/1000","v":2.7838871223196882},{"$f":"AE8*O8+($A$4-80)*AL8*$A$8/1000","v":2.601083333333333}]
[null,67,{"$f":"R9*$B$2","v":18.727799999999998},2.7497166666666666,18.281899999999997,{"$f":"IF(AN9>E9,E9,AN9)","v":2.5609169444444442},17.835999999999999,{"$f":"IF(AO9>G9,G9,AO9)","v":2.378133333333333},17.3901,{"$f":"IF(AP9>I9,I9,AP9)","v":2.2271531578947372},16.944199999999999,{"$f":"IF(AQ9>K9,K9,AQ9)","v":2.0808666666666662},16.461141666666666,{"$f":"IF(AR9>M9,M9,AR9)","v":1.8912515272677819},15.978083333333332,{"$f":"IF(AS9>O9,O9,AS9)","v":1.7092833333333333},null,1.0289999999999999,1.0044999999999999,0.98,0.95550000000000013,0.93100000000000005,0.90445833333333336,0.87791666666666668,0.14682539682539683,0.14007936507936508,0.13333333333333333,0.1280701754385965,0.12280701754385964,0.11489188086495308,0.10697674418604651,-0.40624999999999994,-0.40624999999999994,-0.40624999999999994,-0.40625,-0.40625000000000011,-0.40625000000000011,-0.40625000000000011,{"$f":"Y9*C9+($A$4-80)*AF9*$A$8/1000","v":2.7497166666666666},{"$f":"Z9*E9+($A$4-80)*AG9*$A$8/1000","v":2.5609169444444442},{"$f":"AA9*G9+($A$4-80)*AH9*$A$8/1000","v":2.378133333333333},{"$f":"AB9*I9+($A$4-80)*AI9*$A$8/1000","v":2.2271531578947372},{"$f":"AC9*K9+($A$4-80)*AJ9*$A$8/1000","v":2.0808666666666662},{"$f":"AD9*M9+($A$4-80)*AK9*$A$8/1000","v":1.8912515272677819},{"$f":"AE9*O9+($A$4-80)*AL9*$A$8/1000","v":1.7092833333333333}]
[null,63,17.538733333333333,1.9322333333333332,17.129991666666665,1.7810674951349654,16.721250000000001,1.6349666666666669,16.27535,1.4451695758998435,15.829449999999998,1.2633833333333331,15.420708333333332,1.0734212210833758,15.011966666666666,0.89179999999999993,null,0.96366666666666667,0.94120833333333331,0.91875000000000007,0.89424999999999999,0.86974999999999991,0.84729166666666667,0.82483333333333331,0.11016949152542373,0.10397363465160075,9.7777777777777783E-2,8.8794992175273868E-2,7.9812206572769953E-2,6.9609073583414671E-2,5.9405940594059403E-2,-0.40625000000000006,-0.40625,-0.40624999999999994,-0.40624999999999994,-0.40624999999999994,-0.40624999999999994,-0.40624999999999994,1.9322333333333332,{"$f":"Z10*E10+($A$4-80)*AG10*$A$8/1000","v":1.7810674951349654},{"$f":"AA10*G10+($A$4-80)*AH10*$A$8/1000","v":1.6349666666666669},1.4451695758998435,1.2633833333333331,1.0734212210833758,0.89179999999999993]
[null,59,16.721250000000001,0.52021666666666666,16.31250833333333,0.52054349022152979,15.903766666666664,0.52021666666666655,15.495025,0.52057890952304209,15.086283333333334,0.52021666666666666,14.677541666666666,0.32950659273227972,14.268799999999999,0.14863333333333334,null,0.91875000000000007,0.8962916666666666,0.87383333333333324,0.85137499999999999,0.82891666666666675,0.80645833333333339,0.78399999999999992,3.111111111111111E-2,3.1910695742471441E-2,3.2710280373831772E-2,3.359651949726071E-2,3.4482758620689655E-2,2.2449712643678163E-2,1.0416666666666668E-2,-0.5625,-0.5234375,-0.48437499999999994,-0.44531249999999994,-0.40624999999999994,-0.40624999999999994,-0.40624999999999994,0.52021666666666666,{"$f":"Z11*E11+($A$4-80)*AG11*$A$8/1000","v":0.52054349022152979},{"$f":"AA11*G11+($A$4-80)*AH11*$A$8/1000","v":0.52021666666666655},{"$f":"AB11*I11+($A$4-80)*AI11*$A$8/1000","v":0.52057890952304209},0.52021666666666666,0.32950659273227972,0.14863333333333334]
[800,71,20.778333333333332,3.7158333333333338,20.247499999999999,3.5237016423357663,19.716666666666665,3.3366666666666664,19.223750000000003,3.1832039473684217,18.730833333333329,3.0333333333333328,18.237916666666663,2.8407011452241711,17.744999999999997,2.6541666666666663,null,1.1416666666666666,1.1125,1.0833333333333333,1.0562500000000001,1.0291666666666666,1.0020833333333332,0.97499999999999998,0.1788321167883212,0.17403144300954521,0.16923076923076924,0.16558704453441297,0.16194331983805668,0.15575798470535313,0.14957264957264957,-0.40624999999999994,-0.40624999999999994,-0.40624999999999994,-0.40624999999999994,-0.40624999999999994,-0.40624999999999994,-0.40624999999999994,{"$f":"Y12*C12+($A$4-80)*AF12*$A$12/1000","v":3.7158333333333338},{"$f":"Z12*E12+($A$4-80)*AG12*$A$12/1000","v":3.5237016423357663},{"$f":"AA12*G12+($A$4-80)*AH12*$A$12/1000","v":3.3366666666666664},{"$f":"AB12*I12+($A$4-80)*AI12*$A$12/1000","v":3.1832039473684217},{"$f":"AC12*K12+($A$4-80)*AJ12*$A$12/1000","v":3.0333333333333328},{"$f":"AD12*M12+($A$4-80)*AK12*$A$12/1000","v":2.8407011452241711},{"$f":"AE12*O12+($A$4-80)*AL12*$A$12/1000","v":2.6541666666666663}]
[null,67,19.11,2.8058333333333332,18.655000000000001,2.6131805555555556,18.2,2.4266666666666667,17.744999999999997,2.2726052631578946,17.29,2.1233333333333331,16.797083333333333,1.9298484972120222,16.304166666666667,1.7441666666666666,null,1.05,1.0250000000000001,1,0.97499999999999998,0.95000000000000007,0.92291666666666661,0.89583333333333337,0.14682539682539683,0.14007936507936508,0.13333333333333333,0.1280701754385965,0.12280701754385964,0.11489188086495308,0.10697674418604651,-0.40624999999999994,-0.40624999999999994,-0.40624999999999994,-0.40625,-0.40625000000000011,-0.40625000000000011,-0.40625000000000011,{"$f":"Y13*C13+($A$4-80)*AF13*$A$12/1000","v":2.8058333333333332},{"$f":"Z13*E13+($A$4-80)*AG13*$A$12/1000","v":2.6131805555555556},{"$f":"AA13*G13+($A$4-80)*AH13*$A$12/1000","v":2.4266666666666667},{"$f":"AB13*I13+($A$4-80)*AI13*$A$12/1000","v":2.2726052631578946},{"$f":"AC13*K13+($A$4-80)*AJ13*$A$12/1000","v":2.1233333333333331},{"$f":"AD13*M13+($A$4-80)*AK13*$A$12/1000","v":1.9298484972120222},{"$f":"AE13*O13+($A$4-80)*AL13*$A$12/1000","v":1.7441666666666666}]
[null,63,17.896666666666668,1.9716666666666669,17.479583333333334,1.8174158113622099,17.0625,1.6683333333333334,16.607499999999998,1.4746628325508606,16.1525,1.2891666666666666,15.735416666666667,1.0953277766156897,15.318333333333333,0.90999999999999992,null,0.98333333333333339,0.9604166666666667,0.9375,0.91249999999999998,0.88750000000000007,0.86458333333333337,0.84166666666666667,0.11016949152542373,0.10397363465160075,9.7777777777777783E-2,8.8794992175273868E-2,7.9812206572769953E-2,6.9609073583414671E-2,5.9405940594059403E-2,-0.40625000000000006,-0.40625,-0.40624999999999994,-0.40624999999999994,-0.40624999999999994,-0.40624999999999994,-0.40624999999999994,1.9716666666666669,{"$f":"Z14*E14+($A$4-80)*AG14*$A$12/1000","v":1.8174158113622099},{"$f":"AA14*G14+($A$4-80)*AH14*$A$12/1000","v":1.6683333333333334},1.4746628325508606,1.2891666666666666,1.0953277766156897,0.90999999999999992]
[null,59,17.0625,0.53083333333333327,16.645416666666666,0.53116682675666316,16.228333333333332,0.53083333333333327,15.811249999999999,0.53120296890106333,15.394166666666665,0.53083333333333327,14.977083333333333,0.33623121707375481,14.559999999999999,0.15166666666666667,null,0.9375,0.9145833333333333,0.89166666666666661,0.86875000000000002,0.84583333333333333,0.82291666666666663,0.79999999999999993,3.111111111111111E-2,3.1910695742471441E-2,3.2710280373831772E-2,3.359651949726071E-2,3.4482758620689655E-2,2.2449712643678163E-2,1.0416666666666668E-2,-0.5625,-0.5234375,-0.48437499999999994,-0.44531249999999994,-0.40624999999999994,-0.40624999999999994,-0.40624999999999994,0.53083333333333327,{"$f":"Z15*E15+($A$4-80)*AG15*$A$12/1000","v":0.53116682675666316},{"$f":"AA15*G15+($A$4-80)*AH15*$A$12/1000","v":0.53083333333333327},0.53120296890106333,0.53083333333333327,0.33623121707375481,0.15166666666666667]
[900,71,21.193899999999999,3.7901500000000006,20.652450000000002,3.5941756751824823,20.111000000000001,3.4034000000000004,19.608224999999997,3.2468680263157896,19.105449999999998,3.0939999999999999,18.602674999999998,2.8975151681286544,18.099899999999998,2.7072499999999997,null,1.1645000000000001,1.1347500000000001,1.105,1.077375,1.04975,1.022125,0.99449999999999994,0.1788321167883212,0.17403144300954521,0.16923076923076924,0.16558704453441297,0.16194331983805668,0.15575798470535313,0.14957264957264957,-0.40624999999999994,-0.40624999999999994,-0.40624999999999994,-0.40624999999999994,-0.40624999999999994,-0.40624999999999994,-0.40624999999999994,{"$f":"Y16*C16+($A$4-80)*AF16*$A$16/1000","v":3.7901500000000006},{"$f":"Z16*E16+($A$4-80)*AG16*$A$16/1000","v":3.5941756751824823},{"$f":"AA16*G16+($A$4-80)*AH16*$A$16/1000","v":3.4034000000000004},{"$f":"AB16*I16+($A$4-80)*AI16*$A$16/1000","v":3.2468680263157896},{"$f":"AC16*K16+($A$4-80)*AJ16*$A$16/1000","v":3.0939999999999999},{"$f":"AD16*M16+($A$4-80)*AK16*$A$16/1000","v":2.8975151681286544},{"$f":"AE16*O16+($A$4-80)*AL16*$A$16/1000","v":2.7072499999999997}]
[null,67,19.492199999999997,2.8619499999999998,19.028099999999998,2.6654441666666666,18.564,2.4752000000000001,18.099900000000002,2.3180573684210528,17.6358,2.1657999999999999,17.133025,1.9684454671562628,16.63025,1.77905,null,1.071,1.0454999999999999,1.02,0.99450000000000005,0.96899999999999997,0.94137499999999996,0.91374999999999995,0.14682539682539683,0.14007936507936508,0.13333333333333333,0.1280701754385965,0.12280701754385964,0.11489188086495308,0.10697674418604651,-0.40624999999999994,-0.40624999999999994,-0.40624999999999994,-0.40625,-0.40625000000000011,-0.40625000000000011,-0.40625000000000011,{"$f":"Y17*C17+($A$4-80)*AF17*$A$16/1000","v":2.8619499999999998},{"$f":"Z17*E17+($A$4-80)*AG17*$A$16/1000","v":2.6654441666666666},{"$f":"AA17*G17+($A$4-80)*AH17*$A$16/1000","v":2.4752000000000001},{"$f":"AB17*I17+($A$4-80)*AI17*$A$16/1000","v":2.3180573684210528},{"$f":"AC17*K17+($A$4-80)*AJ17*$A$16/1000","v":2.1657999999999999},{"$f":"AD17*M17+($A$4-80)*AK17*$A$16/1000","v":1.9684454671562628},{"$f":"AE17*O17+($A$4-80)*AL17*$A$16/1000","v":1.77905}]
[null,63,18.2546,2.0110999999999999,17.829174999999999,1.8537641275894539,17.403749999999999,1.7017,16.93965,1.5041560892018779,16.475550000000002,1.3149500000000001,16.050124999999998,1.1172343321480032,15.624699999999999,0.92819999999999991,null,1.0030000000000001,0.97962500000000008,0.95624999999999993,0.93075000000000008,0.90525000000000011,0.88187499999999996,0.85849999999999993,0.11016949152542373,0.10397363465160075,9.7777777777777783E-2,8.8794992175273868E-2,7.9812206572769953E-2,6.9609073583414671E-2,5.9405940594059403E-2,-0.40625000000000006,-0.40625,-0.40624999999999994,-0.40624999999999994,-0.40624999999999994,-0.40624999999999994,-0.40624999999999994,2.0110999999999999,{"$f":"Z18*E18+($A$4-80)*AG18*$A$16/1000","v":1.8537641275894539},{"$f":"AA18*G18+($A$4-80)*AH18*$A$16/1000","v":1.7017},1.5041560892018779,1.3149500000000001,1.1172343321480032,0.92819999999999991]
[null,59,17.403749999999999,0.54144999999999999,16.978324999999998,0.54179016329179641,16.552899999999998,0.54144999999999988,16.127474999999997,0.54182702827908458,15.70205,0.54144999999999999,15.276624999999999,0.34295584141522989,14.851199999999999,0.1547,null,0.95624999999999993,0.93287500000000001,0.90949999999999998,0.88612499999999994,0.86275000000000002,0.83937499999999998,0.81599999999999995,3.111111111111111E-2,3.1910695742471441E-2,3.2710280373831772E-2,3.359651949726071E-2,3.4482758620689655E-2,2.2449712643678163E-2,1.0416666666666668E-2,-0.5625,-0.5234375,-0.48437499999999994,-0.44531249999999994,-0.40624999999999994,-0.40624999999999994,-0.40624999999999994,0.54144999999999999,{"$f":"Z19*E19+($A$4-80)*AG19*$A$16/1000","v":0.54179016329179641},{"$f":"AA19*G19+($A$4-80)*AH19*$A$16/1000","v":0.54144999999999988},0.54182702827908458,0.54144999999999999,0.34295584141522989,0.1547]

{"sheet":"4A7A60_30","index":23,"n_rows":19,"n_cols":45,"rows_kept":19,"cut":false,"hidden":true,"merged":[[130,0,133,0],[120,12,121,12],[120,13,121,13],[120,14,121,14],[120,15,121,15],[122,0,125,0],[126,0,129,0],[119,12,119,13],[119,14,119,15],[120,4,121,4],[120,5,121,5],[120,6,121,6],[120,7,121,7],[120,8,121,8],[120,9,121,9],[120,10,121,10],[120,11,121,11],[119,0,121,0],[119,1,121,1],[119,4,119,5],[119,6,119,7],[119,8,119,9],[119,10,119,11],[111,0,114,0],[117,0,118,1],[117,4,117,15],[118,4,118,5],[118,6,118,7],[118,8,118,9],[118,10,118,11],[118,12,118,13],[118,14,118,15],[101,12,102,12],[101,13,102,13],[101,14,102,14],[101,15,102,15],[103,0,106,0],[107,0,110,0],[100,12,100,13],[100,14,100,15],[101,4,102,4],[101,5,102,5],[101,6,102,6],[101,7,102,7],[101,8,102,8],[101,9,102,9],[101,10,102,10],[101,11,102,11],[100,0,102,0],[100,1,102,1],[100,4,100,5],[100,6,100,7],[100,8,100,9],[100,10,100,11],[92,0,95,0],[98,0,99,1],[98,4,98,15],[99,4,99,5],[99,6,99,7],[99,8,99,9],[99,10,99,11],[99,12,99,13],[99,14,99,15],[82,12,83,12],[82,13,83,13],[82,14,83,14],[82,15,83,15],[84,0,87,0],[88,0,91,0],[81,12,81,13],[81,14,81,15],[82,4,83,4],[82,5,83,5],[82,6,83,6],[82,7,83,7],[82,8,83,8],[82,9,83,9],[82,10,83,10],[82,11,83,11],[81,0,83,0],[81,1,83,1],[81,4,81,5],[81,6,81,7],[81,8,81,9],[81,10,81,11],[73,0,76,0],[79,0,80,1],[79,4,79,15],[80,4,80,5],[80,6,80,7],[80,8,80,9],[80,10,80,11],[80,12,80,13],[80,14,80,15],[63,12,64,12],[63,13,64,13],[63,14,64,14],[63,15,64,15],[65,0,68,0],[69,0,72,0],[62,12,62,13],[62,14,62,15],[63,4,64,4],[63,5,64,5],[63,6,64,6],[63,7,64,7],[63,8,64,8],[63,9,64,9],[63,10,64,10],[63,11,64,11],[62,0,64,0],[62,1,64,1],[62,4,62,5],[62,6,62,7],[62,8,62,9],[62,10,62,11],[54,0,57,0],[60,0,61,1],[60,4,60,15],[61,4,61,5],[61,6,61,7],[61,8,61,9],[61,10,61,11],[61,12,61,13],[61,14,61,15],[44,12,45,12],[44,13,45,13],[44,14,45,14],[44,15,45,15],[46,0,49,0],[50,0,53,0],[43,12,43,13],[43,14,43,15],[44,4,45,4],[44,5,45,5],[44,6,45,6],[44,7,45,7],[44,8,45,8],[44,9,45,9],[44,10,45,10],[44,11,45,11],[43,0,45,0],[43,1,45,1],[43,4,43,5],[43,6,43,7],[43,8,43,9],[43,10,43,11],[35,0,38,0],[41,0,42,1],[41,4,41,15],[42,4,42,5],[42,6,42,7],[42,8,42,9],[42,10,42,11],[42,12,42,13],[42,14,42,15],[25,12,26,12],[25,13,26,13],[25,14,26,14],[25,15,26,15],[27,0,30,0],[31,0,34,0],[24,12,24,13],[24,14,24,15],[25,4,26,4],[25,5,26,5],[25,6,26,6],[25,7,26,7],[25,8,26,8],[25,9,26,9],[25,10,26,10],[25,11,26,11],[24,0,26,0],[24,1,26,1],[24,4,24,5],[24,6,24,7],[24,8,24,9],[24,10,24,11],[7,0,10,0],[11,0,14,0],[15,0,18,0],[22,4,22,15],[23,4,23,5],[23,6,23,7],[23,8,23,9],[23,10,23,11],[23,12,23,13],[23,14,23,15],[5,10,6,10],[5,11,6,11],[5,12,6,12],[5,13,6,13],[5,14,6,14],[5,15,6,15],[4,10,4,11],[4,12,4,13],[4,14,4,15],[5,2,6,2],[5,3,6,3],[5,4,6,4],[5,5,6,5],[5,6,6,6],[5,7,6,7],[5,8,6,8],[4,0,6,0],[4,1,6,1],[4,2,4,3],[4,4,4,5],[4,6,4,7],[4,8,4,9],[5,9,6,9],[2,0,2,1],[2,2,2,15],[3,2,3,3],[3,4,3,5],[3,6,3,7],[3,8,3,9],[3,10,3,11],[3,12,3,13],[3,14,3,15]]}
[]
["4A7A60_30",18.2]
["Evaporator Air \n",null,"Condenser  Entering Air Temperature ˚F"]
[80,"°F DB",85,null,90,null,95,null,100,null,105,null,110,null,115]
["CFM","EWB†\n˚F","Capacity Mbtuh",null,"Capacity Mbtuh",null,"Capacity Mbtuh",null,"Capacity Mbtuh",null,"Capacity Mbtuh",null,"Capacity Mbtuh",null,"Capacity Mbtuh"]
[null,null,"Total","Sens.","Total","Sens.","Total","Sens.","Total","Sens.","Total","Sens.","Total","Sens.","Total","Sens."]
[null,null,null,null,null,null,null,null,null,null,null,null,null,null,null,null,null,"Total Factors",null,null,null,null,null,null,"Sens. %",null,null,null,null,null,null,"IDB Adj",null,null,null,null,null,null,"Sens Calc"]
[875,71,{"$f":"R8*$B$2","v":20.149201365187714},{"$f":"IF(AM8>C8,C8,AM8)","v":4.0176655290102383},{"$f":"S8*$B$2","v":19.753522184300341},{"$f":"IF(AN8>E8,E8,AN8)","v":3.8950422099522464},{"$f":"T8*$B$2","v":19.35784300341297},{"$f":"IF(AO8>G8,G8,AO8)","v":3.7741706484641644},{"$f":"U8*$B$2","v":18.931726962457336},{"$f":"IF(AP8>I8,I8,AP8)","v":3.6203951129070346},{"$f":"V8*$B$2","v":18.505610921501702},{"$f":"IF(AQ8>K8,K8,AQ8)","v":3.4698020477815699},{"$f":"W8*$B$2","v":18.109931740614336},{"$f":"IF(AR8>M8,M8,AR8)","v":3.3469923244842432},{"$f":"X8*$B$2","v":17.714252559726962},{"$f":"IF(AS8>O8,O8,AS8)","v":3.2263071672354946},null,1.1070989761092151,1.085358361774744,1.063617747440273,1.0402047781569965,1.01679180887372,0.99505119453924917,0.97331058020477812,0.19939577039274922,0.19718216192593435,0.19496855345911951,0.19123427672955978,0.18750000000000003,0.18481529209621994,0.18213058419243985,-0.3125,-0.30624999999999997,-0.29999999999999993,-0.30624999999999991,-0.31249999999999989,-0.30624999999999997,-0.30000000000000004,{"$f":"Y8*C8+($A$4-80)*AF8*$A$8/1000","v":4.0176655290102383},{"$f":"Z8*E8+($A$4-80)*AG8*$A$8/1000","v":3.8950422099522464},{"$f":"AA8*G8+($A$4-80)*AH8*$A$8/1000","v":3.7741706484641644},{"$f":"AB8*I8+($A$4-80)*AI8*$A$8/1000","v":3.6203951129070346},{"$f":"AC8*K8+($A$4-80)*AJ8*$A$8/1000","v":3.4698020477815699},{"$f":"AD8*M8+($A$4-80)*AK8*$A$8/1000","v":3.3469923244842432},{"$f":"AE8*O8+($A$4-80)*AL8*$A$8/1000","v":3.2263071672354946}]
[null,67,{"$f":"R9*$B$2","v":18.566484641638226},3.3480546075085327,18.201242320819112,{"$f":"IF(AN9>E9,E9,AN9)","v":3.2251627835301364},17.835999999999999,{"$f":"IF(AO9>G9,G9,AO9)","v":3.1045597269624565},17.440320819112625,{"$f":"IF(AP9>I9,I9,AP9)","v":2.9504414023459793},17.044641638225254,{"$f":"IF(AQ9>K9,K9,AQ9)","v":2.8001911262798633},16.679399317406141,{"$f":"IF(AR9>M9,M9,AR9)","v":2.6459430900106966},16.31415699658703,{"$f":"IF(AS9>O9,O9,AS9)","v":2.4958225255972692},null,1.0201365187713312,1.0000682593856656,0.98,0.95825938566552893,0.93651877133105788,0.9164505119453924,0.89638225255972692,0.18032786885245902,0.177194651149779,0.17406143344709896,0.16917357386640663,0.16428571428571428,0.15863539445628996,0.15298507462686564,-0.3125,-0.30625000000000002,-0.30000000000000004,-0.30000000000000004,-0.30000000000000004,-0.30625000000000002,-0.3125,{"$f":"Y9*C9+($A$4-80)*AF9*$A$8/1000","v":3.3480546075085327},{"$f":"Z9*E9+($A$4-80)*AG9*$A$8/1000","v":3.2251627835301364},{"$f":"AA9*G9+($A$4-80)*AH9*$A$8/1000","v":3.1045597269624565},{"$f":"AB9*I9+($A$4-80)*AI9*$A$8/1000","v":2.9504414023459793},{"$f":"AC9*K9+($A$4-80)*AJ9*$A$8/1000","v":2.8001911262798633},{"$f":"AD9*M9+($A$4-80)*AK9*$A$8/1000","v":2.6459430900106966},{"$f":"AE9*O9+($A$4-80)*AL9*$A$8/1000","v":2.4958225255972692}]
[null,63,17.409883959044368,2.8001911262798629,17.044641638225254,2.6459607157497089,16.679399317406141,2.4958225255972688,16.314156996587027,2.3414046851261512,15.948914675767915,2.1914539249146756,15.614109215017063,2.0369429603058209,15.279303754266211,1.8870853242320818,null,0.95658703071672357,0.93651877133105788,0.9164505119453924,0.89638225255972681,0.87631399317406133,0.85791808873720132,0.83952218430034131,0.16083916083916081,0.15523709866775559,0.14963503649635035,0.14351980832451106,0.13740458015267176,0.13045527812414465,0.12350597609561753,-0.30000000000000004,-0.30000000000000004,-0.30000000000000004,-0.30625000000000002,-0.31249999999999994,-0.31249999999999994,-0.31249999999999994,2.8001911262798629,{"$f":"Z10*E10+($A$4-80)*AG10*$A$8/1000","v":2.6459607157497089},{"$f":"AA10*G10+($A$4-80)*AH10*$A$8/1000","v":2.4958225255972688},2.3414046851261512,2.1914539249146756,2.0369429603058209,1.8870853242320818]
[null,59,16.557651877133104,1.7653378839590441,16.22284641638225,1.7660901021102409,15.888040955631398,1.7653378839590441,15.553235494880546,1.7350498263177851,15.218430034129693,1.7044641638225253,14.883624573378839,1.5496406438659374,14.548819112627983,1.4000955631399314,null,0.90976109215017054,0.89136518771331041,0.87296928327645051,0.8545733788395905,0.83617747440273038,0.81778156996587026,0.79938566552901014,0.10661764705882353,0.10886437908496732,0.1111111111111111,0.11155555555555555,0.11199999999999999,0.10411715481171548,9.6234309623430964E-2,-0.41250000000000003,-0.38125000000000003,-0.35000000000000003,-0.32500000000000007,-0.30000000000000004,-0.30625000000000002,-0.3125,1.7653378839590441,{"$f":"Z11*E11+($A$4-80)*AG11*$A$8/1000","v":1.7660901021102409},{"$f":"AA11*G11+($A$4-80)*AH11*$A$8/1000","v":1.7653378839590441},{"$f":"AB11*I11+($A$4-80)*AI11*$A$8/1000","v":1.7350498263177851},1.7044641638225253,1.5496406438659374,1.4000955631399314]
[1000,71,20.560409556313992,4.0996587030716718,20.156655290102393,3.9745328672982114,19.752901023890782,3.8511945392491467,19.318088737201364,3.694280727456158,18.883276450511943,3.5406143344709897,18.47952218430034,3.4152982902900435,18.075767918088737,3.2921501706484637,null,1.1296928327645051,1.1075085324232083,1.0853242320819112,1.0614334470989761,1.0375426621160408,1.0153583617747439,0.99317406143344711,0.19939577039274922,0.19718216192593435,0.19496855345911951,0.19123427672955978,0.18750000000000003,0.18481529209621994,0.18213058419243985,-0.3125,-0.30624999999999997,-0.29999999999999993,-0.30624999999999991,-0.31249999999999989,-0.30624999999999997,-0.30000000000000004,{"$f":"Y12*C12+($A$4-80)*AF12*$A$12/1000","v":4.0996587030716718},{"$f":"Z12*E12+($A$4-80)*AG12*$A$12/1000","v":3.9745328672982114},{"$f":"AA12*G12+($A$4-80)*AH12*$A$12/1000","v":3.8511945392491467},{"$f":"AB12*I12+($A$4-80)*AI12*$A$12/1000","v":3.694280727456158},{"$f":"AC12*K12+($A$4-80)*AJ12*$A$12/1000","v":3.5406143344709897},{"$f":"AD12*M12+($A$4-80)*AK12*$A$12/1000","v":3.4152982902900435},{"$f":"AE12*O12+($A$4-80)*AL12*$A$12/1000","v":3.2921501706484637}]
[null,67,18.945392491467576,3.4163822525597269,18.572696245733784,3.2909824321736081,18.2,3.1679180887372009,17.796245733788393,3.0106544921897744,17.392491467576793,2.8573378839590444,17.019795221843001,2.6999419285823438,16.647098976109213,2.5467576791808866,null,1.0409556313993173,1.0204778156996586,1,0.97781569965870296,0.95563139931740615,0.93515358361774736,0.91467576791808869,0.18032786885245902,0.177194651149779,0.17406143344709896,0.16917357386640663,0.16428571428571428,0.15863539445628996,0.15298507462686564,-0.3125,-0.30625000000000002,-0.30000000000000004,-0.30000000000000004,-0.30000000000000004,-0.30625000000000002,-0.3125,{"$f":"Y13*C13+($A$4-80)*AF13*$A$12/1000","v":3.4163822525597269},{"$f":"Z13*E13+($A$4-80)*AG13*$A$12/1000","v":3.2909824321736081},{"$f":"AA13*G13+($A$4-80)*AH13*$A$12/1000","v":3.1679180887372009},{"$f":"AB13*I13+($A$4-80)*AI13*$A$12/1000","v":3.0106544921897744},{"$f":"AC13*K13+($A$4-80)*AJ13*$A$12/1000","v":2.8573378839590444},{"$f":"AD13*M13+($A$4-80)*AK13*$A$12/1000","v":2.6999419285823438},{"$f":"AE13*O13+($A$4-80)*AL13*$A$12/1000","v":2.5467576791808866}]
[null,63,17.765187713310578,2.8573378839590435,17.392491467576793,2.6999599140303157,17.019795221843001,2.5467576791808866,16.647098976109213,2.3891884542103585,16.274402730375424,2.2361774744027301,15.932764505119453,2.0785132248018581,15.591126279863481,1.9255972696245733,null,0.97610921501706482,0.95563139931740615,0.93515358361774736,0.91467576791808858,0.89419795221843001,0.87542662116040948,0.85665529010238906,0.16083916083916081,0.15523709866775559,0.14963503649635035,0.14351980832451106,0.13740458015267176,0.13045527812414465,0.12350597609561753,-0.30000000000000004,-0.30000000000000004,-0.30000000000000004,-0.30625000000000002,-0.31249999999999994,-0.31249999999999994,-0.31249999999999994,2.8573378839590435,{"$f":"Z14*E14+($A$4-80)*AG14*$A$12/1000","v":2.6999599140303157},{"$f":"AA14*G14+($A$4-80)*AH14*$A$12/1000","v":2.5467576791808866},2.3891884542103585,2.2361774744027301,2.0785132248018581,1.9255972696245733]
[null,59,16.895563139931738,1.8013651877133103,16.553924914675765,1.8021327572553478,16.212286689419795,1.8013651877133103,15.870648464163821,1.7704590064467194,15.529010238907848,1.7392491467576787,15.187372013651876,1.5812659631285073,14.845733788395902,1.428668941979522,null,0.92832764505119447,0.90955631399317394,0.89078498293515362,0.87201365187713309,0.85324232081911255,0.83447098976109213,0.8156996587030716,0.10661764705882353,0.10886437908496732,0.1111111111111111,0.11155555555555555,0.11199999999999999,0.10411715481171548,9.6234309623430964E-2,-0.41250000000000003,-0.38125000000000003,-0.35000000000000003,-0.32500000000000007,-0.30000000000000004,-0.30625000000000002,-0.3125,1.8013651877133103,{"$f":"Z15*E15+($A$4-80)*AG15*$A$12/1000","v":1.8021327572553478},{"$f":"AA15*G15+($A$4-80)*AH15*$A$12/1000","v":1.8013651877133103},1.7704590064467194,1.7392491467576787,1.5812659631285073,1.428668941979522]
[1125,71,20.97161774744027,4.1816518771331044,20.559788395904437,4.0540235246441751,20.147959044368598,3.9282184300341294,19.704450511945392,3.7681663420052809,19.260941979522183,3.61142662116041,18.849112627986344,3.4836042560958438,18.437283276450511,3.3579931740614333,null,1.1522866894197952,1.1296587030716725,1.1070307167235494,1.0826621160409557,1.0582935153583617,1.0356655290102388,1.0130375426621161,0.19939577039274922,0.19718216192593435,0.19496855345911951,0.19123427672955978,0.18750000000000003,0.18481529209621994,0.18213058419243985,-0.3125,-0.30624999999999997,-0.29999999999999993,-0.30624999999999991,-0.31249999999999989,-0.30624999999999997,-0.30000000000000004,{"$f":"Y16*C16+($A$4-80)*AF16*$A$16/1000","v":4.1816518771331044},{"$f":"Z16*E16+($A$4-80)*AG16*$A$16/1000","v":4.0540235246441751},{"$f":"AA16*G16+($A$4-80)*AH16*$A$16/1000","v":3.9282184300341294},{"$f":"AB16*I16+($A$4-80)*AI16*$A$16/1000","v":3.7681663420052809},{"$f":"AC16*K16+($A$4-80)*AJ16*$A$16/1000","v":3.61142662116041},{"$f":"AD16*M16+($A$4-80)*AK16*$A$16/1000","v":3.4836042560958438},{"$f":"AE16*O16+($A$4-80)*AL16*$A$16/1000","v":3.3579931740614333}]
[null,67,19.324300341296929,3.4847098976109216,18.944150170648463,3.3568020808170806,18.564,3.2312764505119449,18.152170648464164,3.0708675820335705,17.740341296928328,2.9144846416382255,17.360191126279862,2.7539407671539906,16.980040955631399,2.5976928327645044,null,1.0617747440273038,1.0408873720136518,1.02,0.99737201365187722,0.97474402730375431,0.95385665529010233,0.93296928327645057,0.18032786885245902,0.177194651149779,0.17406143344709896,0.16917357386640663,0.16428571428571428,0.15863539445628996,0.15298507462686564,-0.3125,-0.30625000000000002,-0.30000000000000004,-0.30000000000000004,-0.30000000000000004,-0.30625000000000002,-0.3125,{"$f":"Y17*C17+($A$4-80)*AF17*$A$16/1000","v":3.4847098976109216},{"$f":"Z17*E17+($A$4-80)*AG17*$A$16/1000","v":3.3568020808170806},{"$f":"AA17*G17+($A$4-80)*AH17*$A$16/1000","v":3.2312764505119449},{"$f":"AB17*I17+($A$4-80)*AI17*$A$16/1000","v":3.0708675820335705},{"$f":"AC17*K17+($A$4-80)*AJ17*$A$16/1000","v":2.9144846416382255},{"$f":"AD17*M17+($A$4-80)*AK17*$A$16/1000","v":2.7539407671539906},{"$f":"AE17*O17+($A$4-80)*AL17*$A$16/1000","v":2.5976928327645044}]
[null,63,18.120491467576791,2.9144846416382246,17.740341296928328,2.7539591123109219,17.360191126279862,2.5976928327645044,16.980040955631399,2.4369722232945659,16.599890784982932,2.2809010238907845,16.251419795221842,2.1200834892978953,15.902948805460749,1.9641092150170647,null,0.99563139931740618,0.97474402730375431,0.95385665529010233,0.93296928327645046,0.91208191126279858,0.89293515358361775,0.8737883959044368,0.16083916083916081,0.15523709866775559,0.14963503649635035,0.14351980832451106,0.13740458015267176,0.13045527812414465,0.12350597609561753,-0.30000000000000004,-0.30000000000000004,-0.30000000000000004,-0.30625000000000002,-0.31249999999999994,-0.31249999999999994,-0.31249999999999994,2.9144846416382246,{"$f":"Z18*E18+($A$4-80)*AG18*$A$16/1000","v":2.7539591123109219},{"$f":"AA18*G18+($A$4-80)*AH18*$A$16/1000","v":2.5976928327645044},2.4369722232945659,2.2809010238907845,2.1200834892978953,1.9641092150170647]
[null,59,17.233474402730373,1.8373924914675765,16.885003412969279,1.8381754124004546,16.536532423208193,1.837392491467577,16.1880614334471,1.8058681865756541,15.839590443686005,1.7740341296928324,15.491119453924915,1.6128912823910777,15.142648464163821,1.4572423208191125,null,0.94689419795221841,0.92774744027303746,0.90860068259385673,0.88945392491467579,0.87030716723549484,0.851160409556314,0.83201365187713305,0.10661764705882353,0.10886437908496732,0.1111111111111111,0.11155555555555555,0.11199999999999999,0.10411715481171548,9.6234309623430964E-2,-0.41250000000000003,-0.38125000000000003,-0.35000000000000003,-0.32500000000000007,-0.30000000000000004,-0.30625000000000002,-0.3125,1.8373924914675765,{"$f":"Z19*E19+($A$4-80)*AG19*$A$16/1000","v":1.8381754124004546},{"$f":"AA19*G19+($A$4-80)*AH19*$A$16/1000","v":1.837392491467577},1.8058681865756541,1.7740341296928324,1.6128912823910777,1.4572423208191125]

{"sheet":"4A7A60_36","index":24,"n_rows":19,"n_cols":45,"rows_kept":19,"cut":false,"hidden":true,"merged":[[130,0,133,0],[120,12,121,12],[120,13,121,13],[120,14,121,14],[120,15,121,15],[122,0,125,0],[126,0,129,0],[119,12,119,13],[119,14,119,15],[120,4,121,4],[120,5,121,5],[120,6,121,6],[120,7,121,7],[120,8,121,8],[120,9,121,9],[120,10,121,10],[120,11,121,11],[119,0,121,0],[119,1,121,1],[119,4,119,5],[119,6,119,7],[119,8,119,9],[119,10,119,11],[111,0,114,0],[117,0,118,1],[117,4,117,15],[118,4,118,5],[118,6,118,7],[118,8,118,9],[118,10,118,11],[118,12,118,13],[118,14,118,15],[101,12,102,12],[101,13,102,13],[101,14,102,14],[101,15,102,15],[103,0,106,0],[107,0,110,0],[100,12,100,13],[100,14,100,15],[101,4,102,4],[101,5,102,5],[101,6,102,6],[101,7,102,7],[101,8,102,8],[101,9,102,9],[101,10,102,10],[101,11,102,11],[100,0,102,0],[100,1,102,1],[100,4,100,5],[100,6,100,7],[100,8,100,9],[100,10,100,11],[92,0,95,0],[98,0,99,1],[98,4,98,15],[99,4,99,5],[99,6,99,7],[99,8,99,9],[99,10,99,11],[99,12,99,13],[99,14,99,15],[82,12,83,12],[82,13,83,13],[82,14,83,14],[82,15,83,15],[84,0,87,0],[88,0,91,0],[81,12,81,13],[81,14,81,15],[82,4,83,4],[82,5,83,5],[82,6,83,6],[82,7,83,7],[82,8,83,8],[82,9,83,9],[82,10,83,10],[82,11,83,11],[81,0,83,0],[81,1,83,1],[81,4,81,5],[81,6,81,7],[81,8,81,9],[81,10,81,11],[73,0,76,0],[79,0,80,1],[79,4,79,15],[80,4,80,5],[80,6,80,7],[80,8,80,9],[80,10,80,11],[80,12,80,13],[80,14,80,15],[63,12,64,12],[63,13,64,13],[63,14,64,14],[63,15,64,15],[65,0,68,0],[69,0,72,0],[62,12,62,13],[62,14,62,15],[63,4,64,4],[63,5,64,5],[63,6,64,6],[63,7,64,7],[63,8,64,8],[63,9,64,9],[63,10,64,10],[63,11,64,11],[62,0,64,0],[62,1,64,1],[62,4,62,5],[62,6,62,7],[62,8,62,9],[62,10,62,11],[54,0,57,0],[60,0,61,1],[60,4,60,15],[61,4,61,5],[61,6,61,7],[61,8,61,9],[61,10,61,11],[61,12,61,13],[61,14,61,15],[44,12,45,12],[44,13,45,13],[44,14,45,14],[44,15,45,15],[46,0,49,0],[50,0,53,0],[43,12,43,13],[43,14,43,15],[44,4,45,4],[44,5,45,5],[44,6,45,6],[44,7,45,7],[44,8,45,8],[44,9,45,9],[44,10,45,10],[44,11,45,11],[43,0,45,0],[43,1,45,1],[43,4,43,5],[43,6,43,7],[43,8,43,9],[43,10,43,11],[35,0,38,0],[41,0,42,1],[41,4,41,15],[42,4,42,5],[42,6,42,7],[42,8,42,9],[42,10,42,11],[42,12,42,13],[42,14,42,15],[25,12,26,12],[25,13,26,13],[25,14,26,14],[25,15,26,15],[27,0,30,0],[31,0,34,0],[24,12,24,13],[24,14,24,15],[25,4,26,4],[25,5,26,5],[25,6,26,6],[25,7,26,7],[25,8,26,8],[25,9,26,9],[25,10,26,10],[25,11,26,11],[24,0,26,0],[24,1,26,1],[24,4,24,5],[24,6,24,7],[24,8,24,9],[24,10,24,11],[7,0,10,0],[11,0,14,0],[15,0,18,0],[22,4,22,15],[23,4,23,5],[23,6,23,7],[23,8,23,9],[23,10,23,11],[23,12,23,13],[23,14,23,15],[5,10,6,10],[5,11,6,11],[5,12,6,12],[5,13,6,13],[5,14,6,14],[5,15,6,15],[4,10,4,11],[4,12,4,13],[4,14,4,15],[5,2,6,2],[5,3,6,3],[5,4,6,4],[5,5,6,5],[5,6,6,6],[5,7,6,7],[5,8,6,8],[4,0,6,0],[4,1,6,1],[4,2,4,3],[4,4,4,5],[4,6,4,7],[4,8,4,9],[5,9,6,9],[2,0,2,1],[2,2,2,15],[3,2,3,3],[3,4,3,5],[3,6,3,7],[3,8,3,9],[3,10,3,11],[3,12,3,13],[3,14,3,15]]}
[]
["4A7A60_36",18.2]
["Evaporator Air \n",null,"Condenser  Entering Air Temperature ˚F"]
[80,"°F DB",85,null,90,null,95,null,100,null,105,null,110,null,115]
["CFM","EWB†\n˚F","Capacity Mbtuh",null,"Capacity Mbtuh",null,"Capacity Mbtuh",null,"Capacity Mbtuh",null,"Capacity Mbtuh",null,"Capacity Mbtuh",null,"Capacity Mbtuh"]
[null,null,"Total","Sens.","Total","Sens.","Total","Sens.","Total","Sens.","Total","Sens.","Total","Sens.","Total","Sens."]
[null,null,null,null,null,null,null,null,null,null,null,null,null,null,null,null,null,"Total Factors",null,null,null,null,null,null,"Sens. %",null,null,null,null,null,null,"IDB Adj",null,null,null,null,null,null,"Sens Calc"]
[1050,71,{"$f":"R8*$B$2","v":20.194479338842978},{"$f":"IF(AM8>C8,C8,AM8)","v":4.8152286501377422},{"$f":"S8*$B$2","v":19.776831955922862},{"$f":"IF(AN8>E8,E8,AN8)","v":4.666792043052876},{"$f":"T8*$B$2","v":19.359184573002754},{"$f":"IF(AO8>G8,G8,AO8)","v":4.5204187327823684},{"$f":"U8*$B$2","v":18.941537190082641},{"$f":"IF(AP8>I8,I8,AP8)","v":4.3970104878969654},{"$f":"V8*$B$2","v":18.52388980716254},{"$f":"IF(AQ8>K8,K8,AQ8)","v":4.2747438016528934},{"$f":"W8*$B$2","v":18.130809917355375},{"$f":"IF(AR8>M8,M8,AR8)","v":4.1260824614821088},{"$f":"X8*$B$2","v":17.73773002754821},{"$f":"IF(AS8>O8,O8,AS8)","v":3.9799338842975205},null,1.1095867768595042,1.0866391184573001,1.0636914600550964,1.0407438016528925,1.017796143250689,0.99619834710743826,0.97460055096418741,0.23844282238442824,0.23597268022774709,0.23350253807106597,0.23213588442014835,0.23076923076923073,0.22757298103558488,0.22437673130193905,-0.18749999999999989,-0.1875,-0.18750000000000008,-0.18229166666666677,-0.17708333333333345,-0.18229166666666677,-0.18750000000000008,{"$f":"Y8*C8+($A$4-80)*AF8*$A$8/1000","v":4.8152286501377422},{"$f":"Z8*E8+($A$4-80)*AG8*$A$8/1000","v":4.666792043052876},{"$f":"AA8*G8+($A$4-80)*AH8*$A$8/1000","v":4.5204187327823684},{"$f":"AB8*I8+($A$4-80)*AI8*$A$8/1000","v":4.3970104878969654},{"$f":"AC8*K8+($A$4-80)*AJ8*$A$8/1000","v":4.2747438016528934},{"$f":"AD8*M8+($A$4-80)*AK8*$A$8/1000","v":4.1260824614821088},{"$f":"AE8*O8+($A$4-80)*AL8*$A$8/1000","v":3.9799338842975205}]
[null,67,{"$f":"R9*$B$2","v":18.573024793388431},4.4712837465564741,18.204512396694216,{"$f":"IF(AN9>E9,E9,AN9)","v":4.3226662050001643},17.835999999999999,{"$f":"IF(AO9>G9,G9,AO9)","v":4.1764738292011021},17.467487603305784,{"$f":"IF(AP9>I9,I9,AP9)","v":4.0277517546380146},17.09897520661157,{"$f":"IF(AQ9>K9,K9,AQ9)","v":3.8816639118457306},16.705895316804408,{"$f":"IF(AR9>M9,M9,AR9)","v":3.7328572349624585},16.312815426997247,{"$f":"IF(AS9>O9,O9,AS9)","v":3.5868539944903581},null,1.0204958677685951,1.0002479338842976,0.98,0.95975206611570252,0.93950413223140505,0.91790633608815431,0.89630853994490367,0.24074074074074076,0.2374502601775329,0.23415977961432508,0.23058563693359935,0.22701149425287359,0.22344550616258135,0.21987951807228914,-0.17708333333333345,-0.18229166666666677,-0.18750000000000008,-0.1875,-0.18749999999999989,-0.18749999999999994,-0.18749999999999997,{"$f":"Y9*C9+($A$4-80)*AF9*$A$8/1000","v":4.4712837465564741},{"$f":"Z9*E9+($A$4-80)*AG9*$A$8/1000","v":4.3226662050001643},{"$f":"AA9*G9+($A$4-80)*AH9*$A$8/1000","v":4.1764738292011021},{"$f":"AB9*I9+($A$4-80)*AI9*$A$8/1000","v":4.0277517546380146},{"$f":"AC9*K9+($A$4-80)*AJ9*$A$8/1000","v":3.8816639118457306},{"$f":"AD9*M9+($A$4-80)*AK9*$A$8/1000","v":3.7328572349624585},{"$f":"AE9*O9+($A$4-80)*AL9*$A$8/1000","v":3.5868539944903581}]
[null,63,17.393785123966943,4.1764738292011021,17.049840220385676,4.0277343551530898,16.705895316804408,3.8816639118457301,16.337382920110194,3.7328332604116028,15.968870523415978,3.5868539944903581,15.624925619834713,3.4378701049666502,15.280980716253445,3.2920440771349866,null,0.955702479338843,0.93680440771349871,0.91790633608815431,0.89765840220385684,0.87741046831955927,0.85851239669421497,0.83961432506887068,0.24011299435028249,0.23623296776337654,0.2323529411764706,0.2284841628959276,0.22461538461538461,0.2200247341083354,0.21543408360128616,-0.18750000000000008,-0.1875,-0.18749999999999989,-0.18749999999999994,-0.18749999999999997,-0.18749999999999997,-0.18749999999999997,4.1764738292011021,{"$f":"Z10*E10+($A$4-80)*AG10*$A$8/1000","v":4.0277343551530898},{"$f":"AA10*G10+($A$4-80)*AH10*$A$8/1000","v":3.8816639118457301},3.7328332604116028,3.5868539944903581,3.4378701049666502,3.2920440771349866]
[null,59,16.607625344352616,3.2920440771349861,16.263680440771349,3.293517067855452,15.919735537190082,3.2920440771349861,15.575790633608817,3.2936501121785904,15.231845730027548,3.2920440771349861,14.912468319559228,3.1931341010747296,14.593090909090909,3.095504132231405,null,0.91250688705234151,0.89360881542699722,0.87471074380165292,0.85581267217630863,0.83691460055096423,0.819366391184573,0.80181818181818187,0.19822485207100593,0.20250748776389804,0.20679012345679013,0.21145957785742731,0.21612903225806451,0.21412512218963831,0.21212121212121213,-0.34375,-0.30729166666666669,-0.27083333333333337,-0.23958333333333331,-0.20833333333333323,-0.1979166666666666,-0.18749999999999997,3.2920440771349861,{"$f":"Z11*E11+($A$4-80)*AG11*$A$8/1000","v":3.293517067855452},{"$f":"AA11*G11+($A$4-80)*AH11*$A$8/1000","v":3.2920440771349861},{"$f":"AB11*I11+($A$4-80)*AI11*$A$8/1000","v":3.2936501121785904},3.2920440771349861,3.1931341010747296,3.095504132231405]
[1200,71,20.606611570247939,4.9134986225895334,20.180440771349861,4.7620326969927307,19.754269972451791,4.6126721763085392,19.328099173553717,4.4867453958132302,18.90192837465565,4.3619834710743799,18.500826446280993,4.2102882260021515,18.099724517906338,4.0611570247933892,null,1.1322314049586779,1.1088154269972452,1.0853994490358128,1.0619834710743801,1.0385674931129478,1.0165289256198349,0.99449035812672193,0.23844282238442824,0.23597268022774709,0.23350253807106597,0.23213588442014835,0.23076923076923073,0.22757298103558488,0.22437673130193905,-0.18749999999999989,-0.1875,-0.18750000000000008,-0.18229166666666677,-0.17708333333333345,-0.18229166666666677,-0.18750000000000008,{"$f":"Y12*C12+($A$4-80)*AF12*$A$12/1000","v":4.9134986225895334},{"$f":"Z12*E12+($A$4-80)*AG12*$A$12/1000","v":4.7620326969927307},{"$f":"AA12*G12+($A$4-80)*AH12*$A$12/1000","v":4.6126721763085392},{"$f":"AB12*I12+($A$4-80)*AI12*$A$12/1000","v":4.4867453958132302},{"$f":"AC12*K12+($A$4-80)*AJ12*$A$12/1000","v":4.3619834710743799},{"$f":"AD12*M12+($A$4-80)*AK12*$A$12/1000","v":4.2102882260021515},{"$f":"AE12*O12+($A$4-80)*AL12*$A$12/1000","v":4.0611570247933892}]
[null,67,18.952066115702479,4.5625344352617079,18.576033057851241,4.4108838826532288,18.2,4.2617079889807163,17.823966942148758,4.1099507700387905,17.44793388429752,3.9608815426997248,17.046831955922865,3.8090379948596516,16.645730027548211,3.6600550964187328,null,1.0413223140495869,1.0206611570247934,1,0.97933884297520657,0.95867768595041325,0.9366391184573003,0.91460055096418746,0.24074074074074076,0.2374502601775329,0.23415977961432508,0.23058563693359935,0.22701149425287359,0.22344550616258135,0.21987951807228914,-0.17708333333333345,-0.18229166666666677,-0.18750000000000008,-0.1875,-0.18749999999999989,-0.18749999999999994,-0.18749999999999997,{"$f":"Y13*C13+($A$4-80)*AF13*$A$12/1000","v":4.5625344352617079},{"$f":"Z13*E13+($A$4-80)*AG13*$A$12/1000","v":4.4108838826532288},{"$f":"AA13*G13+($A$4-80)*AH13*$A$12/1000","v":4.2617079889807163},{"$f":"AB13*I13+($A$4-80)*AI13*$A$12/1000","v":4.1099507700387905},{"$f":"AC13*K13+($A$4-80)*AJ13*$A$12/1000","v":3.9608815426997248},{"$f":"AD13*M13+($A$4-80)*AK13*$A$12/1000","v":3.8090379948596516},{"$f":"AE13*O13+($A$4-80)*AL13*$A$12/1000","v":3.6600550964187328}]
[null,63,17.748760330578513,4.2617079889807163,17.397796143250691,4.109933015462337,17.046831955922865,3.9608815426997248,16.670798898071627,3.8090135310322482,16.294765840220386,3.6600550964187328,15.943801652892564,3.5080307193537248,15.59283746556474,3.3592286501377413,null,0.97520661157024802,0.95592286501377421,0.9366391184573003,0.91597796143250698,0.89531680440771355,0.87603305785123975,0.85674931129476595,0.24011299435028249,0.23623296776337654,0.2323529411764706,0.2284841628959276,0.22461538461538461,0.2200247341083354,0.21543408360128616,-0.18750000000000008,-0.1875,-0.18749999999999989,-0.18749999999999994,-0.18749999999999997,-0.18749999999999997,-0.18749999999999997,4.2617079889807163,{"$f":"Z14*E14+($A$4-80)*AG14*$A$12/1000","v":4.109933015462337},{"$f":"AA14*G14+($A$4-80)*AH14*$A$12/1000","v":3.9608815426997248},3.8090135310322482,3.6600550964187328,3.5080307193537248,3.3592286501377413]
[null,59,16.946556473829201,3.3592286501377413,16.595592286501375,3.360731701893318,16.244628099173553,3.3592286501377409,15.89366391184573,3.3608674614067247,15.542699724517908,3.3592286501377413,15.2168044077135,3.2583001031374801,14.890909090909091,3.1586776859504133,null,0.93112947658402201,0.9118457300275481,0.8925619834710744,0.8732782369146006,0.8539944903581268,0.83608815426997252,0.81818181818181823,0.19822485207100593,0.20250748776389804,0.20679012345679013,0.21145957785742731,0.21612903225806451,0.21412512218963831,0.21212121212121213,-0.34375,-0.30729166666666669,-0.27083333333333337,-0.23958333333333331,-0.20833333333333323,-0.1979166666666666,-0.18749999999999997,3.3592286501377413,{"$f":"Z15*E15+($A$4-80)*AG15*$A$12/1000","v":3.360731701893318},{"$f":"AA15*G15+($A$4-80)*AH15*$A$12/1000","v":3.3592286501377409},3.3608674614067247,3.3592286501377413,3.2583001031374801,3.1586776859504133]
[1350,71,21.018743801652892,5.0117685950413229,20.584049586776864,4.8572733509325863,20.149355371900828,4.7049256198347109,19.714661157024796,4.5764803037294959,19.279966942148761,4.4492231404958673,18.870842975206617,4.2944939905221959,18.461719008264463,4.1423801652892562,null,1.1548760330578514,1.1309917355371903,1.1071074380165291,1.0832231404958679,1.0593388429752066,1.0368595041322317,1.0143801652892563,0.23844282238442824,0.23597268022774709,0.23350253807106597,0.23213588442014835,0.23076923076923073,0.22757298103558488,0.22437673130193905,-0.18749999999999989,-0.1875,-0.18750000000000008,-0.18229166666666677,-0.17708333333333345,-0.18229166666666677,-0.18750000000000008,{"$f":"Y16*C16+($A$4-80)*AF16*$A$16/1000","v":5.0117685950413229},{"$f":"Z16*E16+($A$4-80)*AG16*$A$16/1000","v":4.8572733509325863},{"$f":"AA16*G16+($A$4-80)*AH16*$A$16/1000","v":4.7049256198347109},{"$f":"AB16*I16+($A$4-80)*AI16*$A$16/1000","v":4.5764803037294959},{"$f":"AC16*K16+($A$4-80)*AJ16*$A$16/1000","v":4.4492231404958673},{"$f":"AD16*M16+($A$4-80)*AK16*$A$16/1000","v":4.2944939905221959},{"$f":"AE16*O16+($A$4-80)*AL16*$A$16/1000","v":4.1423801652892562}]
[null,67,19.331107438016531,4.6537851239669425,18.947553719008265,4.4991015603062934,18.564,4.3469421487603306,18.180446280991735,4.1921497854395664,17.796892561983469,4.0400991735537195,17.387768595041322,3.8852187547568442,16.978644628099175,3.7332561983471075,null,1.0621487603305786,1.0410743801652893,1.02,0.99892561983471073,0.97785123966942145,0.9553719008264463,0.93289256198347126,0.24074074074074076,0.2374502601775329,0.23415977961432508,0.23058563693359935,0.22701149425287359,0.22344550616258135,0.21987951807228914,-0.17708333333333345,-0.18229166666666677,-0.18750000000000008,-0.1875,-0.18749999999999989,-0.18749999999999994,-0.18749999999999997,{"$f":"Y17*C17+($A$4-80)*AF17*$A$16/1000","v":4.6537851239669425},{"$f":"Z17*E17+($A$4-80)*AG17*$A$16/1000","v":4.4991015603062934},{"$f":"AA17*G17+($A$4-80)*AH17*$A$16/1000","v":4.3469421487603306},{"$f":"AB17*I17+($A$4-80)*AI17*$A$16/1000","v":4.1921497854395664},{"$f":"AC17*K17+($A$4-80)*AJ17*$A$16/1000","v":4.0400991735537195},{"$f":"AD17*M17+($A$4-80)*AK17*$A$16/1000","v":3.8852187547568442},{"$f":"AE17*O17+($A$4-80)*AL17*$A$16/1000","v":3.7332561983471075}]
[null,63,18.103735537190083,4.3469421487603306,17.745752066115703,4.1921316757715834,17.387768595041322,4.0400991735537195,17.00421487603306,3.8851938016528931,16.620661157024795,3.7332561983471075,16.262677685950415,3.5781913337407993,15.904694214876033,3.4264132231404956,null,0.99471074380165292,0.97504132231404961,0.9553719008264463,0.93429752066115712,0.91322314049586784,0.89355371900826452,0.87388429752066121,0.24011299435028249,0.23623296776337654,0.2323529411764706,0.2284841628959276,0.22461538461538461,0.2200247341083354,0.21543408360128616,-0.18750000000000008,-0.1875,-0.18749999999999989,-0.18749999999999994,-0.18749999999999997,-0.18749999999999997,-0.18749999999999997,4.3469421487603306,{"$f":"Z18*E18+($A$4-80)*AG18*$A$16/1000","v":4.1921316757715834},{"$f":"AA18*G18+($A$4-80)*AH18*$A$16/1000","v":4.0400991735537195},3.8851938016528931,3.7332561983471075,3.5781913337407993,3.4264132231404956]
[null,59,17.285487603305786,3.426413223140496,16.927504132231405,3.427946335931185,16.569520661157025,3.426413223140496,16.211537190082645,3.4280848106348594,15.853553719008266,3.426413223140496,15.521140495867771,3.3234661052002297,15.188727272727274,3.2218512396694217,null,0.94975206611570251,0.93008264462809931,0.910413223140496,0.89074380165289269,0.87107438016528937,0.85280991735537204,0.83454545454545459,0.19822485207100593,0.20250748776389804,0.20679012345679013,0.21145957785742731,0.21612903225806451,0.21412512218963831,0.21212121212121213,-0.34375,-0.30729166666666669,-0.27083333333333337,-0.23958333333333331,-0.20833333333333323,-0.1979166666666666,-0.18749999999999997,3.426413223140496,{"$f":"Z19*E19+($A$4-80)*AG19*$A$16/1000","v":3.427946335931185},{"$f":"AA19*G19+($A$4-80)*AH19*$A$16/1000","v":3.426413223140496},3.4280848106348594,3.426413223140496,3.3234661052002297,3.2218512396694217]

{"sheet":"4A7A60_42","index":25,"n_rows":19,"n_cols":45,"rows_kept":19,"cut":false,"hidden":true,"merged":[[130,0,133,0],[120,12,121,12],[120,13,121,13],[120,14,121,14],[120,15,121,15],[122,0,125,0],[126,0,129,0],[119,12,119,13],[119,14,119,15],[120,4,121,4],[120,5,121,5],[120,6,121,6],[120,7,121,7],[120,8,121,8],[120,9,121,9],[120,10,121,10],[120,11,121,11],[119,0,121,0],[119,1,121,1],[119,4,119,5],[119,6,119,7],[119,8,119,9],[119,10,119,11],[111,0,114,0],[117,0,118,1],[117,4,117,15],[118,4,118,5],[118,6,118,7],[118,8,118,9],[118,10,118,11],[118,12,118,13],[118,14,118,15],[101,12,102,12],[101,13,102,13],[101,14,102,14],[101,15,102,15],[103,0,106,0],[107,0,110,0],[100,12,100,13],[100,14,100,15],[101,4,102,4],[101,5,102,5],[101,6,102,6],[101,7,102,7],[101,8,102,8],[101,9,102,9],[101,10,102,10],[101,11,102,11],[100,0,102,0],[100,1,102,1],[100,4,100,5],[100,6,100,7],[100,8,100,9],[100,10,100,11],[92,0,95,0],[98,0,99,1],[98,4,98,15],[99,4,99,5],[99,6,99,7],[99,8,99,9],[99,10,99,11],[99,12,99,13],[99,14,99,15],[82,12,83,12],[82,13,83,13],[82,14,83,14],[82,15,83,15],[84,0,87,0],[88,0,91,0],[81,12,81,13],[81,14,81,15],[82,4,83,4],[82,5,83,5],[82,6,83,6],[82,7,83,7],[82,8,83,8],[82,9,83,9],[82,10,83,10],[82,11,83,11],[81,0,83,0],[81,1,83,1],[81,4,81,5],[81,6,81,7],[81,8,81,9],[81,10,81,11],[73,0,76,0],[79,0,80,1],[79,4,79,15],[80,4,80,5],[80,6,80,7],[80,8,80,9],[80,10,80,11],[80,12,80,13],[80,14,80,15],[63,12,64,12],[63,13,64,13],[63,14,64,14],[63,15,64,15],[65,0,68,0],[69,0,72,0],[62,12,62,13],[62,14,62,15],[63,4,64,4],[63,5,64,5],[63,6,64,6],[63,7,64,7],[63,8,64,8],[63,9,64,9],[63,10,64,10],[63,11,64,11],[62,0,64,0],[62,1,64,1],[62,4,62,5],[62,6,62,7],[62,8,62,9],[62,10,62,11],[54,0,57,0],[60,0,61,1],[60,4,60,15],[61,4,61,5],[61,6,61,7],[61,8,61,9],[61,10,61,11],[61,12,61,13],[61,14,61,15],[44,12,45,12],[44,13,45,13],[44,14,45,14],[44,15,45,15],[46,0,49,0],[50,0,53,0],[43,12,43,13],[43,14,43,15],[44,4,45,4],[44,5,45,5],[44,6,45,6],[44,7,45,7],[44,8,45,8],[44,9,45,9],[44,10,45,10],[44,11,45,11],[43,0,45,0],[43,1,45,1],[43,4,43,5],[43,6,43,7],[43,8,43,9],[43,10,43,11],[35,0,38,0],[41,0,42,1],[41,4,41,15],[42,4,42,5],[42,6,42,7],[42,8,42,9],[42,10,42,11],[42,12,42,13],[42,14,42,15],[25,12,26,12],[25,13,26,13],[25,14,26,14],[25,15,26,15],[27,0,30,0],[31,0,34,0],[24,12,24,13],[24,14,24,15],[25,4,26,4],[25,5,26,5],[25,6,26,6],[25,7,26,7],[25,8,26,8],[25,9,26,9],[25,10,26,10],[25,11,26,11],[24,0,26,0],[24,1,26,1],[24,4,24,5],[24,6,24,7],[24,8,24,9],[24,10,24,11],[7,0,10,0],[11,0,14,0],[15,0,18,0],[22,4,22,15],[23,4,23,5],[23,6,23,7],[23,8,23,9],[23,10,23,11],[23,12,23,13],[23,14,23,15],[5,10,6,10],[5,11,6,11],[5,12,6,12],[5,13,6,13],[5,14,6,14],[5,15,6,15],[4,10,4,11],[4,12,4,13],[4,14,4,15],[5,2,6,2],[5,3,6,3],[5,4,6,4],[5,5,6,5],[5,6,6,6],[5,7,6,7],[5,8,6,8],[4,0,6,0],[4,1,6,1],[4,2,4,3],[4,4,4,5],[4,6,4,7],[4,8,4,9],[5,9,6,9],[2,0,2,1],[2,2,2,15],[3,2,3,3],[3,4,3,5],[3,6,3,7],[3,8,3,9],[3,10,3,11],[3,12,3,13],[3,14,3,15]]}
[]
["4A7A60_42",18.2]
["Evaporator Air \n",null,"Condenser  Entering Air Temperature ˚F"]
[80,"°F DB",85,null,90,null,95,null,100,null,105,null,110,null,115]
["CFM","EWB†\n˚F","Capacity Mbtuh",null,"Capacity Mbtuh",null,"Capacity Mbtuh",null,"Capacity Mbtuh",null,"Capacity Mbtuh",null,"Capacity Mbtuh",null,"Capacity Mbtuh"]
[null,null,"Total","Sens.","Total","Sens.","Total","Sens.","Total","Sens.","Total","Sens.","Total","Sens.","Total","Sens."]
[null,null,null,null,null,null,null,null,null,null,null,null,null,null,null,null,null,"Total Factors",null,null,null,null,null,null,"Sens. %",null,null,null,null,null,null,"IDB Adj",null,null,null,null,null,null,"Sens Calc"]
[1225,71,{"$f":"R8*$B$2","v":20.049536992840096},{"$f":"IF(AM8>C8,C8,AM8)","v":4.5973460620525062},{"$f":"S8*$B$2","v":19.687708830548928},{"$f":"IF(AN8>E8,E8,AN8)","v":4.4688044160814151},{"$f":"T8*$B$2","v":19.325880668257753},{"$f":"IF(AO8>G8,G8,AO8)","v":4.3419379474940323},{"$f":"U8*$B$2","v":18.985336515513126},{"$f":"IF(AP8>I8,I8,AP8)","v":4.2349715960544305},{"$f":"V8*$B$2","v":18.644792362768499},{"$f":"IF(AQ8>K8,K8,AQ8)","v":4.1290978520286394},{"$f":"W8*$B$2","v":18.282964200477327},{"$f":"IF(AR8>M8,M8,AR8)","v":4.0004332914606389},{"$f":"X8*$B$2","v":17.921136038186159},{"$f":"IF(AS8>O8,O8,AS8)","v":3.8736897374701669},null,1.1016229116945109,1.0817422434367543,1.0618615751789975,1.0431503579952268,1.0244391408114559,1.0045584725536993,0.98467780429594287,0.22929936305732485,0.22698448329077697,0.22466960352422907,0.22306539536942047,0.22146118721461186,0.21880660310849356,0.21615201900237527,-0.21428571428571416,-0.21428571428571425,-0.21428571428571433,-0.21428571428571433,-0.21428571428571433,-0.21428571428571433,-0.21428571428571433,{"$f":"Y8*C8+($A$4-80)*AF8*$A$8/1000","v":4.5973460620525062},{"$f":"Z8*E8+($A$4-80)*AG8*$A$8/1000","v":4.4688044160814151},{"$f":"AA8*G8+($A$4-80)*AH8*$A$8/1000","v":4.3419379474940323},{"$f":"AB8*I8+($A$4-80)*AI8*$A$8/1000","v":4.2349715960544305},{"$f":"AC8*K8+($A$4-80)*AJ8*$A$8/1000","v":4.1290978520286394},{"$f":"AD8*M8+($A$4-80)*AK8*$A$8/1000","v":4.0004332914606389},{"$f":"AE8*O8+($A$4-80)*AL8*$A$8/1000","v":3.8736897374701669}]
[null,67,{"$f":"R9*$B$2","v":18.474520286396181},4.1716658711217187,18.155260143198088,{"$f":"IF(AN9>E9,E9,AN9)","v":4.0429663533913676},17.835999999999999,{"$f":"IF(AO9>G9,G9,AO9)","v":3.9162577565632453},17.495455847255368,{"$f":"IF(AP9>I9,I9,AP9)","v":3.7875029669863851},17.154911694510741,{"$f":"IF(AQ9>K9,K9,AQ9)","v":3.6608496420047736},16.835651551312651,{"$f":"IF(AR9>M9,M9,AR9)","v":3.5536894507485726},16.516391408114554,{"$f":"IF(AS9>O9,O9,AS9)","v":3.4480095465393785},null,1.0150835322195704,0.99754176610978518,0.98,0.96128878281622909,0.94257756563245831,0.92503579952267312,0.9074940334128877,0.22580645161290325,0.22268842867041344,0.21957040572792361,0.21648495472500401,0.21339950372208438,0.21108119516001128,0.20876288659793815,-0.21428571428571416,-0.21428571428571425,-0.21428571428571433,-0.21428571428571433,-0.21428571428571433,-0.20982142857142863,-0.20535714285714293,{"$f":"Y9*C9+($A$4-80)*AF9*$A$8/1000","v":4.1716658711217187},{"$f":"Z9*E9+($A$4-80)*AG9*$A$8/1000","v":4.0429663533913676},{"$f":"AA9*G9+($A$4-80)*AH9*$A$8/1000","v":3.9162577565632453},{"$f":"AB9*I9+($A$4-80)*AI9*$A$8/1000","v":3.7875029669863851},{"$f":"AC9*K9+($A$4-80)*AJ9*$A$8/1000","v":3.6608496420047736},{"$f":"AD9*M9+($A$4-80)*AK9*$A$8/1000","v":3.5536894507485726},{"$f":"AE9*O9+($A$4-80)*AL9*$A$8/1000","v":3.4480095465393785}]
[null,63,17.282615751789979,3.7885536992840105,16.984639618138427,3.6813997201876396,16.686663484486875,3.5757136038186159,16.388687350835323,3.4468271015645717,16.09071121718377,3.3203054892601434,15.771451073985679,3.1913240563587713,15.452190930787587,3.0648973747016708,null,0.94959427207637248,0.93322195704057287,0.91684964200477337,0.90047732696897387,0.88410501193317415,0.86656324582338895,0.84902147971360376,0.21921182266009853,0.21674876847290642,0.21428571428571427,0.21031746031746032,0.20634920634920637,0.20234815689361146,0.19834710743801656,-0.21428571428571433,-0.21428571428571433,-0.21428571428571433,-0.2142857142857143,-0.21428571428571425,-0.21428571428571425,-0.21428571428571425,3.7885536992840105,{"$f":"Z10*E10+($A$4-80)*AG10*$A$8/1000","v":3.6813997201876396},{"$f":"AA10*G10+($A$4-80)*AH10*$A$8/1000","v":3.5757136038186159},3.4468271015645717,3.3203054892601434,3.1913240563587713,3.0648973747016708]
[null,59,16.516391408114554,2.9797613365155127,16.218415274463005,2.9807675131617533,15.920439140811455,2.9797613365155131,15.622463007159904,2.9808457713453502,15.324486873508354,2.9797613365155131,15.026510739856803,2.8940750854942574,14.728534606205249,2.8094892601431978,null,0.9074940334128877,0.8911217183770882,0.87474940334128881,0.85837708830548931,0.84200477326968981,0.82563245823389031,0.8092601431980907,0.18041237113402064,0.18378907326754507,0.18716577540106952,0.19080510992275698,0.19444444444444445,0.19259794476557482,0.19075144508670519,-0.33928571428571436,-0.3125,-0.28571428571428564,-0.2589285714285714,-0.23214285714285712,-0.21875000000000003,-0.20535714285714293,2.9797613365155127,{"$f":"Z11*E11+($A$4-80)*AG11*$A$8/1000","v":2.9807675131617533},{"$f":"AA11*G11+($A$4-80)*AH11*$A$8/1000","v":2.9797613365155131},{"$f":"AB11*I11+($A$4-80)*AI11*$A$8/1000","v":2.9808457713453502},2.9797613365155131,2.8940750854942574,2.8094892601431978]
[1400,71,20.458711217183772,4.6911694510739865,20.089498806682577,4.5600045062055257,19.720286396181386,4.4305489260143203,19.372792362768493,4.3213995878106433,19.025298329355607,4.2133651551312647,18.656085918854416,4.0820747872047338,18.286873508353224,3.9527446300715989,null,1.1241050119331744,1.10381861575179,1.0835322195704058,1.0644391408114557,1.0453460620525059,1.0250596658711217,1.0047732696897376,0.22929936305732485,0.22698448329077697,0.22466960352422907,0.22306539536942047,0.22146118721461186,0.21880660310849356,0.21615201900237527,-0.21428571428571416,-0.21428571428571425,-0.21428571428571433,-0.21428571428571433,-0.21428571428571433,-0.21428571428571433,-0.21428571428571433,{"$f":"Y12*C12+($A$4-80)*AF12*$A$12/1000","v":4.6911694510739865},{"$f":"Z12*E12+($A$4-80)*AG12*$A$12/1000","v":4.5600045062055257},{"$f":"AA12*G12+($A$4-80)*AH12*$A$12/1000","v":4.4305489260143203},{"$f":"AB12*I12+($A$4-80)*AI12*$A$12/1000","v":4.3213995878106433},{"$f":"AC12*K12+($A$4-80)*AJ12*$A$12/1000","v":4.2133651551312647},{"$f":"AD12*M12+($A$4-80)*AK12*$A$12/1000","v":4.0820747872047338},{"$f":"AE12*O12+($A$4-80)*AL12*$A$12/1000","v":3.9527446300715989}]
[null,67,18.851551312649164,4.2568019093078764,18.52577565632458,4.1254758708075183,18.2,3.9961813842482097,17.85250596658711,3.8647989459044743,17.505011933174224,3.7355608591885443,17.17923627684964,3.6262137252536442,16.853460620525059,3.5183770883054892,null,1.035799522673031,1.0178997613365155,1,0.98090692124105006,0.96181384248210022,0.94391408114558473,0.92601431980906923,0.22580645161290325,0.22268842867041344,0.21957040572792361,0.21648495472500401,0.21339950372208438,0.21108119516001128,0.20876288659793815,-0.21428571428571416,-0.21428571428571425,-0.21428571428571433,-0.21428571428571433,-0.21428571428571433,-0.20982142857142863,-0.20535714285714293,{"$f":"Y13*C13+($A$4-80)*AF13*$A$12/1000","v":4.2568019093078764},{"$f":"Z13*E13+($A$4-80)*AG13*$A$12/1000","v":4.1254758708075183},{"$f":"AA13*G13+($A$4-80)*AH13*$A$12/1000","v":3.9961813842482097},{"$f":"AB13*I13+($A$4-80)*AI13*$A$12/1000","v":3.8647989459044743},{"$f":"AC13*K13+($A$4-80)*AJ13*$A$12/1000","v":3.7355608591885443},{"$f":"AD13*M13+($A$4-80)*AK13*$A$12/1000","v":3.6262137252536442},{"$f":"AE13*O13+($A$4-80)*AL13*$A$12/1000","v":3.5183770883054892}]
[null,63,17.635322195704056,3.865871121718377,17.331264916467781,3.7565303267220806,17.027207637231506,3.6486873508353224,16.723150357995227,3.5171705118005834,16.419093078758948,3.3880668257756561,16.093317422434367,3.25645311873344,15.767541766109785,3.1274463007159907,null,0.96897374701670647,0.95226730310262542,0.93556085918854426,0.91885441527446299,0.90214797136038183,0.88424821002386633,0.86634844868735084,0.21921182266009853,0.21674876847290642,0.21428571428571427,0.21031746031746032,0.20634920634920637,0.20234815689361146,0.19834710743801656,-0.21428571428571433,-0.21428571428571433,-0.21428571428571433,-0.2142857142857143,-0.21428571428571425,-0.21428571428571425,-0.21428571428571425,3.865871121718377,{"$f":"Z14*E14+($A$4-80)*AG14*$A$12/1000","v":3.7565303267220806},{"$f":"AA14*G14+($A$4-80)*AH14*$A$12/1000","v":3.6486873508353224},3.5171705118005834,3.3880668257756561,3.25645311873344,3.1274463007159907]
[null,59,16.853460620525059,3.0405727923627688,16.54940334128878,3.0415995032262786,16.245346062052505,3.0405727923627683,15.94128878281623,3.0416793585156636,15.637231503579953,3.0405727923627688,15.333174224343674,2.9531378423410786,15.029116945107399,2.8668257756563245,null,0.92601431980906923,0.90930787589498796,0.89260143198090691,0.87589498806682586,0.8591885441527447,0.84248210023866343,0.82577565632458239,0.18041237113402064,0.18378907326754507,0.18716577540106952,0.19080510992275698,0.19444444444444445,0.19259794476557482,0.19075144508670519,-0.33928571428571436,-0.3125,-0.28571428571428564,-0.2589285714285714,-0.23214285714285712,-0.21875000000000003,-0.20535714285714293,3.0405727923627688,{"$f":"Z15*E15+($A$4-80)*AG15*$A$12/1000","v":3.0415995032262786},{"$f":"AA15*G15+($A$4-80)*AH15*$A$12/1000","v":3.0405727923627683},3.0416793585156636,3.0405727923627688,2.9531378423410786,2.8668257756563245]
[1575,71,20.867885441527449,4.784992840095466,20.491288782816227,4.6512045963296353,20.114692124105012,4.5191599045346065,19.760248210023864,4.407827579566856,19.405804295942715,4.2976324582338892,19.029207637231501,4.1637162829488279,18.652610978520286,4.0317995226730305,null,1.1465871121718378,1.1258949880668256,1.1052028639618139,1.0857279236276849,1.0662529832935559,1.0455608591885441,1.0248687350835322,0.22929936305732485,0.22698448329077697,0.22466960352422907,0.22306539536942047,0.22146118721461186,0.21880660310849356,0.21615201900237527,-0.21428571428571416,-0.21428571428571425,-0.21428571428571433,-0.21428571428571433,-0.21428571428571433,-0.21428571428571433,-0.21428571428571433,{"$f":"Y16*C16+($A$4-80)*AF16*$A$16/1000","v":4.784992840095466},{"$f":"Z16*E16+($A$4-80)*AG16*$A$16/1000","v":4.6512045963296353},{"$f":"AA16*G16+($A$4-80)*AH16*$A$16/1000","v":4.5191599045346065},{"$f":"AB16*I16+($A$4-80)*AI16*$A$16/1000","v":4.407827579566856},{"$f":"AC16*K16+($A$4-80)*AJ16*$A$16/1000","v":4.2976324582338892},{"$f":"AD16*M16+($A$4-80)*AK16*$A$16/1000","v":4.1637162829488279},{"$f":"AE16*O16+($A$4-80)*AL16*$A$16/1000","v":4.0317995226730305}]
[null,67,19.228582338902147,4.3419379474940332,18.896291169451072,4.2079853882236682,18.564,4.0761050119331736,18.209556085918852,3.9420949248225639,17.855112171837707,3.810272076372315,17.522821002386632,3.6987379997587171,17.19052983293556,3.5887446300715991,null,1.0565155131264916,1.0382577565632458,1.02,1.000525059665871,0.98105011933174213,0.96279236276849633,0.94453460620525065,0.22580645161290325,0.22268842867041344,0.21957040572792361,0.21648495472500401,0.21339950372208438,0.21108119516001128,0.20876288659793815,-0.21428571428571416,-0.21428571428571425,-0.21428571428571433,-0.21428571428571433,-0.21428571428571433,-0.20982142857142863,-0.20535714285714293,{"$f":"Y17*C17+($A$4-80)*AF17*$A$16/1000","v":4.3419379474940332},{"$f":"Z17*E17+($A$4-80)*AG17*$A$16/1000","v":4.2079853882236682},{"$f":"AA17*G17+($A$4-80)*AH17*$A$16/1000","v":4.0761050119331736},{"$f":"AB17*I17+($A$4-80)*AI17*$A$16/1000","v":3.9420949248225639},{"$f":"AC17*K17+($A$4-80)*AJ17*$A$16/1000","v":3.810272076372315},{"$f":"AD17*M17+($A$4-80)*AK17*$A$16/1000","v":3.6987379997587171},{"$f":"AE17*O17+($A$4-80)*AL17*$A$16/1000","v":3.5887446300715991}]
[null,63,17.988028639618136,3.9431885441527443,17.677890214797138,3.8316609332565226,17.367751789976136,3.7216610978520288,17.057613365155131,3.587513922036595,16.747474940334129,3.4558281622911697,16.415183770883054,3.3215821811081088,16.082892601431979,3.1899952267303102,null,0.98835322195704056,0.97131264916467785,0.95427207637231515,0.93723150357995222,0.92019093078758951,0.9019331742243436,0.88367541766109781,0.21921182266009853,0.21674876847290642,0.21428571428571427,0.21031746031746032,0.20634920634920637,0.20234815689361146,0.19834710743801656,-0.21428571428571433,-0.21428571428571433,-0.21428571428571433,-0.2142857142857143,-0.21428571428571425,-0.21428571428571425,-0.21428571428571425,3.9431885441527443,{"$f":"Z18*E18+($A$4-80)*AG18*$A$16/1000","v":3.8316609332565226},{"$f":"AA18*G18+($A$4-80)*AH18*$A$16/1000","v":3.7216610978520288},3.587513922036595,3.4558281622911697,3.3215821811081088,3.1899952267303102]
[null,59,17.19052983293556,3.101384248210024,16.880391408114555,3.1024314932908044,16.570252983293553,3.1013842482100231,16.260114558472555,3.102512945685977,15.94997613365155,3.1013842482100236,15.639837708830548,3.0122005991879002,15.329699284009548,2.9241622911694511,null,0.94453460620525065,0.92749403341288772,0.91045346062052501,0.89341288782816231,0.87637231503579949,0.85933174224343678,0.84229116945107407,0.18041237113402064,0.18378907326754507,0.18716577540106952,0.19080510992275698,0.19444444444444445,0.19259794476557482,0.19075144508670519,-0.33928571428571436,-0.3125,-0.28571428571428564,-0.2589285714285714,-0.23214285714285712,-0.21875000000000003,-0.20535714285714293,3.101384248210024,{"$f":"Z19*E19+($A$4-80)*AG19*$A$16/1000","v":3.1024314932908044},{"$f":"AA19*G19+($A$4-80)*AH19*$A$16/1000","v":3.1013842482100231},3.102512945685977,3.1013842482100236,3.0122005991879002,2.9241622911694511]

{"sheet":"4A7A60_48","index":26,"n_rows":19,"n_cols":45,"rows_kept":19,"cut":false,"hidden":true,"merged":[[130,0,133,0],[120,12,121,12],[120,13,121,13],[120,14,121,14],[120,15,121,15],[122,0,125,0],[126,0,129,0],[119,12,119,13],[119,14,119,15],[120,4,121,4],[120,5,121,5],[120,6,121,6],[120,7,121,7],[120,8,121,8],[120,9,121,9],[120,10,121,10],[120,11,121,11],[119,0,121,0],[119,1,121,1],[119,4,119,5],[119,6,119,7],[119,8,119,9],[119,10,119,11],[111,0,114,0],[117,0,118,1],[117,4,117,15],[118,4,118,5],[118,6,118,7],[118,8,118,9],[118,10,118,11],[118,12,118,13],[118,14,118,15],[101,12,102,12],[101,13,102,13],[101,14,102,14],[101,15,102,15],[103,0,106,0],[107,0,110,0],[100,12,100,13],[100,14,100,15],[101,4,102,4],[101,5,102,5],[101,6,102,6],[101,7,102,7],[101,8,102,8],[101,9,102,9],[101,10,102,10],[101,11,102,11],[100,0,102,0],[100,1,102,1],[100,4,100,5],[100,6,100,7],[100,8,100,9],[100,10,100,11],[92,0,95,0],[98,0,99,1],[98,4,98,15],[99,4,99,5],[99,6,99,7],[99,8,99,9],[99,10,99,11],[99,12,99,13],[99,14,99,15],[82,12,83,12],[82,13,83,13],[82,14,83,14],[82,15,83,15],[84,0,87,0],[88,0,91,0],[81,12,81,13],[81,14,81,15],[82,4,83,4],[82,5,83,5],[82,6,83,6],[82,7,83,7],[82,8,83,8],[82,9,83,9],[82,10,83,10],[82,11,83,11],[81,0,83,0],[81,1,83,1],[81,4,81,5],[81,6,81,7],[81,8,81,9],[81,10,81,11],[73,0,76,0],[79,0,80,1],[79,4,79,15],[80,4,80,5],[80,6,80,7],[80,8,80,9],[80,10,80,11],[80,12,80,13],[80,14,80,15],[63,12,64,12],[63,13,64,13],[63,14,64,14],[63,15,64,15],[65,0,68,0],[69,0,72,0],[62,12,62,13],[62,14,62,15],[63,4,64,4],[63,5,64,5],[63,6,64,6],[63,7,64,7],[63,8,64,8],[63,9,64,9],[63,10,64,10],[63,11,64,11],[62,0,64,0],[62,1,64,1],[62,4,62,5],[62,6,62,7],[62,8,62,9],[62,10,62,11],[54,0,57,0],[60,0,61,1],[60,4,60,15],[61,4,61,5],[61,6,61,7],[61,8,61,9],[61,10,61,11],[61,12,61,13],[61,14,61,15],[44,12,45,12],[44,13,45,13],[44,14,45,14],[44,15,45,15],[46,0,49,0],[50,0,53,0],[43,12,43,13],[43,14,43,15],[44,4,45,4],[44,5,45,5],[44,6,45,6],[44,7,45,7],[44,8,45,8],[44,9,45,9],[44,10,45,10],[44,11,45,11],[43,0,45,0],[43,1,45,1],[43,4,43,5],[43,6,43,7],[43,8,43,9],[43,10,43,11],[35,0,38,0],[41,0,42,1],[41,4,41,15],[42,4,42,5],[42,6,42,7],[42,8,42,9],[42,10,42,11],[42,12,42,13],[42,14,42,15],[25,12,26,12],[25,13,26,13],[25,14,26,14],[25,15,26,15],[27,0,30,0],[31,0,34,0],[24,12,24,13],[24,14,24,15],[25,4,26,4],[25,5,26,5],[25,6,26,6],[25,7,26,7],[25,8,26,8],[25,9,26,9],[25,10,26,10],[25,11,26,11],[24,0,26,0],[24,1,26,1],[24,4,24,5],[24,6,24,7],[24,8,24,9],[24,10,24,11],[7,0,10,0],[11,0,14,0],[15,0,18,0],[22,4,22,15],[23,4,23,5],[23,6,23,7],[23,8,23,9],[23,10,23,11],[23,12,23,13],[23,14,23,15],[5,10,6,10],[5,11,6,11],[5,12,6,12],[5,13,6,13],[5,14,6,14],[5,15,6,15],[4,10,4,11],[4,12,4,13],[4,14,4,15],[5,2,6,2],[5,3,6,3],[5,4,6,4],[5,5,6,5],[5,6,6,6],[5,7,6,7],[5,8,6,8],[4,0,6,0],[4,1,6,1],[4,2,4,3],[4,4,4,5],[4,6,4,7],[4,8,4,9],[5,9,6,9],[2,0,2,1],[2,2,2,15],[3,2,3,3],[3,4,3,5],[3,6,3,7],[3,8,3,9],[3,10,3,11],[3,12,3,13],[3,14,3,15]]}
[]
["4A7A60_48",18.2]
["Evaporator Air \n",null,"Condenser  Entering Air Temperature ˚F"]
[80,"°F DB",85,null,90,null,95,null,100,null,105,null,110,null,115]
["CFM","EWB†\n˚F","Capacity Mbtuh",null,"Capacity Mbtuh",null,"Capacity Mbtuh",null,"Capacity Mbtuh",null,"Capacity Mbtuh",null,"Capacity Mbtuh",null,"Capacity Mbtuh"]
[null,null,"Total","Sens.","Total","Sens.","Total","Sens.","Total","Sens.","Total","Sens.","Total","Sens.","Total","Sens."]
[null,null,null,null,null,null,null,null,null,null,null,null,null,null,null,null,null,"Total Factors",null,null,null,null,null,null,"Sens. %",null,null,null,null,null,null,"IDB Adj",null,null,null,null,null,null,"Sens Calc"]
[1375,71,{"$f":"R8*$B$2","v":20.302680851063826},{"$f":"IF(AM8>C8,C8,AM8)","v":4.7436170212765951},{"$f":"S8*$B$2","v":19.828319148936167},{"$f":"IF(AN8>E8,E8,AN8)","v":4.5908172674955834},{"$f":"T8*$B$2","v":19.353957446808511},{"$f":"IF(AO8>G8,G8,AO8)","v":4.4400255319148938},{"$f":"U8*$B$2","v":18.879595744680849},{"$f":"IF(AP8>I8,I8,AP8)","v":4.2676587712733696},{"$f":"V8*$B$2","v":18.405234042553193},{"$f":"IF(AQ8>K8,K8,AQ8)","v":4.098485106382979},{"$f":"W8*$B$2","v":17.93087234042553},{"$f":"IF(AR8>M8,M8,AR8)","v":3.9454348865597906},{"$f":"X8*$B$2","v":17.456510638297871},{"$f":"IF(AS8>O8,O8,AS8)","v":3.7948936170212764},null,1.1155319148936169,1.0894680851063829,1.0634042553191489,1.0373404255319147,1.011276595744681,0.98521276595744678,0.95914893617021268,0.23364485981308411,0.23152831225948323,0.22941176470588234,0.22604608853850819,0.22268041237113403,0.22003585835948006,0.21739130434782608,-0.20833333333333329,-0.20432692307692304,-0.2003205128205128,-0.20432692307692304,-0.20833333333333329,-0.20432692307692304,-0.2003205128205128,{"$f":"Y8*C8+($A$4-80)*AF8*$A$8/1000","v":4.7436170212765951},{"$f":"Z8*E8+($A$4-80)*AG8*$A$8/1000","v":4.5908172674955834},{"$f":"AA8*G8+($A$4-80)*AH8*$A$8/1000","v":4.4400255319148938},{"$f":"AB8*I8+($A$4-80)*AI8*$A$8/1000","v":4.2676587712733696},{"$f":"AC8*K8+($A$4-80)*AJ8*$A$8/1000","v":4.098485106382979},{"$f":"AD8*M8+($A$4-80)*AK8*$A$8/1000","v":3.9454348865597906},{"$f":"AE8*O8+($A$4-80)*AL8*$A$8/1000","v":3.7948936170212764}]
[null,67,{"$f":"R9*$B$2","v":18.746774468085107},4.3641276595744687,18.291387234042553,{"$f":"IF(AN9>E9,E9,AN9)","v":4.19170402516023},17.836000000000002,{"$f":"IF(AO9>G9,G9,AO9)","v":4.0225872340425539},17.399587234042556,{"$f":"IF(AP9>I9,I9,AP9)","v":3.8499557911452338},16.963174468085107,{"$f":"IF(AQ9>K9,K9,AQ9)","v":3.6810468085106378},16.526761702127661,{"$f":"IF(AR9>M9,M9,AR9)","v":3.5082134397028413},16.090348936170212,{"$f":"IF(AS9>O9,O9,AS9)","v":3.3395063829787239},null,1.0300425531914894,1.0050212765957447,0.98000000000000009,0.95602127659574487,0.93204255319148943,0.9080638297872341,0.88408510638297877,0.23279352226720648,0.22916271858041176,0.22553191489361701,0.22126707601504114,0.2170022371364653,0.21227470347389304,0.20754716981132079,-0.2003205128205128,-0.2003205128205128,-0.2003205128205128,-0.2003205128205128,-0.2003205128205128,-0.20432692307692304,-0.20833333333333329,{"$f":"Y9*C9+($A$4-80)*AF9*$A$8/1000","v":4.3641276595744687},{"$f":"Z9*E9+($A$4-80)*AG9*$A$8/1000","v":4.19170402516023},{"$f":"AA9*G9+($A$4-80)*AH9*$A$8/1000","v":4.0225872340425539},{"$f":"AB9*I9+($A$4-80)*AI9*$A$8/1000","v":3.8499557911452338},{"$f":"AC9*K9+($A$4-80)*AJ9*$A$8/1000","v":3.6810468085106378},{"$f":"AD9*M9+($A$4-80)*AK9*$A$8/1000","v":3.5082134397028413},{"$f":"AE9*O9+($A$4-80)*AL9*$A$8/1000","v":3.3395063829787239}]
[null,63,17.532408510638298,4.022587234042553,17.114970212765957,3.8499421631205668,16.697531914893613,3.6810468085106369,16.299068085106381,3.5081984715727321,15.900604255319148,3.3395063829787239,15.483165957446806,3.1664337009877435,15.065727659574467,2.9979659574468083,null,0.96331914893617032,0.94038297872340426,0.9174468085106382,0.89555319148936152,0.87365957446808507,0.850723404255319,0.82778723404255317,0.22943722943722941,0.22494588744588742,0.22045454545454543,0.21523920590149709,0.21002386634844872,0.20450815483669288,0.19899244332493701,-0.2003205128205128,-0.2003205128205128,-0.2003205128205128,-0.20432692307692304,-0.20833333333333329,-0.20833333333333329,-0.20833333333333329,4.022587234042553,{"$f":"Z10*E10+($A$4-80)*AG10*$A$8/1000","v":3.8499421631205668},{"$f":"AA10*G10+($A$4-80)*AH10*$A$8/1000","v":3.6810468085106369},3.5081984715727321,3.3395063829787239,3.1664337009877435,2.9979659574468083]
[null,59,16.73548085106383,3.0359148936170213,16.337017021276594,3.0377219858156024,15.938553191489358,3.0359148936170204,15.540089361702128,3.0379122060470323,15.141625531914892,3.0359148936170213,14.762136170212765,2.9015966992370053,14.382646808510636,2.7702723404255312,null,0.91953191489361708,0.8976382978723404,0.87574468085106372,0.85385106382978726,0.83195744680851058,0.81110638297872339,0.7902553191489361,0.18140589569160998,0.18594104308390022,0.19047619047619047,0.19548872180451127,0.2005012531328321,0.19655669516799917,0.19261213720316622,-0.36858974358974356,-0.33253205128205121,-0.29647435897435892,-0.25641025641025639,-0.2163461538461538,-0.20833333333333334,-0.20032051282051289,3.0359148936170213,{"$f":"Z11*E11+($A$4-80)*AG11*$A$8/1000","v":3.0377219858156024},{"$f":"AA11*G11+($A$4-80)*AH11*$A$8/1000","v":3.0359148936170204},{"$f":"AB11*I11+($A$4-80)*AI11*$A$8/1000","v":3.0379122060470323},3.0359148936170213,2.9015966992370053,2.7702723404255312]
[1560,71,20.717021276595744,4.8404255319148932,20.232978723404255,4.6845074158118205,19.748936170212762,4.530638297872339,19.264893617021276,4.3547538482381327,18.780851063829786,4.1821276595744683,18.296808510638296,4.0259539658773376,17.812765957446807,3.8723404255319145,null,1.1382978723404256,1.1117021276595744,1.0851063829787233,1.0585106382978724,1.0319148936170213,1.0053191489361701,0.97872340425531912,0.23364485981308411,0.23152831225948323,0.22941176470588234,0.22604608853850819,0.22268041237113403,0.22003585835948006,0.21739130434782608,-0.20833333333333329,-0.20432692307692304,-0.2003205128205128,-0.20432692307692304,-0.20833333333333329,-0.20432692307692304,-0.2003205128205128,{"$f":"Y12*C12+($A$4-80)*AF12*$A$12/1000","v":4.8404255319148932},{"$f":"Z12*E12+($A$4-80)*AG12*$A$12/1000","v":4.6845074158118205},{"$f":"AA12*G12+($A$4-80)*AH12*$A$12/1000","v":4.530638297872339},{"$f":"AB12*I12+($A$4-80)*AI12*$A$12/1000","v":4.3547538482381327},{"$f":"AC12*K12+($A$4-80)*AJ12*$A$12/1000","v":4.1821276595744683},{"$f":"AD12*M12+($A$4-80)*AK12*$A$12/1000","v":4.0259539658773376},{"$f":"AE12*O12+($A$4-80)*AL12*$A$12/1000","v":3.8723404255319145}]
[null,67,19.12936170212766,4.4531914893617026,18.664680851063828,4.2772490052655403,18.2,4.1046808510638293,17.754680851063828,3.9285263174951353,17.30936170212766,3.7561702127659573,16.864042553191489,3.5798096323498374,16.418723404255317,3.4076595744680853,null,1.0510638297872341,1.0255319148936171,1,0.97553191489361701,0.95106382978723414,0.92659574468085104,0.90212765957446805,0.23279352226720648,0.22916271858041176,0.22553191489361701,0.22126707601504114,0.2170022371364653,0.21227470347389304,0.20754716981132079,-0.2003205128205128,-0.2003205128205128,-0.2003205128205128,-0.2003205128205128,-0.2003205128205128,-0.20432692307692304,-0.20833333333333329,{"$f":"Y13*C13+($A$4-80)*AF13*$A$12/1000","v":4.4531914893617026},{"$f":"Z13*E13+($A$4-80)*AG13*$A$12/1000","v":4.2772490052655403},{"$f":"AA13*G13+($A$4-80)*AH13*$A$12/1000","v":4.1046808510638293},{"$f":"AB13*I13+($A$4-80)*AI13*$A$12/1000","v":3.9285263174951353},{"$f":"AC13*K13+($A$4-80)*AJ13*$A$12/1000","v":3.7561702127659573},{"$f":"AD13*M13+($A$4-80)*AK13*$A$12/1000","v":3.5798096323498374},{"$f":"AE13*O13+($A$4-80)*AL13*$A$12/1000","v":3.4076595744680853}]
[null,63,17.890212765957447,4.1046808510638293,17.464255319148936,3.9285124113475174,17.038297872340426,3.7561702127659569,16.631702127659576,3.5797943587476868,16.225106382978723,3.4076595744680853,15.79914893617021,3.2310547969262688,15.373191489361702,3.0591489361702124,null,0.98297872340425541,0.95957446808510638,0.93617021276595747,0.91382978723404262,0.89148936170212767,0.86808510638297864,0.84468085106382984,0.22943722943722941,0.22494588744588742,0.22045454545454543,0.21523920590149709,0.21002386634844872,0.20450815483669288,0.19899244332493701,-0.2003205128205128,-0.2003205128205128,-0.2003205128205128,-0.20432692307692304,-0.20833333333333329,-0.20833333333333329,-0.20833333333333329,4.1046808510638293,{"$f":"Z14*E14+($A$4-80)*AG14*$A$12/1000","v":3.9285124113475174},{"$f":"AA14*G14+($A$4-80)*AH14*$A$12/1000","v":3.7561702127659569},3.5797943587476868,3.4076595744680853,3.2310547969262688,3.0591489361702124]
[null,59,17.077021276595744,3.0978723404255319,16.670425531914891,3.0997163120567368,16.263829787234041,3.0978723404255315,15.857234042553191,3.0999104143337064,15.450638297872338,3.0978723404255315,15.063404255319147,2.9608129584051071,14.676170212765957,2.8268085106382976,null,0.93829787234042561,0.91595744680851054,0.8936170212765957,0.87127659574468086,0.84893617021276591,0.82765957446808502,0.80638297872340425,0.18140589569160998,0.18594104308390022,0.19047619047619047,0.19548872180451127,0.2005012531328321,0.19655669516799917,0.19261213720316622,-0.36858974358974356,-0.33253205128205121,-0.29647435897435892,-0.25641025641025639,-0.2163461538461538,-0.20833333333333334,-0.20032051282051289,3.0978723404255319,{"$f":"Z15*E15+($A$4-80)*AG15*$A$12/1000","v":3.0997163120567368},{"$f":"AA15*G15+($A$4-80)*AH15*$A$12/1000","v":3.0978723404255315},3.0999104143337064,3.0978723404255315,2.9608129584051071,2.8268085106382976]
[1750,71,21.131361702127659,4.9372340425531913,20.637638297872339,4.7781975641280567,20.143914893617019,4.6212510638297868,19.650191489361703,4.4418489252028959,19.156468085106383,4.2657702127659576,18.662744680851066,4.1064730451948854,18.169021276595743,3.9497872340425526,null,1.161063829787234,1.1339361702127659,1.1068085106382979,1.0796808510638298,1.0525531914893618,1.0254255319148937,0.99829787234042555,0.23364485981308411,0.23152831225948323,0.22941176470588234,0.22604608853850819,0.22268041237113403,0.22003585835948006,0.21739130434782608,-0.20833333333333329,-0.20432692307692304,-0.2003205128205128,-0.20432692307692304,-0.20833333333333329,-0.20432692307692304,-0.2003205128205128,{"$f":"Y16*C16+($A$4-80)*AF16*$A$16/1000","v":4.9372340425531913},{"$f":"Z16*E16+($A$4-80)*AG16*$A$16/1000","v":4.7781975641280567},{"$f":"AA16*G16+($A$4-80)*AH16*$A$16/1000","v":4.6212510638297868},{"$f":"AB16*I16+($A$4-80)*AI16*$A$16/1000","v":4.4418489252028959},{"$f":"AC16*K16+($A$4-80)*AJ16*$A$16/1000","v":4.2657702127659576},{"$f":"AD16*M16+($A$4-80)*AK16*$A$16/1000","v":4.1064730451948854},{"$f":"AE16*O16+($A$4-80)*AL16*$A$16/1000","v":3.9497872340425526}]
[null,67,19.51194893617021,4.5422553191489357,19.037974468085107,4.3627939853708515,18.564,4.1867744680851064,18.109774468085103,4.0070968438450381,17.655548936170213,3.8312936170212764,17.201323404255319,3.6514058249968344,16.747097872340422,3.4758127659574467,null,1.0720851063829786,1.0460425531914894,1.02,0.99504255319148927,0.97008510638297873,0.94512765957446809,0.92017021276595734,0.23279352226720648,0.22916271858041176,0.22553191489361701,0.22126707601504114,0.2170022371364653,0.21227470347389304,0.20754716981132079,-0.2003205128205128,-0.2003205128205128,-0.2003205128205128,-0.2003205128205128,-0.2003205128205128,-0.20432692307692304,-0.20833333333333329,{"$f":"Y17*C17+($A$4-80)*AF17*$A$16/1000","v":4.5422553191489357},{"$f":"Z17*E17+($A$4-80)*AG17*$A$16/1000","v":4.3627939853708515},{"$f":"AA17*G17+($A$4-80)*AH17*$A$16/1000","v":4.1867744680851064},{"$f":"AB17*I17+($A$4-80)*AI17*$A$16/1000","v":4.0070968438450381},{"$f":"AC17*K17+($A$4-80)*AJ17*$A$16/1000","v":3.8312936170212764},{"$f":"AD17*M17+($A$4-80)*AK17*$A$16/1000","v":3.6514058249968344},{"$f":"AE17*O17+($A$4-80)*AL17*$A$16/1000","v":3.4758127659574467}]
[null,63,18.248017021276596,4.1867744680851056,17.813540425531915,4.0070826595744675,17.379063829787235,3.8312936170212764,16.964336170212764,3.6513902459226397,16.549608510638297,3.4758127659574471,16.115131914893617,3.2956758928647947,15.680655319148938,3.1203319148936171,null,1.0026382978723405,0.97876595744680861,0.95489361702127662,0.93210638297872339,0.90931914893617016,0.88544680851063828,0.86157446808510652,0.22943722943722941,0.22494588744588742,0.22045454545454543,0.21523920590149709,0.21002386634844872,0.20450815483669288,0.19899244332493701,-0.2003205128205128,-0.2003205128205128,-0.2003205128205128,-0.20432692307692304,-0.20833333333333329,-0.20833333333333329,-0.20833333333333329,4.1867744680851056,{"$f":"Z18*E18+($A$4-80)*AG18*$A$16/1000","v":4.0070826595744675},{"$f":"AA18*G18+($A$4-80)*AH18*$A$16/1000","v":3.8312936170212764},3.6513902459226397,3.4758127659574471,3.2956758928647947,3.1203319148936171]
[null,59,17.418561702127658,3.1598297872340422,17.003834042553191,3.1617106382978721,16.589106382978724,3.1598297872340426,16.174378723404256,3.161908622620381,15.759651063829786,3.1598297872340426,15.36467234042553,3.0200292175732093,14.969693617021278,2.8833446808510641,null,0.95706382978723403,0.93427659574468092,0.91148936170212769,0.88870212765957457,0.86591489361702123,0.84421276595744676,0.82251063829787241,0.18140589569160998,0.18594104308390022,0.19047619047619047,0.19548872180451127,0.2005012531328321,0.19655669516799917,0.19261213720316622,-0.36858974358974356,-0.33253205128205121,-0.29647435897435892,-0.25641025641025639,-0.2163461538461538,-0.20833333333333334,-0.20032051282051289,3.1598297872340422,{"$f":"Z19*E19+($A$4-80)*AG19*$A$16/1000","v":3.1617106382978721},{"$f":"AA19*G19+($A$4-80)*AH19*$A$16/1000","v":3.1598297872340426},3.161908622620381,3.1598297872340426,3.0200292175732093,2.8833446808510641]

{"sheet":"4A7A60_49","index":27,"n_rows":19,"n_cols":45,"rows_kept":19,"cut":false,"hidden":true,"merged":[[130,0,133,0],[120,12,121,12],[120,13,121,13],[120,14,121,14],[120,15,121,15],[122,0,125,0],[126,0,129,0],[119,12,119,13],[119,14,119,15],[120,4,121,4],[120,5,121,5],[120,6,121,6],[120,7,121,7],[120,8,121,8],[120,9,121,9],[120,10,121,10],[120,11,121,11],[119,0,121,0],[119,1,121,1],[119,4,119,5],[119,6,119,7],[119,8,119,9],[119,10,119,11],[111,0,114,0],[117,0,118,1],[117,4,117,15],[118,4,118,5],[118,6,118,7],[118,8,118,9],[118,10,118,11],[118,12,118,13],[118,14,118,15],[101,12,102,12],[101,13,102,13],[101,14,102,14],[101,15,102,15],[103,0,106,0],[107,0,110,0],[100,12,100,13],[100,14,100,15],[101,4,102,4],[101,5,102,5],[101,6,102,6],[101,7,102,7],[101,8,102,8],[101,9,102,9],[101,10,102,10],[101,11,102,11],[100,0,102,0],[100,1,102,1],[100,4,100,5],[100,6,100,7],[100,8,100,9],[100,10,100,11],[92,0,95,0],[98,0,99,1],[98,4,98,15],[99,4,99,5],[99,6,99,7],[99,8,99,9],[99,10,99,11],[99,12,99,13],[99,14,99,15],[82,12,83,12],[82,13,83,13],[82,14,83,14],[82,15,83,15],[84,0,87,0],[88,0,91,0],[81,12,81,13],[81,14,81,15],[82,4,83,4],[82,5,83,5],[82,6,83,6],[82,7,83,7],[82,8,83,8],[82,9,83,9],[82,10,83,10],[82,11,83,11],[81,0,83,0],[81,1,83,1],[81,4,81,5],[81,6,81,7],[81,8,81,9],[81,10,81,11],[73,0,76,0],[79,0,80,1],[79,4,79,15],[80,4,80,5],[80,6,80,7],[80,8,80,9],[80,10,80,11],[80,12,80,13],[80,14,80,15],[63,12,64,12],[63,13,64,13],[63,14,64,14],[63,15,64,15],[65,0,68,0],[69,0,72,0],[62,12,62,13],[62,14,62,15],[63,4,64,4],[63,5,64,5],[63,6,64,6],[63,7,64,7],[63,8,64,8],[63,9,64,9],[63,10,64,10],[63,11,64,11],[62,0,64,0],[62,1,64,1],[62,4,62,5],[62,6,62,7],[62,8,62,9],[62,10,62,11],[54,0,57,0],[60,0,61,1],[60,4,60,15],[61,4,61,5],[61,6,61,7],[61,8,61,9],[61,10,61,11],[61,12,61,13],[61,14,61,15],[44,12,45,12],[44,13,45,13],[44,14,45,14],[44,15,45,15],[46,0,49,0],[50,0,53,0],[43,12,43,13],[43,14,43,15],[44,4,45,4],[44,5,45,5],[44,6,45,6],[44,7,45,7],[44,8,45,8],[44,9,45,9],[44,10,45,10],[44,11,45,11],[43,0,45,0],[43,1,45,1],[43,4,43,5],[43,6,43,7],[43,8,43,9],[43,10,43,11],[35,0,38,0],[41,0,42,1],[41,4,41,15],[42,4,42,5],[42,6,42,7],[42,8,42,9],[42,10,42,11],[42,12,42,13],[42,14,42,15],[25,12,26,12],[25,13,26,13],[25,14,26,14],[25,15,26,15],[27,0,30,0],[31,0,34,0],[24,12,24,13],[24,14,24,15],[25,4,26,4],[25,5,26,5],[25,6,26,6],[25,7,26,7],[25,8,26,8],[25,9,26,9],[25,10,26,10],[25,11,26,11],[24,0,26,0],[24,1,26,1],[24,4,24,5],[24,6,24,7],[24,8,24,9],[24,10,24,11],[7,0,10,0],[11,0,14,0],[15,0,18,0],[22,4,22,15],[23,4,23,5],[23,6,23,7],[23,8,23,9],[23,10,23,11],[23,12,23,13],[23,14,23,15],[5,10,6,10],[5,11,6,11],[5,12,6,12],[5,13,6,13],[5,14,6,14],[5,15,6,15],[4,10,4,11],[4,12,4,13],[4,14,4,15],[5,2,6,2],[5,3,6,3],[5,4,6,4],[5,5,6,5],[5,6,6,6],[5,7,6,7],[5,8,6,8],[4,0,6,0],[4,1,6,1],[4,2,4,3],[4,4,4,5],[4,6,4,7],[4,8,4,9],[5,9,6,9],[2,0,2,1],[2,2,2,15],[3,2,3,3],[3,4,3,5],[3,6,3,7],[3,8,3,9],[3,10,3,11],[3,12,3,13],[3,14,3,15]]}
[]
["4A7A60_49",18.2]
["Evaporator Air \n",null,"Condenser  Entering Air Temperature ˚F"]
[80,"°F DB",85,null,90,null,95,null,100,null,105,null,110,null,115]
["CFM","EWB†\n˚F","Capacity Mbtuh",null,"Capacity Mbtuh",null,"Capacity Mbtuh",null,"Capacity Mbtuh",null,"Capacity Mbtuh",null,"Capacity Mbtuh",null,"Capacity Mbtuh"]
[null,null,"Total","Sens.","Total","Sens.","Total","Sens.","Total","Sens.","Total","Sens.","Total","Sens.","Total","Sens."]
[null,null,null,null,null,null,null,null,null,null,null,null,null,null,null,null,null,"Total Factors",null,null,null,null,null,null,"Sens. %",null,null,null,null,null,null,"IDB Adj",null,null,null,null,null,null,"Sens Calc"]
[1400,71,{"$f":"R8*$B$2","v":20.289823408624226},{"$f":"IF(AM8>C8,C8,AM8)","v":4.8710225872689934},{"$f":"S8*$B$2","v":19.8320205338809},{"$f":"IF(AN8>E8,E8,AN8)","v":4.7236610365472469},{"$f":"T8*$B$2","v":19.374217659137575},{"$f":"IF(AO8>G8,G8,AO8)","v":4.5780287474332644},{"$f":"U8*$B$2","v":18.916414784394249},{"$f":"IF(AP8>I8,I8,AP8)","v":4.4118151353377257},{"$f":"V8*$B$2","v":18.458611909650923},{"$f":"IF(AQ8>K8,K8,AQ8)","v":4.248410677618069},{"$f":"W8*$B$2","v":18.000809034907597},{"$f":"IF(AR8>M8,M8,AR8)","v":4.0820504499496773},{"$f":"X8*$B$2","v":17.543006160164271},{"$f":"IF(AS8>O8,O8,AS8)","v":3.9187926078028745},null,1.1148254620123201,1.089671457905544,1.0645174537987678,1.0393634496919917,1.0142094455852155,0.98905544147843938,0.96390143737166323,0.24007220216606501,0.23818354909815537,0.23629489603024575,0.23322681309448795,0.23015873015873015,0.22677038804387445,0.22338204592901878,-0.18749999999999989,-0.18359374999999997,-0.17968750000000006,-0.18359375000000006,-0.18750000000000003,-0.18750000000000003,-0.18750000000000003,{"$f":"Y8*C8+($A$4-80)*AF8*$A$8/1000","v":4.8710225872689934},{"$f":"Z8*E8+($A$4-80)*AG8*$A$8/1000","v":4.7236610365472469},{"$f":"AA8*G8+($A$4-80)*AH8*$A$8/1000","v":4.5780287474332644},{"$f":"AB8*I8+($A$4-80)*AI8*$A$8/1000","v":4.4118151353377257},{"$f":"AC8*K8+($A$4-80)*AJ8*$A$8/1000","v":4.248410677618069},{"$f":"AD8*M8+($A$4-80)*AK8*$A$8/1000","v":4.0820504499496773},{"$f":"AE8*O8+($A$4-80)*AL8*$A$8/1000","v":3.9187926078028745}]
[null,67,{"$f":"R9*$B$2","v":18.678357289527717},4.5047802874743317,18.257178644763854,{"$f":"IF(AN9>E9,E9,AN9)","v":4.3384781261959375},17.835999999999999,{"$f":"IF(AO9>G9,G9,AO9)","v":4.1751622176591372},17.414821355236139,{"$f":"IF(AP9>I9,I9,AP9)","v":4.0274780022095404},16.993642710472276,{"$f":"IF(AQ9>K9,K9,AQ9)","v":3.8821683778234082},16.572464065708417,{"$f":"IF(AR9>M9,M9,AR9)","v":3.7155706756905591},16.151285420944557,{"$f":"IF(AS9>O9,O9,AS9)","v":3.5525503080082128},null,1.026283367556468,1.0031416837782339,0.97999999999999987,0.95685831622176598,0.93371663244353176,0.91057494866529765,0.88743326488706364,0.2411764705882353,0.23763135644401498,0.23408624229979466,0.23126725908093182,0.22844827586206898,0.22420146219407303,0.21995464852607707,-0.18749999999999989,-0.18749999999999994,-0.18750000000000003,-0.18359375000000006,-0.17968750000000006,-0.18359375000000006,-0.18750000000000003,{"$f":"Y9*C9+($A$4-80)*AF9*$A$8/1000","v":4.5047802874743317},{"$f":"Z9*E9+($A$4-80)*AG9*$A$8/1000","v":4.3384781261959375},{"$f":"AA9*G9+($A$4-80)*AH9*$A$8/1000","v":4.1751622176591372},{"$f":"AB9*I9+($A$4-80)*AI9*$A$8/1000","v":4.0274780022095404},{"$f":"AC9*K9+($A$4-80)*AJ9*$A$8/1000","v":3.8821683778234082},{"$f":"AD9*M9+($A$4-80)*AK9*$A$8/1000","v":3.7155706756905591},{"$f":"AE9*O9+($A$4-80)*AL9*$A$8/1000","v":3.5525503080082128}]
[null,63,17.506381930184801,4.248410677618069,17.103515400410675,4.0819843951624257,16.700648870636549,3.9187926078028741,16.297782340862423,3.7522023647663243,15.894915811088293,3.5891745379876792,15.5103613963039,3.4223831090024621,15.125806981519505,3.2595564681724847,null,0.96188911704312097,0.93975359342915799,0.91761806981519511,0.89548254620123202,0.87334702258726882,0.85221765913757697,0.83108829568788489,0.24267782426778242,0.23866347353739997,0.23464912280701752,0.2302277872099604,0.22580645161290325,0.2206514098258221,0.21549636803874095,-0.17968750000000006,-0.17968750000000006,-0.17968750000000006,-0.1796875,-0.17968749999999992,-0.18359374999999997,-0.18750000000000003,4.248410677618069,{"$f":"Z10*E10+($A$4-80)*AG10*$A$8/1000","v":4.0819843951624257},{"$f":"AA10*G10+($A$4-80)*AH10*$A$8/1000","v":3.9187926078028741},3.7522023647663243,3.5891745379876792,3.4223831090024621,3.2595564681724847]
[null,59,16.700648870636549,3.2595564681724842,16.316094455852156,3.2613681545034789,15.931540041067761,3.2595564681724847,15.546985626283366,3.2615519487689415,15.162431211498969,3.2595564681724838,14.796188911704311,3.1676703265505917,14.429946611909648,3.0764353182751538,null,0.91761806981519511,0.89648870636550315,0.87535934291581108,0.854229979466119,0.83310061601642693,0.8129774127310061,0.79285420944558505,0.19517543859649122,0.19988656987295828,0.2045977011494253,0.20978677328002665,0.21497584541062803,0.21408690747688763,0.21319796954314724,-0.359375,-0.32421875,-0.28906249999999994,-0.24999999999999994,-0.21093749999999994,-0.19531249999999994,-0.17968749999999992,3.2595564681724842,{"$f":"Z11*E11+($A$4-80)*AG11*$A$8/1000","v":3.2613681545034789},{"$f":"AA11*G11+($A$4-80)*AH11*$A$8/1000","v":3.2595564681724847},{"$f":"AB11*I11+($A$4-80)*AI11*$A$8/1000","v":3.2615519487689415},3.2595564681724838,3.1676703265505917,3.0764353182751538]
[1600,71,20.703901437371659,4.9704312114989726,20.236755646817244,4.8200622821910679,19.769609856262829,4.6714579055441465,19.302464065708413,4.5018521789160459,18.835318275154005,4.3351129363449692,18.36817248459959,4.1653576019894665,17.901026694045171,3.9987679671457896,null,1.137577002053388,1.1119096509240245,1.086242299794661,1.0605749486652976,1.0349075975359343,1.0092402464065708,0.98357289527720726,0.24007220216606501,0.23818354909815537,0.23629489603024575,0.23322681309448795,0.23015873015873015,0.22677038804387445,0.22338204592901878,-0.18749999999999989,-0.18359374999999997,-0.17968750000000006,-0.18359375000000006,-0.18750000000000003,-0.18750000000000003,-0.18750000000000003,{"$f":"Y12*C12+($A$4-80)*AF12*$A$12/1000","v":4.9704312114989726},{"$f":"Z12*E12+($A$4-80)*AG12*$A$12/1000","v":4.8200622821910679},{"$f":"AA12*G12+($A$4-80)*AH12*$A$12/1000","v":4.6714579055441465},{"$f":"AB12*I12+($A$4-80)*AI12*$A$12/1000","v":4.5018521789160459},{"$f":"AC12*K12+($A$4-80)*AJ12*$A$12/1000","v":4.3351129363449692},{"$f":"AD12*M12+($A$4-80)*AK12*$A$12/1000","v":4.1653576019894665},{"$f":"AE12*O12+($A$4-80)*AL12*$A$12/1000","v":3.9987679671457896}]
[null,67,19.059548254620122,4.5967145790554413,18.629774127310061,4.427018496118305,18.2,4.2603696098562622,17.770225872689934,4.1096714308260607,17.340451745379873,3.9613963039014366,16.910677618069816,3.7913986486638365,16.480903490759751,3.6250513347022575,null,1.0472279260780286,1.0236139630390144,1,0.97638603696098547,0.95277207392197116,0.92915811088295686,0.90554414784394244,0.2411764705882353,0.23763135644401498,0.23408624229979466,0.23126725908093182,0.22844827586206898,0.22420146219407303,0.21995464852607707,-0.18749999999999989,-0.18749999999999994,-0.18750000000000003,-0.18359375000000006,-0.17968750000000006,-0.18359375000000006,-0.18750000000000003,{"$f":"Y13*C13+($A$4-80)*AF13*$A$12/1000","v":4.5967145790554413},{"$f":"Z13*E13+($A$4-80)*AG13*$A$12/1000","v":4.427018496118305},{"$f":"AA13*G13+($A$4-80)*AH13*$A$12/1000","v":4.2603696098562622},{"$f":"AB13*I13+($A$4-80)*AI13*$A$12/1000","v":4.1096714308260607},{"$f":"AC13*K13+($A$4-80)*AJ13*$A$12/1000","v":3.9613963039014366},{"$f":"AD13*M13+($A$4-80)*AK13*$A$12/1000","v":3.7913986486638365},{"$f":"AE13*O13+($A$4-80)*AL13*$A$12/1000","v":3.6250513347022575}]
[null,63,17.863655030800818,4.3351129363449683,17.452566735112935,4.1652901991453328,17.041478439425049,3.9987679671457896,16.630390143737166,3.8287779232309429,16.21930184804928,3.6624229979466119,15.826899383983569,3.49222766224741,15.434496919917862,3.3260780287474332,null,0.98151950718685821,0.95893223819301854,0.93634496919917864,0.91375770020533875,0.89117043121149886,0.86960985626283349,0.84804928131416824,0.24267782426778242,0.23866347353739997,0.23464912280701752,0.2302277872099604,0.22580645161290325,0.2206514098258221,0.21549636803874095,-0.17968750000000006,-0.17968750000000006,-0.17968750000000006,-0.1796875,-0.17968749999999992,-0.18359374999999997,-0.18750000000000003,4.3351129363449683,{"$f":"Z14*E14+($A$4-80)*AG14*$A$12/1000","v":4.1652901991453328},{"$f":"AA14*G14+($A$4-80)*AH14*$A$12/1000","v":3.9987679671457896},3.8287779232309429,3.6624229979466119,3.49222766224741,3.3260780287474332]
[null,59,17.041478439425049,3.3260780287474327,16.649075975359342,3.3279266882688558,16.256673511293634,3.3260780287474332,15.864271047227925,3.3281142334376956,15.471868583162216,3.3260780287474332,15.098151950718684,3.2323166597455013,14.724435318275152,3.1392197125256671,null,0.93634496919917864,0.91478439425051328,0.89322381930184802,0.87166324435318276,0.8501026694045174,0.82956878850102667,0.80903490759753582,0.19517543859649122,0.19988656987295828,0.2045977011494253,0.20978677328002665,0.21497584541062803,0.21408690747688763,0.21319796954314724,-0.359375,-0.32421875,-0.28906249999999994,-0.24999999999999994,-0.21093749999999994,-0.19531249999999994,-0.17968749999999992,3.3260780287474327,{"$f":"Z15*E15+($A$4-80)*AG15*$A$12/1000","v":3.3279266882688558},{"$f":"AA15*G15+($A$4-80)*AH15*$A$12/1000","v":3.3260780287474332},3.3281142334376956,3.3260780287474332,3.2323166597455013,3.1392197125256671]
[1800,71,21.117979466119095,5.0698398357289527,20.641490759753594,4.9164635278348907,20.165002053388086,4.7648870636550296,19.688513347022585,4.5918892224943679,19.212024640657081,4.4218151950718676,18.735535934291576,4.2486647540292548,18.259047227926075,4.0787433264887056,null,1.1603285420944558,1.1341478439425052,1.1079671457905542,1.0817864476386037,1.0556057494866529,1.0294250513347021,1.0032443531827515,0.24007220216606501,0.23818354909815537,0.23629489603024575,0.23322681309448795,0.23015873015873015,0.22677038804387445,0.22338204592901878,-0.18749999999999989,-0.18359374999999997,-0.17968750000000006,-0.18359375000000006,-0.18750000000000003,-0.18750000000000003,-0.18750000000000003,{"$f":"Y16*C16+($A$4-80)*AF16*$A$16/1000","v":5.0698398357289527},{"$f":"Z16*E16+($A$4-80)*AG16*$A$16/1000","v":4.9164635278348907},{"$f":"AA16*G16+($A$4-80)*AH16*$A$16/1000","v":4.7648870636550296},{"$f":"AB16*I16+($A$4-80)*AI16*$A$16/1000","v":4.5918892224943679},{"$f":"AC16*K16+($A$4-80)*AJ16*$A$16/1000","v":4.4218151950718676},{"$f":"AD16*M16+($A$4-80)*AK16*$A$16/1000","v":4.2486647540292548},{"$f":"AE16*O16+($A$4-80)*AL16*$A$16/1000","v":4.0787433264887056}]
[null,67,19.440739219712523,4.6886488706365492,19.002369609856263,4.5155588660406716,18.564,4.3455770020533881,18.125630390143737,4.1918648594425827,17.68726078028747,4.040624229979465,17.248891170431211,3.8672266216371129,16.810521560574948,3.6975523613963035,null,1.0681724845995892,1.0440862422997947,1.02,0.9959137577002054,0.97182751540041057,0.94774127310061596,0.92365503080082134,0.2411764705882353,0.23763135644401498,0.23408624229979466,0.23126725908093182,0.22844827586206898,0.22420146219407303,0.21995464852607707,-0.18749999999999989,-0.18749999999999994,-0.18750000000000003,-0.18359375000000006,-0.17968750000000006,-0.18359375000000006,-0.18750000000000003,{"$f":"Y17*C17+($A$4-80)*AF17*$A$16/1000","v":4.6886488706365492},{"$f":"Z17*E17+($A$4-80)*AG17*$A$16/1000","v":4.5155588660406716},{"$f":"AA17*G17+($A$4-80)*AH17*$A$16/1000","v":4.3455770020533881},{"$f":"AB17*I17+($A$4-80)*AI17*$A$16/1000","v":4.1918648594425827},{"$f":"AC17*K17+($A$4-80)*AJ17*$A$16/1000","v":4.040624229979465},{"$f":"AD17*M17+($A$4-80)*AK17*$A$16/1000","v":3.8672266216371129},{"$f":"AE17*O17+($A$4-80)*AL17*$A$16/1000","v":3.6975523613963035}]
[null,63,18.220928131416837,4.4218151950718685,17.801618069815191,4.248596003128239,17.382308008213553,4.0787433264887056,16.96299794661191,3.905353481695562,16.543687885010264,3.7356714579055441,16.143437371663243,3.5620722154923588,15.74318685831622,3.3925995893223817,null,1.0011498973305955,0.97811088295687876,0.95507186858316218,0.93203285420944559,0.9089938398357289,0.88700205338809035,0.86501026694045169,0.24267782426778242,0.23866347353739997,0.23464912280701752,0.2302277872099604,0.22580645161290325,0.2206514098258221,0.21549636803874095,-0.17968750000000006,-0.17968750000000006,-0.17968750000000006,-0.1796875,-0.17968749999999992,-0.18359374999999997,-0.18750000000000003,4.4218151950718685,{"$f":"Z18*E18+($A$4-80)*AG18*$A$16/1000","v":4.248596003128239},{"$f":"AA18*G18+($A$4-80)*AH18*$A$16/1000","v":4.0787433264887056},3.905353481695562,3.7356714579055441,3.5620722154923588,3.3925995893223817]
[null,59,17.382308008213553,3.3925995893223817,16.982057494866531,3.3944852220342336,16.581806981519502,3.3925995893223813,16.181556468172481,3.3946765181064489,15.781305954825461,3.3925995893223817,15.400114989733057,3.2969629929404114,15.018924024640656,3.2020041067761809,null,0.95507186858316218,0.93308008213552363,0.91108829568788485,0.8890965092402463,0.86710472279260775,0.84616016427104712,0.8252156057494866,0.19517543859649122,0.19988656987295828,0.2045977011494253,0.20978677328002665,0.21497584541062803,0.21408690747688763,0.21319796954314724,-0.359375,-0.32421875,-0.28906249999999994,-0.24999999999999994,-0.21093749999999994,-0.19531249999999994,-0.17968749999999992,3.3925995893223817,{"$f":"Z19*E19+($A$4-80)*AG19*$A$16/1000","v":3.3944852220342336},{"$f":"AA19*G19+($A$4-80)*AH19*$A$16/1000","v":3.3925995893223813},3.3946765181064489,3.3925995893223817,3.2969629929404114,3.2020041067761809]

{"sheet":"4A7A60_60","index":28,"n_rows":19,"n_cols":45,"rows_kept":19,"cut":false,"hidden":true,"merged":[[130,0,133,0],[120,12,121,12],[120,13,121,13],[120,14,121,14],[120,15,121,15],[122,0,125,0],[126,0,129,0],[119,12,119,13],[119,14,119,15],[120,4,121,4],[120,5,121,5],[120,6,121,6],[120,7,121,7],[120,8,121,8],[120,9,121,9],[120,10,121,10],[120,11,121,11],[119,0,121,0],[119,1,121,1],[119,4,119,5],[119,6,119,7],[119,8,119,9],[119,10,119,11],[111,0,114,0],[117,0,118,1],[117,4,117,15],[118,4,118,5],[118,6,118,7],[118,8,118,9],[118,10,118,11],[118,12,118,13],[118,14,118,15],[101,12,102,12],[101,13,102,13],[101,14,102,14],[101,15,102,15],[103,0,106,0],[107,0,110,0],[100,12,100,13],[100,14,100,15],[101,4,102,4],[101,5,102,5],[101,6,102,6],[101,7,102,7],[101,8,102,8],[101,9,102,9],[101,10,102,10],[101,11,102,11],[100,0,102,0],[100,1,102,1],[100,4,100,5],[100,6,100,7],[100,8,100,9],[100,10,100,11],[92,0,95,0],[98,0,99,1],[98,4,98,15],[99,4,99,5],[99,6,99,7],[99,8,99,9],[99,10,99,11],[99,12,99,13],[99,14,99,15],[82,12,83,12],[82,13,83,13],[82,14,83,14],[82,15,83,15],[84,0,87,0],[88,0,91,0],[81,12,81,13],[81,14,81,15],[82,4,83,4],[82,5,83,5],[82,6,83,6],[82,7,83,7],[82,8,83,8],[82,9,83,9],[82,10,83,10],[82,11,83,11],[81,0,83,0],[81,1,83,1],[81,4,81,5],[81,6,81,7],[81,8,81,9],[81,10,81,11],[73,0,76,0],[79,0,80,1],[79,4,79,15],[80,4,80,5],[80,6,80,7],[80,8,80,9],[80,10,80,11],[80,12,80,13],[80,14,80,15],[63,12,64,12],[63,13,64,13],[63,14,64,14],[63,15,64,15],[65,0,68,0],[69,0,72,0],[62,12,62,13],[62,14,62,15],[63,4,64,4],[63,5,64,5],[63,6,64,6],[63,7,64,7],[63,8,64,8],[63,9,64,9],[63,10,64,10],[63,11,64,11],[62,0,64,0],[62,1,64,1],[62,4,62,5],[62,6,62,7],[62,8,62,9],[62,10,62,11],[54,0,57,0],[60,0,61,1],[60,4,60,15],[61,4,61,5],[61,6,61,7],[61,8,61,9],[61,10,61,11],[61,12,61,13],[61,14,61,15],[44,12,45,12],[44,13,45,13],[44,14,45,14],[44,15,45,15],[46,0,49,0],[50,0,53,0],[43,12,43,13],[43,14,43,15],[44,4,45,4],[44,5,45,5],[44,6,45,6],[44,7,45,7],[44,8,45,8],[44,9,45,9],[44,10,45,10],[44,11,45,11],[43,0,45,0],[43,1,45,1],[43,4,43,5],[43,6,43,7],[43,8,43,9],[43,10,43,11],[35,0,38,0],[41,0,42,1],[41,4,41,15],[42,4,42,5],[42,6,42,7],[42,8,42,9],[42,10,42,11],[42,12,42,13],[42,14,42,15],[25,12,26,12],[25,13,26,13],[25,14,26,14],[25,15,26,15],[27,0,30,0],[31,0,34,0],[24,12,24,13],[24,14,24,15],[25,4,26,4],[25,5,26,5],[25,6,26,6],[25,7,26,7],[25,8,26,8],[25,9,26,9],[25,10,26,10],[25,11,26,11],[24,0,26,0],[24,1,26,1],[24,4,24,5],[24,6,24,7],[24,8,24,9],[24,10,24,11],[7,0,10,0],[11,0,14,0],[15,0,18,0],[22,4,22,15],[23,4,23,5],[23,6,23,7],[23,8,23,9],[23,10,23,11],[23,12,23,13],[23,14,23,15],[5,10,6,10],[5,11,6,11],[5,12,6,12],[5,13,6,13],[5,14,6,14],[5,15,6,15],[4,10,4,11],[4,12,4,13],[4,14,4,15],[5,2,6,2],[5,3,6,3],[5,4,6,4],[5,5,6,5],[5,6,6,6],[5,7,6,7],[5,8,6,8],[4,0,6,0],[4,1,6,1],[4,2,4,3],[4,4,4,5],[4,6,4,7],[4,8,4,9],[5,9,6,9],[2,0,2,1],[2,2,2,15],[3,2,3,3],[3,4,3,5],[3,6,3,7],[3,8,3,9],[3,10,3,11],[3,12,3,13],[3,14,3,15]]}
[]
["4A7A60_60",18.2]
["Evaporator Air \n",null,"Condenser  Entering Air Temperature ˚F"]
[80,"°F DB",85,null,90,null,95,null,100,null,105,null,110,null,115]
["CFM","EWB†\n˚F","Capacity Mbtuh",null,"Capacity Mbtuh",null,"Capacity Mbtuh",null,"Capacity Mbtuh",null,"Capacity Mbtuh",null,"Capacity Mbtuh",null,"Capacity Mbtuh"]
[null,null,"Total","Sens.","Total","Sens.","Total","Sens.","Total","Sens.","Total","Sens.","Total","Sens.","Total","Sens."]
[null,null,null,null,null,null,null,null,null,null,null,null,null,null,null,null,null,"Total Factors",null,null,null,null,null,null,"Sens. %",null,null,null,null,null,null,"IDB Adj",null,null,null,null,null,null,"Sens Calc"]
[1575,71,{"$f":"R8*$B$2","v":20.252885077186964},{"$f":"IF(AM8>C8,C8,AM8)","v":4.8949571183533447},{"$f":"S8*$B$2","v":19.79398284734134},{"$f":"IF(AN8>E8,E8,AN8)","v":4.7253317832651485},{"$f":"T8*$B$2","v":19.335080617495713},{"$f":"IF(AO8>G8,G8,AO8)","v":4.5584288164665523},{"$f":"U8*$B$2","v":18.891475128644942},{"$f":"IF(AP8>I8,I8,AP8)","v":4.4042979629602028},{"$f":"V8*$B$2","v":18.447869639794167},{"$f":"IF(AQ8>K8,K8,AQ8)","v":4.2524939965694681},{"$f":"W8*$B$2","v":18.004264150943392},{"$f":"IF(AR8>M8,M8,AR8)","v":4.0982455825642452},{"$f":"X8*$B$2","v":17.560658662092624},{"$f":"IF(AS8>O8,O8,AS8)","v":3.9465591766723844},null,1.1127958833619211,1.087581475128645,1.0623670668953689,1.0379931389365353,1.0136192109777016,0.98924528301886783,0.9648713550600343,0.2416918429003021,0.23872566828559411,0.23575949367088608,0.23313679492831202,0.23051409618573798,0.22762638607196306,0.22473867595818817,-0.20833333333333334,-0.20833333333333326,-0.2083333333333332,-0.2083333333333332,-0.2083333333333332,-0.20833333333333326,-0.20833333333333334,{"$f":"Y8*C8+($A$4-80)*AF8*$A$8/1000","v":4.8949571183533447},{"$f":"Z8*E8+($A$4-80)*AG8*$A$8/1000","v":4.7253317832651485},{"$f":"AA8*G8+($A$4-80)*AH8*$A$8/1000","v":4.5584288164665523},{"$f":"AB8*I8+($A$4-80)*AI8*$A$8/1000","v":4.4042979629602028},{"$f":"AC8*K8+($A$4-80)*AJ8*$A$8/1000","v":4.2524939965694681},{"$f":"AD8*M8+($A$4-80)*AK8*$A$8/1000","v":4.0982455825642452},{"$f":"AE8*O8+($A$4-80)*AL8*$A$8/1000","v":3.9465591766723844}]
[null,67,{"$f":"R9*$B$2","v":18.662024013722128},4.4972418524871358,18.249012006861062,{"$f":"IF(AN9>E9,E9,AN9)","v":4.3430370207988336},17.835999999999999,{"$f":"IF(AO9>G9,G9,AO9)","v":4.1913070325900508},17.422987993138936,{"$f":"IF(AP9>I9,I9,AP9)","v":4.0369820196536441},17.009975986277873,{"$f":"IF(AQ9>K9,K9,AQ9)","v":3.8853722126929666},16.59696397941681,{"$f":"IF(AR9>M9,M9,AR9)","v":3.7152215049530573},16.183951972555747,{"$f":"IF(AS9>O9,O9,AS9)","v":3.5488439108061751},null,1.0253859348198973,1.0026929674099485,0.98,0.95730703259005134,0.93461406518010293,0.9119210977701544,0.88922813036020587,0.24098360655737705,0.237987515114023,0.23499142367066894,0.23170434492885963,0.22841726618705033,0.22384946485155921,0.21928166351606806,-0.20833333333333334,-0.20486111111111119,-0.20138888888888903,-0.20138888888888898,-0.20138888888888892,-0.20486111111111113,-0.20833333333333334,{"$f":"Y9*C9+($A$4-80)*AF9*$A$8/1000","v":4.4972418524871358},{"$f":"Z9*E9+($A$4-80)*AG9*$A$8/1000","v":4.3430370207988336},{"$f":"AA9*G9+($A$4-80)*AH9*$A$8/1000","v":4.1913070325900508},{"$f":"AB9*I9+($A$4-80)*AI9*$A$8/1000","v":4.0369820196536441},{"$f":"AC9*K9+($A$4-80)*AJ9*$A$8/1000","v":3.8853722126929666},{"$f":"AD9*M9+($A$4-80)*AK9*$A$8/1000","v":3.7152215049530573},{"$f":"AE9*O9+($A$4-80)*AL9*$A$8/1000","v":3.5488439108061751}]
[null,63,17.4688782161235,4.1913070325900517,17.071162950257289,4.0369670228390051,16.673447684391078,3.8853722126929666,16.291029159519727,3.7152054148897666,15.908610634648371,3.5488439108061747,15.526192109777014,3.3941679487845864,15.143773584905661,3.242909090909091,null,0.95982847341337907,0.93797598627787304,0.91612349914236701,0.89511149228130371,0.87409948542024019,0.85308747855917666,0.83207547169811324,0.23992994746059543,0.23647873519818763,0.2330275229357798,0.22805222300635142,0.22307692307692306,0.2186091686091686,0.21414141414141413,-0.20833333333333334,-0.20486111111111113,-0.20138888888888892,-0.20486111111111113,-0.20833333333333334,-0.20833333333333334,-0.20833333333333334,4.1913070325900517,{"$f":"Z10*E10+($A$4-80)*AG10*$A$8/1000","v":4.0369670228390051},{"$f":"AA10*G10+($A$4-80)*AH10*$A$8/1000","v":3.8853722126929666},3.7152054148897666,3.5488439108061747,3.3941679487845864,3.242909090909091]
[null,59,16.642854202401374,2.8146003430531734,16.275732418524868,2.8160331147210163,15.908610634648371,2.814600343053173,15.54148885077187,2.8161717700437117,15.174367066895368,2.8146003430531725,14.807245283018869,2.8163315761783427,14.440123499142366,2.814600343053173,null,0.91444253859348201,0.89427101200686099,0.87409948542024019,0.85392795883361927,0.83375643224699825,0.81358490566037744,0.79341337907375642,0.16911764705882351,0.17302036199095022,0.17692307692307691,0.18120347394540942,0.18548387096774191,0.19019956260251503,0.19491525423728812,-0.4791666666666668,-0.44097222222222232,-0.40277777777777785,-0.36458333333333337,-0.32638888888888895,-0.29166666666666674,-0.25694444444444453,2.8146003430531734,{"$f":"Z11*E11+($A$4-80)*AG11*$A$8/1000","v":2.8160331147210163},{"$f":"AA11*G11+($A$4-80)*AH11*$A$8/1000","v":2.814600343053173},{"$f":"AB11*I11+($A$4-80)*AI11*$A$8/1000","v":2.8161717700437117},2.8146003430531725,2.8163315761783427,2.814600343053173]
[1800,71,20.666209262435679,4.9948542024013722,20.19794168096055,4.8217671257807631,19.729674099485418,4.6514579759862773,19.277015437392794,4.4941815948573494,18.824356775300171,4.3392795883361917,18.371698113207543,4.1818832475145351,17.919039451114923,4.0271012006861069,null,1.1355060034305318,1.1097770154373929,1.0840480274442539,1.0591766723842195,1.0343053173241852,1.0094339622641508,0.9845626072041167,0.2416918429003021,0.23872566828559411,0.23575949367088608,0.23313679492831202,0.23051409618573798,0.22762638607196306,0.22473867595818817,-0.20833333333333334,-0.20833333333333326,-0.2083333333333332,-0.2083333333333332,-0.2083333333333332,-0.20833333333333326,-0.20833333333333334,{"$f":"Y12*C12+($A$4-80)*AF12*$A$12/1000","v":4.9948542024013722},{"$f":"Z12*E12+($A$4-80)*AG12*$A$12/1000","v":4.8217671257807631},{"$f":"AA12*G12+($A$4-80)*AH12*$A$12/1000","v":4.6514579759862773},{"$f":"AB12*I12+($A$4-80)*AI12*$A$12/1000","v":4.4941815948573494},{"$f":"AC12*K12+($A$4-80)*AJ12*$A$12/1000","v":4.3392795883361917},{"$f":"AD12*M12+($A$4-80)*AK12*$A$12/1000","v":4.1818832475145351},{"$f":"AE12*O12+($A$4-80)*AL12*$A$12/1000","v":4.0271012006861069}]
[null,67,19.042881646655232,4.5890222984562605,18.621440823327617,4.4316704293865659,18.2,4.2768439108061749,17.778559176672385,4.1193694078098408,17.35711835334477,3.9646655231560892,16.935677530017152,3.7910423519929157,16.514236706689537,3.6212692967409952,null,1.0463121783876501,1.0231560891938252,1,0.97684391080617505,0.95368782161235,0.93053173241852494,0.90737564322469988,0.24098360655737705,0.237987515114023,0.23499142367066894,0.23170434492885963,0.22841726618705033,0.22384946485155921,0.21928166351606806,-0.20833333333333334,-0.20486111111111119,-0.20138888888888903,-0.20138888888888898,-0.20138888888888892,-0.20486111111111113,-0.20833333333333334,{"$f":"Y13*C13+($A$4-80)*AF13*$A$12/1000","v":4.5890222984562605},{"$f":"Z13*E13+($A$4-80)*AG13*$A$12/1000","v":4.4316704293865659},{"$f":"AA13*G13+($A$4-80)*AH13*$A$12/1000","v":4.2768439108061749},{"$f":"AB13*I13+($A$4-80)*AI13*$A$12/1000","v":4.1193694078098408},{"$f":"AC13*K13+($A$4-80)*AJ13*$A$12/1000","v":3.9646655231560892},{"$f":"AD13*M13+($A$4-80)*AK13*$A$12/1000","v":3.7910423519929157},{"$f":"AE13*O13+($A$4-80)*AL13*$A$12/1000","v":3.6212692967409952}]
[null,63,17.825385934819899,4.2768439108061749,17.419554030874785,4.1193541049377602,17.013722126929675,3.9646655231560892,16.623499142367066,3.7910259335609857,16.233276157804458,3.6212692967409943,15.843053173241852,3.4634366824332519,15.452830188679245,3.3090909090909091,null,0.97941680960548894,0.95711835334476847,0.93481989708404811,0.91337907375643235,0.89193825042881647,0.8704974271012007,0.84905660377358494,0.23992994746059543,0.23647873519818763,0.2330275229357798,0.22805222300635142,0.22307692307692306,0.2186091686091686,0.21414141414141413,-0.20833333333333334,-0.20486111111111113,-0.20138888888888892,-0.20486111111111113,-0.20833333333333334,-0.20833333333333334,-0.20833333333333334,4.2768439108061749,{"$f":"Z14*E14+($A$4-80)*AG14*$A$12/1000","v":4.1193541049377602},{"$f":"AA14*G14+($A$4-80)*AH14*$A$12/1000","v":3.9646655231560892},3.7910259335609857,3.6212692967409943,3.4634366824332519,3.3090909090909091]
[null,59,16.982504288164666,2.872041166380789,16.607890222984565,2.8735031782867524,16.233276157804458,2.8720411663807885,15.858662092624355,2.8736446633099093,15.484048027444254,2.8720411663807885,15.109433962264154,2.8738077307942276,14.73481989708405,2.872041166380789,null,0.93310463121783882,0.91252144082332776,0.89193825042881647,0.8713550600343053,0.85077186963979423,0.83018867924528317,0.80960548885077199,0.16911764705882351,0.17302036199095022,0.17692307692307691,0.18120347394540942,0.18548387096774191,0.19019956260251503,0.19491525423728812,-0.4791666666666668,-0.44097222222222232,-0.40277777777777785,-0.36458333333333337,-0.32638888888888895,-0.29166666666666674,-0.25694444444444453,2.872041166380789,{"$f":"Z15*E15+($A$4-80)*AG15*$A$12/1000","v":2.8735031782867524},{"$f":"AA15*G15+($A$4-80)*AH15*$A$12/1000","v":2.8720411663807885},2.8736446633099093,2.8720411663807885,2.8738077307942276,2.872041166380789]
[2025,71,21.079533447684391,5.0947512864493989,20.601900514579757,4.9182024682963776,20.124267581475127,4.7444871355060032,19.662555746140651,4.5840652267544959,19.200843910806174,4.4260651801029161,18.739132075471698,4.2655209124648268,18.277420240137221,4.1076432246998289,null,1.1582161234991424,1.1319725557461406,1.1057289879931389,1.080360205831904,1.054991423670669,1.0296226415094341,1.0042538593481991,0.2416918429003021,0.23872566828559411,0.23575949367088608,0.23313679492831202,0.23051409618573798,0.22762638607196306,0.22473867595818817,-0.20833333333333334,-0.20833333333333326,-0.2083333333333332,-0.2083333333333332,-0.2083333333333332,-0.20833333333333326,-0.20833333333333334,{"$f":"Y16*C16+($A$4-80)*AF16*$A$16/1000","v":5.0947512864493989},{"$f":"Z16*E16+($A$4-80)*AG16*$A$16/1000","v":4.9182024682963776},{"$f":"AA16*G16+($A$4-80)*AH16*$A$16/1000","v":4.7444871355060032},{"$f":"AB16*I16+($A$4-80)*AI16*$A$16/1000","v":4.5840652267544959},{"$f":"AC16*K16+($A$4-80)*AJ16*$A$16/1000","v":4.4260651801029161},{"$f":"AD16*M16+($A$4-80)*AK16*$A$16/1000","v":4.2655209124648268},{"$f":"AE16*O16+($A$4-80)*AL16*$A$16/1000","v":4.1076432246998289}]
[null,67,19.423739279588336,4.6808027444253861,18.99386963979417,4.5203038379742972,18.564,4.3623807890222981,18.13413036020583,4.2017567959660376,17.704260720411664,4.0439588336192109,17.274391080617498,3.8668631990327746,16.844521440823328,3.6936946826758152,null,1.0672384219554032,1.0436192109777016,1.02,0.99638078902229843,0.97276157804459706,0.94914236706689548,0.92552315608919389,0.24098360655737705,0.237987515114023,0.23499142367066894,0.23170434492885963,0.22841726618705033,0.22384946485155921,0.21928166351606806,-0.20833333333333334,-0.20486111111111119,-0.20138888888888903,-0.20138888888888898,-0.20138888888888892,-0.20486111111111113,-0.20833333333333334,{"$f":"Y17*C17+($A$4-80)*AF17*$A$16/1000","v":4.6808027444253861},{"$f":"Z17*E17+($A$4-80)*AG17*$A$16/1000","v":4.5203038379742972},{"$f":"AA17*G17+($A$4-80)*AH17*$A$16/1000","v":4.3623807890222981},{"$f":"AB17*I17+($A$4-80)*AI17*$A$16/1000","v":4.2017567959660376},{"$f":"AC17*K17+($A$4-80)*AJ17*$A$16/1000","v":4.0439588336192109},{"$f":"AD17*M17+($A$4-80)*AK17*$A$16/1000","v":3.8668631990327746},{"$f":"AE17*O17+($A$4-80)*AL17*$A$16/1000","v":3.6936946826758152}]
[null,63,18.181893653516298,4.362380789022299,17.767945111492281,4.2017411870365153,17.353996569468269,4.0439588336192109,16.955969125214406,3.8668464522322048,16.55794168096055,3.6936946826758148,16.15991423670669,3.5327054160819169,15.761886792452831,3.3752727272727272,null,0.9990051457975988,0.9762607204116639,0.9535162950257291,0.93164665523156087,0.90977701543739287,0.88790737564322475,0.86603773584905663,0.23992994746059543,0.23647873519818763,0.2330275229357798,0.22805222300635142,0.22307692307692306,0.2186091686091686,0.21414141414141413,-0.20833333333333334,-0.20486111111111113,-0.20138888888888892,-0.20486111111111113,-0.20833333333333334,-0.20833333333333334,-0.20833333333333334,4.362380789022299,{"$f":"Z18*E18+($A$4-80)*AG18*$A$16/1000","v":4.2017411870365153},{"$f":"AA18*G18+($A$4-80)*AH18*$A$16/1000","v":4.0439588336192109},3.8668464522322048,3.6936946826758148,3.5327054160819169,3.3752727272727272]
[null,59,17.322154373927958,2.9294819897084046,16.940048027444252,2.9309732418524868,16.55794168096055,2.9294819897084046,16.175835334476844,2.9311175565761078,15.793728987993141,2.929481989708405,15.411622641509437,2.931283885410112,15.029516295025731,2.929481989708405,null,0.95176672384219563,0.93077186963979419,0.90977701543739287,0.88878216123499154,0.86778730703259022,0.84679245283018889,0.82579759862778745,0.16911764705882351,0.17302036199095022,0.17692307692307691,0.18120347394540942,0.18548387096774191,0.19019956260251503,0.19491525423728812,-0.4791666666666668,-0.44097222222222232,-0.40277777777777785,-0.36458333333333337,-0.32638888888888895,-0.29166666666666674,-0.25694444444444453,2.9294819897084046,{"$f":"Z19*E19+($A$4-80)*AG19*$A$16/1000","v":2.9309732418524868},{"$f":"AA19*G19+($A$4-80)*AH19*$A$16/1000","v":2.9294819897084046},2.9311175565761078,2.929481989708405,2.931283885410112,2.929481989708405]

{"sheet":"4A7A60_61","index":29,"n_rows":19,"n_cols":45,"rows_kept":19,"cut":false,"hidden":true,"merged":[[130,0,133,0],[120,12,121,12],[120,13,121,13],[120,14,121,14],[120,15,121,15],[122,0,125,0],[126,0,129,0],[119,12,119,13],[119,14,119,15],[120,4,121,4],[120,5,121,5],[120,6,121,6],[120,7,121,7],[120,8,121,8],[120,9,121,9],[120,10,121,10],[120,11,121,11],[119,0,121,0],[119,1,121,1],[119,4,119,5],[119,6,119,7],[119,8,119,9],[119,10,119,11],[111,0,114,0],[117,0,118,1],[117,4,117,15],[118,4,118,5],[118,6,118,7],[118,8,118,9],[118,10,118,11],[118,12,118,13],[118,14,118,15],[101,12,102,12],[101,13,102,13],[101,14,102,14],[101,15,102,15],[103,0,106,0],[107,0,110,0],[100,12,100,13],[100,14,100,15],[101,4,102,4],[101,5,102,5],[101,6,102,6],[101,7,102,7],[101,8,102,8],[101,9,102,9],[101,10,102,10],[101,11,102,11],[100,0,102,0],[100,1,102,1],[100,4,100,5],[100,6,100,7],[100,8,100,9],[100,10,100,11],[92,0,95,0],[98,0,99,1],[98,4,98,15],[99,4,99,5],[99,6,99,7],[99,8,99,9],[99,10,99,11],[99,12,99,13],[99,14,99,15],[82,12,83,12],[82,13,83,13],[82,14,83,14],[82,15,83,15],[84,0,87,0],[88,0,91,0],[81,12,81,13],[81,14,81,15],[82,4,83,4],[82,5,83,5],[82,6,83,6],[82,7,83,7],[82,8,83,8],[82,9,83,9],[82,10,83,10],[82,11,83,11],[81,0,83,0],[81,1,83,1],[81,4,81,5],[81,6,81,7],[81,8,81,9],[81,10,81,11],[73,0,76,0],[79,0,80,1],[79,4,79,15],[80,4,80,5],[80,6,80,7],[80,8,80,9],[80,10,80,11],[80,12,80,13],[80,14,80,15],[63,12,64,12],[63,13,64,13],[63,14,64,14],[63,15,64,15],[65,0,68,0],[69,0,72,0],[62,12,62,13],[62,14,62,15],[63,4,64,4],[63,5,64,5],[63,6,64,6],[63,7,64,7],[63,8,64,8],[63,9,64,9],[63,10,64,10],[63,11,64,11],[62,0,64,0],[62,1,64,1],[62,4,62,5],[62,6,62,7],[62,8,62,9],[62,10,62,11],[54,0,57,0],[60,0,61,1],[60,4,60,15],[61,4,61,5],[61,6,61,7],[61,8,61,9],[61,10,61,11],[61,12,61,13],[61,14,61,15],[44,12,45,12],[44,13,45,13],[44,14,45,14],[44,15,45,15],[46,0,49,0],[50,0,53,0],[43,12,43,13],[43,14,43,15],[44,4,45,4],[44,5,45,5],[44,6,45,6],[44,7,45,7],[44,8,45,8],[44,9,45,9],[44,10,45,10],[44,11,45,11],[43,0,45,0],[43,1,45,1],[43,4,43,5],[43,6,43,7],[43,8,43,9],[43,10,43,11],[35,0,38,0],[41,0,42,1],[41,4,41,15],[42,4,42,5],[42,6,42,7],[42,8,42,9],[42,10,42,11],[42,12,42,13],[42,14,42,15],[25,12,26,12],[25,13,26,13],[25,14,26,14],[25,15,26,15],[27,0,30,0],[31,0,34,0],[24,12,24,13],[24,14,24,15],[25,4,26,4],[25,5,26,5],[25,6,26,6],[25,7,26,7],[25,8,26,8],[25,9,26,9],[25,10,26,10],[25,11,26,11],[24,0,26,0],[24,1,26,1],[24,4,24,5],[24,6,24,7],[24,8,24,9],[24,10,24,11],[7,0,10,0],[11,0,14,0],[15,0,18,0],[22,4,22,15],[23,4,23,5],[23,6,23,7],[23,8,23,9],[23,10,23,11],[23,12,23,13],[23,14,23,15],[5,10,6,10],[5,11,6,11],[5,12,6,12],[5,13,6,13],[5,14,6,14],[5,15,6,15],[4,10,4,11],[4,12,4,13],[4,14,4,15],[5,2,6,2],[5,3,6,3],[5,4,6,4],[5,5,6,5],[5,6,6,6],[5,7,6,7],[5,8,6,8],[4,0,6,0],[4,1,6,1],[4,2,4,3],[4,4,4,5],[4,6,4,7],[4,8,4,9],[5,9,6,9],[2,0,2,1],[2,2,2,15],[3,2,3,3],[3,4,3,5],[3,6,3,7],[3,8,3,9],[3,10,3,11],[3,12,3,13],[3,14,3,15]]}
[]
["4A7A60_61",18.2]
["Evaporator Air \n",null,"Condenser  Entering Air Temperature ˚F"]
[80,"°F DB",85,null,90,null,95,null,100,null,105,null,110,null,115]
["CFM","EWB†\n˚F","Capacity Mbtuh",null,"Capacity Mbtuh",null,"Capacity Mbtuh",null,"Capacity Mbtuh",null,"Capacity Mbtuh",null,"Capacity Mbtuh",null,"Capacity Mbtuh"]
[null,null,"Total","Sens.","Total","Sens.","Total","Sens.","Total","Sens.","Total","Sens.","Total","Sens.","Total","Sens."]
[null,null,null,null,null,null,null,null,null,null,null,null,null,null,null,null,null,"Total Factors",null,null,null,null,null,null,"Sens. %",null,null,null,null,null,null,"IDB Adj",null,null,null,null,null,null,"Sens Calc"]
[1575,71,{"$f":"R8*$B$2","v":20.232333333333337},{"$f":"IF(AM8>C8,C8,AM8)","v":10.738000000000001},{"$f":"S8*$B$2","v":19.792499999999997},{"$f":"IF(AN8>E8,E8,AN8)","v":10.588191699604742},{"$f":"T8*$B$2","v":19.352666666666664},{"$f":"IF(AO8>G8,G8,AO8)","v":10.434666666666667},{"$f":"U8*$B$2","v":18.912833333333332},{"$f":"IF(AP8>I8,I8,AP8)","v":10.269507575757576},{"$f":"V8*$B$2","v":18.472999999999999},{"$f":"IF(AQ8>K8,K8,AQ8)","v":10.100999999999999},{"$f":"W8*$B$2","v":18.018000000000001},{"$f":"IF(AR8>M8,M8,AR8)","v":9.9518495622654992},{"$f":"X8*$B$2","v":17.562999999999999},{"$f":"IF(AS8>O8,O8,AS8)","v":9.7976666666666645},null,1.1116666666666668,1.0874999999999999,1.0633333333333332,1.0391666666666666,1.0149999999999999,0.99,0.96499999999999997,0.53073463268365817,0.53495979283085737,0.53918495297805646,0.54299149126735335,0.54679802955665024,0.55232820303393826,0.55785837651122616,0.97916666666666663,0.98263888888888884,0.98611111111111105,0.98263888888888884,0.97916666666666663,0.97916666666666663,0.97916666666666663,{"$f":"Y8*C8+($A$4-80)*AF8*$A$8/1000","v":10.738000000000001},{"$f":"Z8*E8+($A$4-80)*AG8*$A$8/1000","v":10.588191699604742},{"$f":"AA8*G8+($A$4-80)*AH8*$A$8/1000","v":10.434666666666667},{"$f":"AB8*I8+($A$4-80)*AI8*$A$8/1000","v":10.269507575757576},{"$f":"AC8*K8+($A$4-80)*AJ8*$A$8/1000","v":10.100999999999999},{"$f":"AD8*M8+($A$4-80)*AK8*$A$8/1000","v":9.9518495622654992},{"$f":"AE8*O8+($A$4-80)*AL8*$A$8/1000","v":9.7976666666666645}]
[null,67,{"$f":"R9*$B$2","v":18.654999999999998},12.952333333333332,18.2455,{"$f":"IF(AN9>E9,E9,AN9)","v":12.788197386759581},17.835999999999999,{"$f":"IF(AO9>G9,G9,AO9)","v":12.618666666666666},17.426500000000001,{"$f":"IF(AP9>I9,I9,AP9)","v":12.470322001527885},17.016999999999999,{"$f":"IF(AQ9>K9,K9,AQ9)","v":12.315333333333333},16.607500000000002,{"$f":"IF(AR9>M9,M9,AR9)","v":12.167324600933327},16.198,{"$f":"IF(AS9>O9,O9,AS9)","v":12.012},null,1.0249999999999999,1.0024999999999999,0.98,0.95750000000000013,0.93500000000000005,0.91250000000000009,0.89,0.69430894308943092,0.70089596814335486,0.70748299319727892,0.71559532904070722,0.72370766488413552,0.7326403492960003,0.7415730337078652,0.98611111111111116,0.98263888888888906,0.97916666666666685,0.97916666666666685,0.97916666666666685,0.97916666666666685,0.97916666666666685,{"$f":"Y9*C9+($A$4-80)*AF9*$A$8/1000","v":12.952333333333332},{"$f":"Z9*E9+($A$4-80)*AG9*$A$8/1000","v":12.788197386759581},{"$f":"AA9*G9+($A$4-80)*AH9*$A$8/1000","v":12.618666666666666},{"$f":"AB9*I9+($A$4-80)*AI9*$A$8/1000","v":12.470322001527885},{"$f":"AC9*K9+($A$4-80)*AJ9*$A$8/1000","v":12.315333333333333},{"$f":"AD9*M9+($A$4-80)*AK9*$A$8/1000","v":12.167324600933327},{"$f":"AE9*O9+($A$4-80)*AL9*$A$8/1000","v":12.012}]
[null,63,17.441666666666666,15.227333333333334,17.0625,15.079743083003953,16.683333333333334,14.924000000000001,16.304166666666667,14.761270202020203,15.924999999999999,14.590333333333334,15.545833333333333,14.443559722222224,15.166666666666666,14.287000000000001,null,0.95833333333333337,0.9375,0.91666666666666674,0.89583333333333337,0.875,0.85416666666666663,0.83333333333333337,0.87304347826086959,0.88379446640316206,0.89454545454545464,0.90536796536796538,0.91619047619047622,0.9290952380952382,0.94200000000000006,0.97916666666666685,0.98263888888888906,0.98611111111111116,0.98263888888888906,0.97916666666666685,0.97916666666666685,0.97916666666666685,15.227333333333334,{"$f":"Z10*E10+($A$4-80)*AG10*$A$8/1000","v":15.079743083003953},{"$f":"AA10*G10+($A$4-80)*AH10*$A$8/1000","v":14.924000000000001},14.761270202020203,14.590333333333334,14.443559722222224,14.287000000000001]
[null,59,16.652999999999999,16.38,16.288999999999998,16.155483606557375,15.924999999999999,15.924999999999999,15.561000000000002,15.561000000000002,15.197000000000001,15.197000000000001,14.832999999999998,14.832999999999998,14.468999999999999,14.468999999999999,null,0.91500000000000004,0.89500000000000002,0.875,0.85500000000000009,0.83500000000000008,0.81499999999999995,0.79500000000000004,0.98360655737704916,0.99180327868852458,1,1,1,1,1,0.68749999999999989,0.67361111111111105,0.65972222222222221,0.61458333333333348,0.56944444444444464,0.5243055555555558,0.47916666666666707,16.38,{"$f":"Z11*E11+($A$4-80)*AG11*$A$8/1000","v":16.155483606557375},{"$f":"AA11*G11+($A$4-80)*AH11*$A$8/1000","v":15.924999999999999},{"$f":"AB11*I11+($A$4-80)*AI11*$A$8/1000","v":15.561000000000002},15.197000000000001,14.832999999999998,14.468999999999999]
[1800,71,20.645238095238096,10.957142857142857,20.196428571428573,10.804277244494639,19.747619047619047,10.647619047619047,19.298809523809524,10.479089363017936,18.850000000000001,10.307142857142859,18.385714285714286,10.15494853292398,17.921428571428571,9.997619047619045,null,1.1343537414965987,1.1096938775510206,1.0850340136054422,1.060374149659864,1.0357142857142858,1.0102040816326532,0.98469387755102045,0.53073463268365817,0.53495979283085737,0.53918495297805646,0.54299149126735335,0.54679802955665024,0.55232820303393826,0.55785837651122616,0.97916666666666663,0.98263888888888884,0.98611111111111105,0.98263888888888884,0.97916666666666663,0.97916666666666663,0.97916666666666663,{"$f":"Y12*C12+($A$4-80)*AF12*$A$12/1000","v":10.957142857142857},{"$f":"Z12*E12+($A$4-80)*AG12*$A$12/1000","v":10.804277244494639},{"$f":"AA12*G12+($A$4-80)*AH12*$A$12/1000","v":10.647619047619047},{"$f":"AB12*I12+($A$4-80)*AI12*$A$12/1000","v":10.479089363017936},{"$f":"AC12*K12+($A$4-80)*AJ12*$A$12/1000","v":10.307142857142859},{"$f":"AD12*M12+($A$4-80)*AK12*$A$12/1000","v":10.15494853292398},{"$f":"AE12*O12+($A$4-80)*AL12*$A$12/1000","v":9.997619047619045}]
[null,67,19.035714285714285,13.216666666666667,18.617857142857144,13.049181006897532,18.2,12.876190476190477,17.782142857142858,12.724818368906005,17.364285714285717,12.56666666666667,16.946428571428569,12.415637347891147,16.528571428571428,12.257142857142858,null,1.0459183673469388,1.0229591836734695,1,0.97704081632653073,0.95408163265306134,0.93112244897959184,0.90816326530612246,0.69430894308943092,0.70089596814335486,0.70748299319727892,0.71559532904070722,0.72370766488413552,0.7326403492960003,0.7415730337078652,0.98611111111111116,0.98263888888888906,0.97916666666666685,0.97916666666666685,0.97916666666666685,0.97916666666666685,0.97916666666666685,{"$f":"Y13*C13+($A$4-80)*AF13*$A$12/1000","v":13.216666666666667},{"$f":"Z13*E13+($A$4-80)*AG13*$A$12/1000","v":13.049181006897532},{"$f":"AA13*G13+($A$4-80)*AH13*$A$12/1000","v":12.876190476190477},{"$f":"AB13*I13+($A$4-80)*AI13*$A$12/1000","v":12.724818368906005},{"$f":"AC13*K13+($A$4-80)*AJ13*$A$12/1000","v":12.56666666666667},{"$f":"AD13*M13+($A$4-80)*AK13*$A$12/1000","v":12.415637347891147},{"$f":"AE13*O13+($A$4-80)*AL13*$A$12/1000","v":12.257142857142858}]
[null,63,17.797619047619047,15.538095238095238,17.410714285714288,15.387492941840771,17.023809523809526,15.228571428571431,16.636904761904763,15.062520614306329,16.25,14.888095238095239,15.863095238095237,14.738326247165533,15.476190476190476,14.578571428571429,null,0.97789115646258506,0.95663265306122458,0.93537414965986398,0.9141156462585035,0.8928571428571429,0.87159863945578231,0.85034013605442182,0.87304347826086959,0.88379446640316206,0.89454545454545464,0.90536796536796538,0.91619047619047622,0.9290952380952382,0.94200000000000006,0.97916666666666685,0.98263888888888906,0.98611111111111116,0.98263888888888906,0.97916666666666685,0.97916666666666685,0.97916666666666685,15.538095238095238,{"$f":"Z14*E14+($A$4-80)*AG14*$A$12/1000","v":15.387492941840771},{"$f":"AA14*G14+($A$4-80)*AH14*$A$12/1000","v":15.228571428571431},15.062520614306329,14.888095238095239,14.738326247165533,14.578571428571429]
[null,59,16.99285714285714,16.714285714285712,16.621428571428574,16.485187353629978,16.25,16.25,15.878571428571428,15.878571428571428,15.507142857142858,15.507142857142858,15.135714285714286,15.135714285714286,14.764285714285714,14.764285714285714,null,0.93367346938775508,0.91326530612244905,0.8928571428571429,0.87244897959183676,0.85204081632653073,0.83163265306122458,0.81122448979591844,0.98360655737704916,0.99180327868852458,1,1,1,1,1,0.68749999999999989,0.67361111111111105,0.65972222222222221,0.61458333333333348,0.56944444444444464,0.5243055555555558,0.47916666666666707,16.714285714285712,{"$f":"Z15*E15+($A$4-80)*AG15*$A$12/1000","v":16.485187353629978},{"$f":"AA15*G15+($A$4-80)*AH15*$A$12/1000","v":16.25},15.878571428571428,15.507142857142858,15.135714285714286,14.764285714285714]
[2025,71,21.058142857142858,11.176285714285715,20.600357142857145,11.020362789384532,20.142571428571426,10.860571428571427,19.684785714285713,10.688671150278292,19.227,10.513285714285715,18.753428571428572,10.358047503582458,18.279857142857143,10.197571428571427,null,1.1570408163265307,1.131887755102041,1.1067346938775509,1.0815816326530612,1.0564285714285715,1.0304081632653062,1.0043877551020408,0.53073463268365817,0.53495979283085737,0.53918495297805646,0.54299149126735335,0.54679802955665024,0.55232820303393826,0.55785837651122616,0.97916666666666663,0.98263888888888884,0.98611111111111105,0.98263888888888884,0.97916666666666663,0.97916666666666663,0.97916666666666663,{"$f":"Y16*C16+($A$4-80)*AF16*$A$16/1000","v":11.176285714285715},{"$f":"Z16*E16+($A$4-80)*AG16*$A$16/1000","v":11.020362789384532},{"$f":"AA16*G16+($A$4-80)*AH16*$A$16/1000","v":10.860571428571427},{"$f":"AB16*I16+($A$4-80)*AI16*$A$16/1000","v":10.688671150278292},{"$f":"AC16*K16+($A$4-80)*AJ16*$A$16/1000","v":10.513285714285715},{"$f":"AD16*M16+($A$4-80)*AK16*$A$16/1000","v":10.358047503582458},{"$f":"AE16*O16+($A$4-80)*AL16*$A$16/1000","v":10.197571428571427}]
[null,67,19.416428571428572,13.481,18.990214285714284,13.310164627035482,18.564,13.133714285714285,18.137785714285716,12.979314736284126,17.711571428571428,12.818000000000001,17.285357142857144,12.663950094848971,16.859142857142857,12.502285714285714,null,1.0668367346938776,1.0434183673469388,1.02,0.99658163265306132,0.97316326530612252,0.94974489795918371,0.9263265306122449,0.69430894308943092,0.70089596814335486,0.70748299319727892,0.71559532904070722,0.72370766488413552,0.7326403492960003,0.7415730337078652,0.98611111111111116,0.98263888888888906,0.97916666666666685,0.97916666666666685,0.97916666666666685,0.97916666666666685,0.97916666666666685,{"$f":"Y17*C17+($A$4-80)*AF17*$A$16/1000","v":13.481},{"$f":"Z17*E17+($A$4-80)*AG17*$A$16/1000","v":13.310164627035482},{"$f":"AA17*G17+($A$4-80)*AH17*$A$16/1000","v":13.133714285714285},{"$f":"AB17*I17+($A$4-80)*AI17*$A$16/1000","v":12.979314736284126},{"$f":"AC17*K17+($A$4-80)*AJ17*$A$16/1000","v":12.818000000000001},{"$f":"AD17*M17+($A$4-80)*AK17*$A$16/1000","v":12.663950094848971},{"$f":"AE17*O17+($A$4-80)*AL17*$A$16/1000","v":12.502285714285714}]
[null,63,18.153571428571428,15.848857142857144,17.758928571428573,15.695242800677585,17.364285714285717,15.533142857142861,16.969642857142858,15.363771026592456,16.575000000000003,15.185857142857145,16.180357142857144,15.033092772108846,15.785714285714286,14.870142857142859,null,0.99744897959183676,0.97576530612244905,0.95408163265306134,0.93239795918367352,0.91071428571428581,0.8890306122448981,0.86734693877551028,0.87304347826086959,0.88379446640316206,0.89454545454545464,0.90536796536796538,0.91619047619047622,0.9290952380952382,0.94200000000000006,0.97916666666666685,0.98263888888888906,0.98611111111111116,0.98263888888888906,0.97916666666666685,0.97916666666666685,0.97916666666666685,15.848857142857144,{"$f":"Z18*E18+($A$4-80)*AG18*$A$16/1000","v":15.695242800677585},{"$f":"AA18*G18+($A$4-80)*AH18*$A$16/1000","v":15.533142857142861},15.363771026592456,15.185857142857145,15.033092772108846,14.870142857142859]
[null,59,17.332714285714285,17.048571428571428,16.953857142857142,16.814891100702575,16.575000000000003,16.575000000000003,16.19614285714286,16.19614285714286,15.817285714285717,15.817285714285717,15.43842857142857,15.43842857142857,15.059571428571429,15.059571428571429,null,0.95234693877551024,0.93153061224489797,0.91071428571428581,0.88989795918367365,0.86908163265306138,0.84826530612244899,0.82744897959183683,0.98360655737704916,0.99180327868852458,1,1,1,1,1,0.68749999999999989,0.67361111111111105,0.65972222222222221,0.61458333333333348,0.56944444444444464,0.5243055555555558,0.47916666666666707,17.048571428571428,{"$f":"Z19*E19+($A$4-80)*AG19*$A$16/1000","v":16.814891100702575},{"$f":"AA19*G19+($A$4-80)*AH19*$A$16/1000","v":16.575000000000003},16.19614285714286,15.817285714285717,15.43842857142857,15.059571428571429]

{"sheet":"4A7A70_24","index":30,"n_rows":19,"n_cols":45,"rows_kept":19,"cut":false,"hidden":true,"merged":[[130,0,133,0],[120,12,121,12],[120,13,121,13],[120,14,121,14],[120,15,121,15],[122,0,125,0],[126,0,129,0],[119,12,119,13],[119,14,119,15],[120,4,121,4],[120,5,121,5],[120,6,121,6],[120,7,121,7],[120,8,121,8],[120,9,121,9],[120,10,121,10],[120,11,121,11],[119,0,121,0],[119,1,121,1],[119,4,119,5],[119,6,119,7],[119,8,119,9],[119,10,119,11],[111,0,114,0],[117,0,118,1],[117,4,117,15],[118,4,118,5],[118,6,118,7],[118,8,118,9],[118,10,118,11],[118,12,118,13],[118,14,118,15],[101,12,102,12],[101,13,102,13],[101,14,102,14],[101,15,102,15],[103,0,106,0],[107,0,110,0],[100,12,100,13],[100,14,100,15],[101,4,102,4],[101,5,102,5],[101,6,102,6],[101,7,102,7],[101,8,102,8],[101,9,102,9],[101,10,102,10],[101,11,102,11],[100,0,102,0],[100,1,102,1],[100,4,100,5],[100,6,100,7],[100,8,100,9],[100,10,100,11],[92,0,95,0],[98,0,99,1],[98,4,98,15],[99,4,99,5],[99,6,99,7],[99,8,99,9],[99,10,99,11],[99,12,99,13],[99,14,99,15],[82,12,83,12],[82,13,83,13],[82,14,83,14],[82,15,83,15],[84,0,87,0],[88,0,91,0],[81,12,81,13],[81,14,81,15],[82,4,83,4],[82,5,83,5],[82,6,83,6],[82,7,83,7],[82,8,83,8],[82,9,83,9],[82,10,83,10],[82,11,83,11],[81,0,83,0],[81,1,83,1],[81,4,81,5],[81,6,81,7],[81,8,81,9],[81,10,81,11],[73,0,76,0],[79,0,80,1],[79,4,79,15],[80,4,80,5],[80,6,80,7],[80,8,80,9],[80,10,80,11],[80,12,80,13],[80,14,80,15],[63,12,64,12],[63,13,64,13],[63,14,64,14],[63,15,64,15],[65,0,68,0],[69,0,72,0],[62,12,62,13],[62,14,62,15],[63,4,64,4],[63,5,64,5],[63,6,64,6],[63,7,64,7],[63,8,64,8],[63,9,64,9],[63,10,64,10],[63,11,64,11],[62,0,64,0],[62,1,64,1],[62,4,62,5],[62,6,62,7],[62,8,62,9],[62,10,62,11],[54,0,57,0],[60,0,61,1],[60,4,60,15],[61,4,61,5],[61,6,61,7],[61,8,61,9],[61,10,61,11],[61,12,61,13],[61,14,61,15],[44,12,45,12],[44,13,45,13],[44,14,45,14],[44,15,45,15],[46,0,49,0],[50,0,53,0],[43,12,43,13],[43,14,43,15],[44,4,45,4],[44,5,45,5],[44,6,45,6],[44,7,45,7],[44,8,45,8],[44,9,45,9],[44,10,45,10],[44,11,45,11],[43,0,45,0],[43,1,45,1],[43,4,43,5],[43,6,43,7],[43,8,43,9],[43,10,43,11],[35,0,38,0],[41,0,42,1],[41,4,41,15],[42,4,42,5],[42,6,42,7],[42,8,42,9],[42,10,42,11],[42,12,42,13],[42,14,42,15],[25,12,26,12],[25,13,26,13],[25,14,26,14],[25,15,26,15],[27,0,30,0],[31,0,34,0],[24,12,24,13],[24,14,24,15],[25,4,26,4],[25,5,26,5],[25,6,26,6],[25,7,26,7],[25,8,26,8],[25,9,26,9],[25,10,26,10],[25,11,26,11],[24,0,26,0],[24,1,26,1],[24,4,24,5],[24,6,24,7],[24,8,24,9],[24,10,24,11],[7,0,10,0],[11,0,14,0],[15,0,18,0],[22,4,22,15],[23,4,23,5],[23,6,23,7],[23,8,23,9],[23,10,23,11],[23,12,23,13],[23,14,23,15],[5,10,6,10],[5,11,6,11],[5,12,6,12],[5,13,6,13],[5,14,6,14],[5,15,6,15],[4,10,4,11],[4,12,4,13],[4,14,4,15],[5,2,6,2],[5,3,6,3],[5,4,6,4],[5,5,6,5],[5,6,6,6],[5,7,6,7],[5,8,6,8],[4,0,6,0],[4,1,6,1],[4,2,4,3],[4,4,4,5],[4,6,4,7],[4,8,4,9],[5,9,6,9],[2,0,2,1],[2,2,2,15],[3,2,3,3],[3,4,3,5],[3,6,3,7],[3,8,3,9],[3,10,3,11],[3,12,3,13],[3,14,3,15]]}
[]
["4A7A70_24",18.2]
["Evaporator Air \n",null,"Condenser  Entering Air Temperature ˚F"]
[80,"°F DB",85,null,90,null,95,null,100,null,105,null,110,null,115]
["CFM","EWB†\n˚F","Capacity Mbtuh",null,"Capacity Mbtuh",null,"Capacity Mbtuh",null,"Capacity Mbtuh",null,"Capacity Mbtuh",null,"Capacity Mbtuh",null,"Capacity Mbtuh"]
[null,null,"Total","Sens.","Total","Sens.","Total","Sens.","Total","Sens.","Total","Sens.","Total","Sens.","Total","Sens."]
[null,null,null,null,null,null,null,null,null,null,null,null,null,null,null,null,null,"Total Factors",null,null,null,null,null,null,"Sens. %",null,null,null,null,null,null,"IDB Adj",null,null,null,null,null,null,"Sens Calc"]
[700,71,{"$f":"R8*$B$2","v":21.202634538152612},{"$f":"IF(AM8>C8,C8,AM8)","v":11.460883534136546},{"$f":"S8*$B$2","v":20.307253012048193},{"$f":"IF(AN8>E8,E8,AN8)","v":11.183469744941668},{"$f":"T8*$B$2","v":19.411871485943774},{"$f":"IF(AO8>G8,G8,AO8)","v":10.887839357429717},{"$f":"U8*$B$2","v":18.516489959839358},{"$f":"IF(AP8>I8,I8,AP8)","v":10.574641706356823},{"$f":"V8*$B$2","v":17.621108433734939},{"$f":"IF(AQ8>K8,K8,AQ8)","v":10.243164658634537},{"$f":"W8*$B$2","v":16.725726907630523},{"$f":"IF(AR8>M8,M8,AR8)","v":9.9698758237157143},{"$f":"X8*$B$2","v":15.830345381526106},{"$f":"IF(AS8>O8,O8,AS8)","v":9.6701204819277109},null,1.1649799196787149,1.1157831325301206,1.0665863453815261,1.0173895582329318,0.96819277108433743,0.91899598393574311,0.86979919678714868,0.54054054054054046,0.55071307469831443,0.56088560885608851,0.5710932109321093,0.58130081300813008,0.59608027075745862,0.61085972850678727,0.984375,0.98437499999999989,0.98437499999999978,0.98437499999999989,0.984375,0.984375,0.984375,{"$f":"Y8*C8+($A$4-80)*AF8*$A$8/1000","v":11.460883534136546},{"$f":"Z8*E8+($A$4-80)*AG8*$A$8/1000","v":11.183469744941668},{"$f":"AA8*G8+($A$4-80)*AH8*$A$8/1000","v":10.887839357429717},{"$f":"AB8*I8+($A$4-80)*AI8*$A$8/1000","v":10.574641706356823},{"$f":"AC8*K8+($A$4-80)*AJ8*$A$8/1000","v":10.243164658634537},{"$f":"AD8*M8+($A$4-80)*AK8*$A$8/1000","v":9.9698758237157143},{"$f":"AE8*O8+($A$4-80)*AL8*$A$8/1000","v":9.6701204819277109}]
[null,67,{"$f":"R9*$B$2","v":19.555132530120481},13.824690763052208,18.69556626506024,{"$f":"IF(AN9>E9,E9,AN9)","v":13.516104804761213},17.835999999999999,{"$f":"IF(AO9>G9,G9,AO9)","v":13.180016064257027},17.012248995983935,{"$f":"IF(AP9>I9,I9,AP9)","v":12.872251059539005},16.188497991967871,{"$f":"IF(AQ9>K9,K9,AQ9)","v":12.535341365461846},15.364746987951808,{"$f":"IF(AR9>M9,M9,AR9)","v":12.268722672809027},14.540995983935744,{"$f":"IF(AS9>O9,O9,AS9)","v":11.96229718875502},null,1.0744578313253013,1.0272289156626506,0.98,0.93473895582329314,0.88947791164658641,0.84421686746987956,0.79895582329317283,0.706959706959707,0.72295776512643983,0.73895582329317266,0.75664605323950673,0.77433628318584069,0.79849819085400409,0.82266009852216737,0.984375,0.98437499999999989,0.98437499999999978,0.98437499999999989,0.984375,0.98437499999999989,0.98437499999999978,{"$f":"Y9*C9+($A$4-80)*AF9*$A$8/1000","v":13.824690763052208},{"$f":"Z9*E9+($A$4-80)*AG9*$A$8/1000","v":13.516104804761213},{"$f":"AA9*G9+($A$4-80)*AH9*$A$8/1000","v":13.180016064257027},{"$f":"AB9*I9+($A$4-80)*AI9*$A$8/1000","v":12.872251059539005},{"$f":"AC9*K9+($A$4-80)*AJ9*$A$8/1000","v":12.535341365461846},{"$f":"AD9*M9+($A$4-80)*AK9*$A$8/1000","v":12.268722672809027},{"$f":"AE9*O9+($A$4-80)*AL9*$A$8/1000","v":11.96229718875502}]
[null,63,18.265783132530121,16.188497991967875,17.477847389558232,15.883911244135,16.689911646586346,15.543823293172689,15.937791164658634,15.277803476843644,15.185670682730924,14.970779116465863,14.397734939759037,14.295864173675836,13.609799196787149,13.609799196787149,null,1.0036144578313253,0.96032128514056225,0.9170281124497992,0.87570281124497995,0.8343775100401607,0.79108433734939765,0.7477911646586346,0.88627450980392164,0.90880249095346288,0.93133047210300424,0.95858976435338894,0.98584905660377353,0.99292452830188682,1,0.984375,0.98437499999999989,0.98437499999999978,0.98437499999999978,0.98437499999999978,0.90625,0.82812500000000011,16.188497991967875,{"$f":"Z10*E10+($A$4-80)*AG10*$A$8/1000","v":15.883911244135},{"$f":"AA10*G10+($A$4-80)*AH10*$A$8/1000","v":15.543823293172689},15.277803476843644,14.970779116465863,14.295864173675836,13.609799196787149]
[null,59,17.40621686746988,17.40621686746988,16.689911646586346,16.689911646586346,15.973606425702812,15.973606425702812,15.221485943775102,15.221485943775102,14.469365461847389,14.469365461847389,13.717244979919679,13.717244979919679,12.965124497991969,12.965124497991969,null,0.95638554216867477,0.9170281124497992,0.87767068273092375,0.83634538152610449,0.79502008032128513,0.75369477911646587,0.71236947791164662,1,1,1,1,1,1,1,0.68750000000000033,0.60937500000000033,0.53125000000000033,0.43750000000000011,0.34374999999999989,0.24999999999999994,0.15625,17.40621686746988,{"$f":"Z11*E11+($A$4-80)*AG11*$A$8/1000","v":16.689911646586346},{"$f":"AA11*G11+($A$4-80)*AH11*$A$8/1000","v":15.973606425702812},{"$f":"AB11*I11+($A$4-80)*AI11*$A$8/1000","v":15.221485943775102},14.469365461847389,13.717244979919679,12.965124497991969]
[800,71,21.635341365461848,11.694779116465861,20.721686746987952,11.411703821369048,19.808032128514061,11.110040160642571,18.894377510040162,10.790450720772268,17.980722891566266,10.452208835341366,17.067068273092371,10.173342677260932,16.153413654618475,9.8674698795180724,null,1.1887550200803214,1.13855421686747,1.0883534136546187,1.0381526104417671,0.98795180722891573,0.93775100401606437,0.88755020080321301,0.54054054054054046,0.55071307469831443,0.56088560885608851,0.5710932109321093,0.58130081300813008,0.59608027075745862,0.61085972850678727,0.984375,0.98437499999999989,0.98437499999999978,0.98437499999999989,0.984375,0.984375,0.984375,{"$f":"Y12*C12+($A$4-80)*AF12*$A$12/1000","v":11.694779116465861},{"$f":"Z12*E12+($A$4-80)*AG12*$A$12/1000","v":11.411703821369048},{"$f":"AA12*G12+($A$4-80)*AH12*$A$12/1000","v":11.110040160642571},{"$f":"AB12*I12+($A$4-80)*AI12*$A$12/1000","v":10.790450720772268},{"$f":"AC12*K12+($A$4-80)*AJ12*$A$12/1000","v":10.452208835341366},{"$f":"AD12*M12+($A$4-80)*AK12*$A$12/1000","v":10.173342677260932},{"$f":"AE12*O12+($A$4-80)*AL12*$A$12/1000","v":9.8674698795180724}]
[null,67,19.954216867469881,14.10682730923695,19.077108433734942,13.791943678327771,18.2,13.448995983935742,17.359437751004016,13.134950060754088,16.518875502008033,12.791164658634539,15.67831325301205,12.519104768172477,14.837751004016065,12.206425702811243,null,1.0963855421686748,1.0481927710843375,1,0.9538152610441768,0.90763052208835349,0.86144578313253029,0.81526104417670686,0.706959706959707,0.72295776512643983,0.73895582329317266,0.75664605323950673,0.77433628318584069,0.79849819085400409,0.82266009852216737,0.984375,0.98437499999999989,0.98437499999999978,0.98437499999999989,0.984375,0.98437499999999989,0.98437499999999978,{"$f":"Y13*C13+($A$4-80)*AF13*$A$12/1000","v":14.10682730923695},{"$f":"Z13*E13+($A$4-80)*AG13*$A$12/1000","v":13.791943678327771},{"$f":"AA13*G13+($A$4-80)*AH13*$A$12/1000","v":13.448995983935742},{"$f":"AB13*I13+($A$4-80)*AI13*$A$12/1000","v":13.134950060754088},{"$f":"AC13*K13+($A$4-80)*AJ13*$A$12/1000","v":12.791164658634539},{"$f":"AD13*M13+($A$4-80)*AK13*$A$12/1000","v":12.519104768172477},{"$f":"AE13*O13+($A$4-80)*AL13*$A$12/1000","v":12.206425702811243}]
[null,63,18.638554216867469,16.518875502008033,17.834538152610442,16.208072698096938,17.030522088353415,15.861044176706827,16.26305220883534,15.589595384534331,15.495582329317269,15.276305220883533,14.691566265060244,14.587616503750855,13.887550200803213,13.887550200803213,null,1.0240963855421688,0.97991967871485941,0.93574297188755029,0.89357429718875503,0.85140562248995988,0.80722891566265076,0.76305220883534142,0.88627450980392164,0.90880249095346288,0.93133047210300424,0.95858976435338894,0.98584905660377353,0.99292452830188682,1,0.984375,0.98437499999999989,0.98437499999999978,0.98437499999999978,0.98437499999999978,0.90625,0.82812500000000011,16.518875502008033,{"$f":"Z14*E14+($A$4-80)*AG14*$A$12/1000","v":16.208072698096938},{"$f":"AA14*G14+($A$4-80)*AH14*$A$12/1000","v":15.861044176706827},15.589595384534331,15.276305220883533,14.587616503750855,13.887550200803213]
[null,59,17.76144578313253,17.76144578313253,17.030522088353415,17.030522088353415,16.299598393574296,16.299598393574296,15.532128514056225,15.532128514056225,14.764658634538153,14.764658634538153,13.99718875502008,13.99718875502008,13.229718875502009,13.229718875502009,null,0.97590361445783136,0.93574297188755029,0.89558232931726911,0.85341365461847396,0.8112449799196787,0.76907630522088355,0.7269076305220884,1,1,1,1,1,1,1,0.68750000000000033,0.60937500000000033,0.53125000000000033,0.43750000000000011,0.34374999999999989,0.24999999999999994,0.15625,17.76144578313253,{"$f":"Z15*E15+($A$4-80)*AG15*$A$12/1000","v":17.030522088353415},{"$f":"AA15*G15+($A$4-80)*AH15*$A$12/1000","v":16.299598393574296},15.532128514056225,14.764658634538153,13.99718875502008,13.229718875502009]
[900,71,22.068048192771087,11.928674698795181,21.136120481927712,11.639937897796429,20.20419277108434,11.332240963855423,19.272265060240969,11.006259735187715,18.34033734939759,10.661253012048192,17.408409638554218,10.376809530806151,16.476481927710847,10.064819277108434,null,1.2125301204819279,1.1613253012048195,1.1101204819277111,1.0589156626506027,1.007710843373494,0.95650602409638563,0.90530120481927723,0.54054054054054046,0.55071307469831443,0.56088560885608851,0.5710932109321093,0.58130081300813008,0.59608027075745862,0.61085972850678727,0.984375,0.98437499999999989,0.98437499999999978,0.98437499999999989,0.984375,0.984375,0.984375,{"$f":"Y16*C16+($A$4-80)*AF16*$A$16/1000","v":11.928674698795181},{"$f":"Z16*E16+($A$4-80)*AG16*$A$16/1000","v":11.639937897796429},{"$f":"AA16*G16+($A$4-80)*AH16*$A$16/1000","v":11.332240963855423},{"$f":"AB16*I16+($A$4-80)*AI16*$A$16/1000","v":11.006259735187715},{"$f":"AC16*K16+($A$4-80)*AJ16*$A$16/1000","v":10.661253012048192},{"$f":"AD16*M16+($A$4-80)*AK16*$A$16/1000","v":10.376809530806151},{"$f":"AE16*O16+($A$4-80)*AL16*$A$16/1000","v":10.064819277108434}]
[null,67,20.353301204819278,14.388963855421688,19.458650602409637,14.067782551894323,18.564,13.717975903614457,17.706626506024097,13.397649061969171,16.849253012048194,13.04698795180723,15.99187951807229,12.769486863535926,15.134506024096385,12.450554216867468,null,1.1183132530120483,1.0691566265060242,1.02,0.97289156626506035,0.92578313253012068,0.87867469879518079,0.83156626506024101,0.706959706959707,0.72295776512643983,0.73895582329317266,0.75664605323950673,0.77433628318584069,0.79849819085400409,0.82266009852216737,0.984375,0.98437499999999989,0.98437499999999978,0.98437499999999989,0.984375,0.98437499999999989,0.98437499999999978,{"$f":"Y17*C17+($A$4-80)*AF17*$A$16/1000","v":14.388963855421688},{"$f":"Z17*E17+($A$4-80)*AG17*$A$16/1000","v":14.067782551894323},{"$f":"AA17*G17+($A$4-80)*AH17*$A$16/1000","v":13.717975903614457},{"$f":"AB17*I17+($A$4-80)*AI17*$A$16/1000","v":13.397649061969171},{"$f":"AC17*K17+($A$4-80)*AJ17*$A$16/1000","v":13.04698795180723},{"$f":"AD17*M17+($A$4-80)*AK17*$A$16/1000","v":12.769486863535926},{"$f":"AE17*O17+($A$4-80)*AL17*$A$16/1000","v":12.450554216867468}]
[null,63,19.01132530120482,16.849253012048194,18.191228915662652,16.53223415205888,17.371132530120484,16.178265060240964,16.58831325301205,15.901387292225019,15.805493975903614,15.581831325301204,14.985397590361446,14.87936883382587,14.165301204819277,14.165301204819277,null,1.0445783132530122,0.99951807228915679,0.95445783132530138,0.91144578313253022,0.86843373493975906,0.82337349397590365,0.77831325301204823,0.88627450980392164,0.90880249095346288,0.93133047210300424,0.95858976435338894,0.98584905660377353,0.99292452830188682,1,0.984375,0.98437499999999989,0.98437499999999978,0.98437499999999978,0.98437499999999978,0.90625,0.82812500000000011,16.849253012048194,{"$f":"Z18*E18+($A$4-80)*AG18*$A$16/1000","v":16.53223415205888},{"$f":"AA18*G18+($A$4-80)*AH18*$A$16/1000","v":16.178265060240964},15.901387292225019,15.581831325301204,14.87936883382587,14.165301204819277]
[null,59,18.116674698795183,18.116674698795183,17.371132530120484,17.371132530120484,16.625590361445784,16.625590361445784,15.84277108433735,15.84277108433735,15.059951807228915,15.059951807228915,14.277132530120484,14.277132530120484,13.49431325301205,13.49431325301205,null,0.99542168674698805,0.95445783132530138,0.91349397590361459,0.87048192771084343,0.82746987951807227,0.78445783132530134,0.74144578313253029,1,1,1,1,1,1,1,0.68750000000000033,0.60937500000000033,0.53125000000000033,0.43750000000000011,0.34374999999999989,0.24999999999999994,0.15625,18.116674698795183,{"$f":"Z19*E19+($A$4-80)*AG19*$A$16/1000","v":17.371132530120484},{"$f":"AA19*G19+($A$4-80)*AH19*$A$16/1000","v":16.625590361445784},15.84277108433735,15.059951807228915,14.277132530120484,13.49431325301205]

{"sheet":"4A7A70_36","index":31,"n_rows":19,"n_cols":45,"rows_kept":19,"cut":false,"hidden":true,"merged":[[130,0,133,0],[120,12,121,12],[120,13,121,13],[120,14,121,14],[120,15,121,15],[122,0,125,0],[126,0,129,0],[119,12,119,13],[119,14,119,15],[120,4,121,4],[120,5,121,5],[120,6,121,6],[120,7,121,7],[120,8,121,8],[120,9,121,9],[120,10,121,10],[120,11,121,11],[119,0,121,0],[119,1,121,1],[119,4,119,5],[119,6,119,7],[119,8,119,9],[119,10,119,11],[111,0,114,0],[117,0,118,1],[117,4,117,15],[118,4,118,5],[118,6,118,7],[118,8,118,9],[118,10,118,11],[118,12,118,13],[118,14,118,15],[101,12,102,12],[101,13,102,13],[101,14,102,14],[101,15,102,15],[103,0,106,0],[107,0,110,0],[100,12,100,13],[100,14,100,15],[101,4,102,4],[101,5,102,5],[101,6,102,6],[101,7,102,7],[101,8,102,8],[101,9,102,9],[101,10,102,10],[101,11,102,11],[100,0,102,0],[100,1,102,1],[100,4,100,5],[100,6,100,7],[100,8,100,9],[100,10,100,11],[92,0,95,0],[98,0,99,1],[98,4,98,15],[99,4,99,5],[99,6,99,7],[99,8,99,9],[99,10,99,11],[99,12,99,13],[99,14,99,15],[82,12,83,12],[82,13,83,13],[82,14,83,14],[82,15,83,15],[84,0,87,0],[88,0,91,0],[81,12,81,13],[81,14,81,15],[82,4,83,4],[82,5,83,5],[82,6,83,6],[82,7,83,7],[82,8,83,8],[82,9,83,9],[82,10,83,10],[82,11,83,11],[81,0,83,0],[81,1,83,1],[81,4,81,5],[81,6,81,7],[81,8,81,9],[81,10,81,11],[73,0,76,0],[79,0,80,1],[79,4,79,15],[80,4,80,5],[80,6,80,7],[80,8,80,9],[80,10,80,11],[80,12,80,13],[80,14,80,15],[63,12,64,12],[63,13,64,13],[63,14,64,14],[63,15,64,15],[65,0,68,0],[69,0,72,0],[62,12,62,13],[62,14,62,15],[63,4,64,4],[63,5,64,5],[63,6,64,6],[63,7,64,7],[63,8,64,8],[63,9,64,9],[63,10,64,10],[63,11,64,11],[62,0,64,0],[62,1,64,1],[62,4,62,5],[62,6,62,7],[62,8,62,9],[62,10,62,11],[54,0,57,0],[60,0,61,1],[60,4,60,15],[61,4,61,5],[61,6,61,7],[61,8,61,9],[61,10,61,11],[61,12,61,13],[61,14,61,15],[44,12,45,12],[44,13,45,13],[44,14,45,14],[44,15,45,15],[46,0,49,0],[50,0,53,0],[43,12,43,13],[43,14,43,15],[44,4,45,4],[44,5,45,5],[44,6,45,6],[44,7,45,7],[44,8,45,8],[44,9,45,9],[44,10,45,10],[44,11,45,11],[43,0,45,0],[43,1,45,1],[43,4,43,5],[43,6,43,7],[43,8,43,9],[43,10,43,11],[35,0,38,0],[41,0,42,1],[41,4,41,15],[42,4,42,5],[42,6,42,7],[42,8,42,9],[42,10,42,11],[42,12,42,13],[42,14,42,15],[25,12,26,12],[25,13,26,13],[25,14,26,14],[25,15,26,15],[27,0,30,0],[31,0,34,0],[24,12,24,13],[24,14,24,15],[25,4,26,4],[25,5,26,5],[25,6,26,6],[25,7,26,7],[25,8,26,8],[25,9,26,9],[25,10,26,10],[25,11,26,11],[24,0,26,0],[24,1,26,1],[24,4,24,5],[24,6,24,7],[24,8,24,9],[24,10,24,11],[7,0,10,0],[11,0,14,0],[15,0,18,0],[22,4,22,15],[23,4,23,5],[23,6,23,7],[23,8,23,9],[23,10,23,11],[23,12,23,13],[23,14,23,15],[5,10,6,10],[5,11,6,11],[5,12,6,12],[5,13,6,13],[5,14,6,14],[5,15,6,15],[4,10,4,11],[4,12,4,13],[4,14,4,15],[5,2,6,2],[5,3,6,3],[5,4,6,4],[5,5,6,5],[5,6,6,6],[5,7,6,7],[5,8,6,8],[4,0,6,0],[4,1,6,1],[4,2,4,3],[4,4,4,5],[4,6,4,7],[4,8,4,9],[5,9,6,9],[2,0,2,1],[2,2,2,15],[3,2,3,3],[3,4,3,5],[3,6,3,7],[3,8,3,9],[3,10,3,11],[3,12,3,13],[3,14,3,15]]}
[]
["4A7A70_36",18.2]
["Evaporator Air \n",null,"Condenser  Entering Air Temperature ˚F"]
[80,"°F DB",85,null,90,null,95,null,100,null,105,null,110,null,115]
["CFM","EWB†\n˚F","Capacity Mbtuh",null,"Capacity Mbtuh",null,"Capacity Mbtuh",null,"Capacity Mbtuh",null,"Capacity Mbtuh",null,"Capacity Mbtuh",null,"Capacity Mbtuh"]
[null,null,"Total","Sens.","Total","Sens.","Total","Sens.","Total","Sens.","Total","Sens.","Total","Sens.","Total","Sens."]
[null,null,null,null,null,null,null,null,null,null,null,null,null,null,null,null,null,"Total Factors",null,null,null,null,null,null,"Sens. %",null,null,null,null,null,null,"IDB Adj",null,null,null,null,null,null,"Sens Calc"]
[1050,71,{"$f":"R8*$B$2","v":20.591154471544716},{"$f":"IF(AM8>C8,C8,AM8)","v":11.213962059620595},{"$f":"S8*$B$2","v":19.986953929539297},{"$f":"IF(AN8>E8,E8,AN8)","v":10.999926672085262},{"$f":"T8*$B$2","v":19.382753387533878},{"$f":"IF(AO8>G8,G8,AO8)","v":10.778937669376695},{"$f":"U8*$B$2","v":18.778552845528452},{"$f":"IF(AP8>I8,I8,AP8)","v":10.590336103123525},{"$f":"V8*$B$2","v":18.174352303523033},{"$f":"IF(AQ8>K8,K8,AQ8)","v":10.392249322493223},{"$f":"W8*$B$2","v":17.570151761517618},{"$f":"IF(AR8>M8,M8,AR8)","v":10.179294635096669},{"$f":"X8*$B$2","v":16.965951219512199},{"$f":"IF(AS8>O8,O8,AS8)","v":9.9572249322493267},null,1.1313821138211382,1.0981842818428185,1.0649864498644988,1.0317886178861788,0.9985907859078591,0.9653929539295395,0.93219512195121967,0.54460093896713613,0.55035533232646083,0.55610972568578554,0.56395911816204169,0.57180851063829785,0.57935154876644246,0.58689458689458696,0.96874999999999989,0.96354166666666674,0.95833333333333348,0.96354166666666674,0.96875000000000011,0.96354166666666674,0.95833333333333348,{"$f":"Y8*C8+($A$4-80)*AF8*$A$8/1000","v":11.213962059620595},{"$f":"Z8*E8+($A$4-80)*AG8*$A$8/1000","v":10.999926672085262},{"$f":"AA8*G8+($A$4-80)*AH8*$A$8/1000","v":10.778937669376695},{"$f":"AB8*I8+($A$4-80)*AI8*$A$8/1000","v":10.590336103123525},{"$f":"AC8*K8+($A$4-80)*AJ8*$A$8/1000","v":10.392249322493223},{"$f":"AD8*M8+($A$4-80)*AK8*$A$8/1000","v":10.179294635096669},{"$f":"AE8*O8+($A$4-80)*AL8*$A$8/1000","v":9.9572249322493267}]
[null,67,{"$f":"R9*$B$2","v":18.947728997289975},13.485756097560975,18.391864498644985,{"$f":"IF(AN9>E9,E9,AN9)","v":13.273794938528653},17.835999999999999,{"$f":"IF(AO9>G9,G9,AO9)","v":13.050731707317071},17.280135501355012,{"$f":"IF(AP9>I9,I9,AP9)","v":12.864479841379547},16.724271002710029,{"$f":"IF(AQ9>K9,K9,AQ9)","v":12.664043360433604},16.16840650406504,{"$f":"IF(AR9>M9,M9,AR9)","v":12.453773051440852},15.612542005420051,{"$f":"IF(AS9>O9,O9,AS9)","v":12.229018970189701},null,1.0410840108401085,1.0105420054200542,0.98,0.94945799457994573,0.9189159891598917,0.88837398373983745,0.85783197831978308,0.71173469387755095,0.72172100547536089,0.73170731707317072,0.74446637529959103,0.75722543352601146,0.77025358363607077,0.78328173374613008,0.95833333333333326,0.95833333333333326,0.95833333333333326,0.96354166666666674,0.96875000000000011,0.96354166666666674,0.95833333333333326,{"$f":"Y9*C9+($A$4-80)*AF9*$A$8/1000","v":13.485756097560975},{"$f":"Z9*E9+($A$4-80)*AG9*$A$8/1000","v":13.273794938528653},{"$f":"AA9*G9+($A$4-80)*AH9*$A$8/1000","v":13.050731707317071},{"$f":"AB9*I9+($A$4-80)*AI9*$A$8/1000","v":12.864479841379547},{"$f":"AC9*K9+($A$4-80)*AJ9*$A$8/1000","v":12.664043360433604},{"$f":"AD9*M9+($A$4-80)*AK9*$A$8/1000","v":12.453773051440852},{"$f":"AE9*O9+($A$4-80)*AL9*$A$8/1000","v":12.229018970189701}]
[null,63,17.739327913279133,15.902558265582655,17.23179945799458,15.692252397380095,16.724271002710029,15.467533875338756,16.192574525745258,15.259331965169006,15.660878048780488,15.032509485094851,15.129181571815717,14.825664040282378,14.597485094850947,14.597485094850947,null,0.97468834688346895,0.94680216802168016,0.9189159891598917,0.88970189701897018,0.86048780487804877,0.83127371273712736,0.80205962059620595,0.89645776566757485,0.91065662849852735,0.92485549132947975,0.94236601726967817,0.95987654320987659,0.97993827160493829,1,0.96874999999999967,0.96874999999999989,0.96875000000000011,0.96875000000000011,0.96875000000000011,0.96354166666666674,0.95833333333333326,15.902558265582655,{"$f":"Z10*E10+($A$4-80)*AG10*$A$8/1000","v":15.692252397380095},{"$f":"AA10*G10+($A$4-80)*AH10*$A$8/1000","v":15.467533875338756},15.259331965169006,15.032509485094851,14.825664040282378,14.597485094850947]
[null,59,16.917615176151759,16.917615176151759,16.43425474254742,16.43425474254742,15.950894308943088,15.950894308943088,15.443365853658536,15.443365853658536,14.935837398373982,14.935837398373982,14.428308943089432,14.428308943089432,13.920780487804878,13.920780487804878,null,0.92953929539295388,0.90298102981029793,0.8764227642276422,0.84853658536585364,0.82065040650406496,0.7927642276422765,0.76487804878048782,1,1,1,1,1,1,1,0.64583333333333326,0.58854166666666674,0.53125000000000011,0.47395833333333337,0.41666666666666669,0.35416666666666674,0.29166666666666674,16.917615176151759,{"$f":"Z11*E11+($A$4-80)*AG11*$A$8/1000","v":16.43425474254742},{"$f":"AA11*G11+($A$4-80)*AH11*$A$8/1000","v":15.950894308943088},{"$f":"AB11*I11+($A$4-80)*AI11*$A$8/1000","v":15.443365853658536},14.935837398373982,14.428308943089432,13.920780487804878]
[1200,71,21.011382113821139,11.442818428184282,20.394850948509486,11.224414971515573,19.778319783197833,10.998915989159892,19.161788617886181,10.806465411350539,18.545257452574525,10.604336043360433,17.928726287262872,10.387035341935375,17.31219512195122,10.160433604336044,null,1.1544715447154472,1.1205962059620598,1.0867208672086721,1.0528455284552847,1.018970189701897,0.98509485094850957,0.95121951219512202,0.54460093896713613,0.55035533232646083,0.55610972568578554,0.56395911816204169,0.57180851063829785,0.57935154876644246,0.58689458689458696,0.96874999999999989,0.96354166666666674,0.95833333333333348,0.96354166666666674,0.96875000000000011,0.96354166666666674,0.95833333333333348,{"$f":"Y12*C12+($A$4-80)*AF12*$A$12/1000","v":11.442818428184282},{"$f":"Z12*E12+($A$4-80)*AG12*$A$12/1000","v":11.224414971515573},{"$f":"AA12*G12+($A$4-80)*AH12*$A$12/1000","v":10.998915989159892},{"$f":"AB12*I12+($A$4-80)*AI12*$A$12/1000","v":10.806465411350539},{"$f":"AC12*K12+($A$4-80)*AJ12*$A$12/1000","v":10.604336043360433},{"$f":"AD12*M12+($A$4-80)*AK12*$A$12/1000","v":10.387035341935375},{"$f":"AE12*O12+($A$4-80)*AL12*$A$12/1000","v":10.160433604336044}]
[null,67,19.334417344173445,13.760975609756098,18.767208672086721,13.544688712784341,18.2,13.317073170731707,17.632791327913278,13.12702024630566,17.06558265582656,12.92249322493225,16.498373983739839,12.707931685143729,15.931165311653116,12.478590785907858,null,1.0623306233062333,1.0311653116531165,1,0.96883468834688347,0.93766937669376704,0.90650406504065051,0.87533875338753386,0.71173469387755095,0.72172100547536089,0.73170731707317072,0.74446637529959103,0.75722543352601146,0.77025358363607077,0.78328173374613008,0.95833333333333326,0.95833333333333326,0.95833333333333326,0.96354166666666674,0.96875000000000011,0.96354166666666674,0.95833333333333326,{"$f":"Y13*C13+($A$4-80)*AF13*$A$12/1000","v":13.760975609756098},{"$f":"Z13*E13+($A$4-80)*AG13*$A$12/1000","v":13.544688712784341},{"$f":"AA13*G13+($A$4-80)*AH13*$A$12/1000","v":13.317073170731707},{"$f":"AB13*I13+($A$4-80)*AI13*$A$12/1000","v":13.12702024630566},{"$f":"AC13*K13+($A$4-80)*AJ13*$A$12/1000","v":12.92249322493225},{"$f":"AD13*M13+($A$4-80)*AK13*$A$12/1000","v":12.707931685143729},{"$f":"AE13*O13+($A$4-80)*AL13*$A$12/1000","v":12.478590785907858}]
[null,63,18.101355013550137,16.227100271002708,17.58346883468835,16.012502446306222,17.06558265582656,15.78319783197832,16.523035230352303,15.57074690323368,15.980487804878049,15.339295392953931,15.437940379403793,15.128228612533038,14.895392953929539,14.895392953929539,null,0.99457994579945808,0.96612466124661267,0.93766937669376704,0.90785907859078596,0.87804878048780488,0.8482384823848238,0.81842818428184283,0.89645776566757485,0.91065662849852735,0.92485549132947975,0.94236601726967817,0.95987654320987659,0.97993827160493829,1,0.96874999999999967,0.96874999999999989,0.96875000000000011,0.96875000000000011,0.96875000000000011,0.96354166666666674,0.95833333333333326,16.227100271002708,{"$f":"Z14*E14+($A$4-80)*AG14*$A$12/1000","v":16.012502446306222},{"$f":"AA14*G14+($A$4-80)*AH14*$A$12/1000","v":15.78319783197832},15.57074690323368,15.339295392953931,15.128228612533038,14.895392953929539]
[null,59,17.262872628726289,17.262872628726289,16.769647696476966,16.769647696476966,16.27642276422764,16.27642276422764,15.758536585365853,15.758536585365853,15.240650406504065,15.240650406504065,14.722764227642276,14.722764227642276,14.204878048780488,14.204878048780488,null,0.948509485094851,0.92140921409214094,0.89430894308943087,0.86585365853658536,0.83739837398373984,0.80894308943089432,0.78048780487804881,1,1,1,1,1,1,1,0.64583333333333326,0.58854166666666674,0.53125000000000011,0.47395833333333337,0.41666666666666669,0.35416666666666674,0.29166666666666674,17.262872628726289,{"$f":"Z15*E15+($A$4-80)*AG15*$A$12/1000","v":16.769647696476966},{"$f":"AA15*G15+($A$4-80)*AH15*$A$12/1000","v":16.27642276422764},15.758536585365853,15.240650406504065,14.722764227642276,14.204878048780488]
[1350,71,21.431609756097561,11.671674796747967,20.802747967479679,11.448903270945886,20.173886178861792,11.218894308943092,19.545024390243903,11.022594719577548,18.91616260162602,10.816422764227644,18.28730081300813,10.594776048774083,17.658439024390244,10.363642276422766,null,1.1775609756097563,1.1430081300813011,1.1084552845528457,1.0739024390243903,1.0393495934959351,1.0047967479674798,0.97024390243902436,0.54460093896713613,0.55035533232646083,0.55610972568578554,0.56395911816204169,0.57180851063829785,0.57935154876644246,0.58689458689458696,0.96874999999999989,0.96354166666666674,0.95833333333333348,0.96354166666666674,0.96875000000000011,0.96354166666666674,0.95833333333333348,{"$f":"Y16*C16+($A$4-80)*AF16*$A$16/1000","v":11.671674796747967},{"$f":"Z16*E16+($A$4-80)*AG16*$A$16/1000","v":11.448903270945886},{"$f":"AA16*G16+($A$4-80)*AH16*$A$16/1000","v":11.218894308943092},{"$f":"AB16*I16+($A$4-80)*AI16*$A$16/1000","v":11.022594719577548},{"$f":"AC16*K16+($A$4-80)*AJ16*$A$16/1000","v":10.816422764227644},{"$f":"AD16*M16+($A$4-80)*AK16*$A$16/1000","v":10.594776048774083},{"$f":"AE16*O16+($A$4-80)*AL16*$A$16/1000","v":10.363642276422766}]
[null,67,19.721105691056913,14.03619512195122,19.142552845528453,13.815582487040025,18.564,13.583414634146342,17.985447154471547,13.389560651231777,17.406894308943091,13.180943089430894,16.828341463414635,12.962090318846602,16.249788617886178,12.728162601626016,null,1.0835772357723579,1.0517886178861788,1.02,0.98821138211382131,0.95642276422764239,0.92463414634146346,0.89284552845528453,0.71173469387755095,0.72172100547536089,0.73170731707317072,0.74446637529959103,0.75722543352601146,0.77025358363607077,0.78328173374613008,0.95833333333333326,0.95833333333333326,0.95833333333333326,0.96354166666666674,0.96875000000000011,0.96354166666666674,0.95833333333333326,{"$f":"Y17*C17+($A$4-80)*AF17*$A$16/1000","v":14.03619512195122},{"$f":"Z17*E17+($A$4-80)*AG17*$A$16/1000","v":13.815582487040025},{"$f":"AA17*G17+($A$4-80)*AH17*$A$16/1000","v":13.583414634146342},{"$f":"AB17*I17+($A$4-80)*AI17*$A$16/1000","v":13.389560651231777},{"$f":"AC17*K17+($A$4-80)*AJ17*$A$16/1000","v":13.180943089430894},{"$f":"AD17*M17+($A$4-80)*AK17*$A$16/1000","v":12.962090318846602},{"$f":"AE17*O17+($A$4-80)*AL17*$A$16/1000","v":12.728162601626016}]
[null,63,18.46338211382114,16.551642276422765,17.935138211382114,16.332752495232345,17.406894308943091,16.098861788617889,16.853495934959351,15.882161841298355,16.300097560975612,15.646081300813011,15.746699186991872,15.430793184783703,15.193300813008131,15.193300813008131,null,1.0144715447154473,0.98544715447154474,0.95642276422764239,0.92601626016260175,0.8956097560975611,0.86520325203252046,0.83479674796747971,0.89645776566757485,0.91065662849852735,0.92485549132947975,0.94236601726967817,0.95987654320987659,0.97993827160493829,1,0.96874999999999967,0.96874999999999989,0.96875000000000011,0.96875000000000011,0.96875000000000011,0.96354166666666674,0.95833333333333326,16.551642276422765,{"$f":"Z18*E18+($A$4-80)*AG18*$A$16/1000","v":16.332752495232345},{"$f":"AA18*G18+($A$4-80)*AH18*$A$16/1000","v":16.098861788617889},15.882161841298355,15.646081300813011,15.430793184783703,15.193300813008131]
[null,59,17.608130081300814,17.608130081300814,17.105040650406508,17.105040650406508,16.601951219512198,16.601951219512198,16.073707317073172,16.073707317073172,15.545463414634147,15.545463414634147,15.017219512195123,15.017219512195123,14.488975609756098,14.488975609756098,null,0.96747967479674812,0.93983739837398395,0.91219512195121966,0.88317073170731708,0.85414634146341473,0.82512195121951226,0.7960975609756098,1,1,1,1,1,1,1,0.64583333333333326,0.58854166666666674,0.53125000000000011,0.47395833333333337,0.41666666666666669,0.35416666666666674,0.29166666666666674,17.608130081300814,{"$f":"Z19*E19+($A$4-80)*AG19*$A$16/1000","v":17.105040650406508},{"$f":"AA19*G19+($A$4-80)*AH19*$A$16/1000","v":16.601951219512198},16.073707317073172,15.545463414634147,15.017219512195123,14.488975609756098]

{"sheet":"4A7A70_48","index":32,"n_rows":19,"n_cols":45,"rows_kept":19,"cut":false,"hidden":true,"merged":[[130,0,133,0],[120,12,121,12],[120,13,121,13],[120,14,121,14],[120,15,121,15],[122,0,125,0],[126,0,129,0],[119,12,119,13],[119,14,119,15],[120,4,121,4],[120,5,121,5],[120,6,121,6],[120,7,121,7],[120,8,121,8],[120,9,121,9],[120,10,121,10],[120,11,121,11],[119,0,121,0],[119,1,121,1],[119,4,119,5],[119,6,119,7],[119,8,119,9],[119,10,119,11],[111,0,114,0],[117,0,118,1],[117,4,117,15],[118,4,118,5],[118,6,118,7],[118,8,118,9],[118,10,118,11],[118,12,118,13],[118,14,118,15],[101,12,102,12],[101,13,102,13],[101,14,102,14],[101,15,102,15],[103,0,106,0],[107,0,110,0],[100,12,100,13],[100,14,100,15],[101,4,102,4],[101,5,102,5],[101,6,102,6],[101,7,102,7],[101,8,102,8],[101,9,102,9],[101,10,102,10],[101,11,102,11],[100,0,102,0],[100,1,102,1],[100,4,100,5],[100,6,100,7],[100,8,100,9],[100,10,100,11],[92,0,95,0],[98,0,99,1],[98,4,98,15],[99,4,99,5],[99,6,99,7],[99,8,99,9],[99,10,99,11],[99,12,99,13],[99,14,99,15],[82,12,83,12],[82,13,83,13],[82,14,83,14],[82,15,83,15],[84,0,87,0],[88,0,91,0],[81,12,81,13],[81,14,81,15],[82,4,83,4],[82,5,83,5],[82,6,83,6],[82,7,83,7],[82,8,83,8],[82,9,83,9],[82,10,83,10],[82,11,83,11],[81,0,83,0],[81,1,83,1],[81,4,81,5],[81,6,81,7],[81,8,81,9],[81,10,81,11],[73,0,76,0],[79,0,80,1],[79,4,79,15],[80,4,80,5],[80,6,80,7],[80,8,80,9],[80,10,80,11],[80,12,80,13],[80,14,80,15],[63,12,64,12],[63,13,64,13],[63,14,64,14],[63,15,64,15],[65,0,68,0],[69,0,72,0],[62,12,62,13],[62,14,62,15],[63,4,64,4],[63,5,64,5],[63,6,64,6],[63,7,64,7],[63,8,64,8],[63,9,64,9],[63,10,64,10],[63,11,64,11],[62,0,64,0],[62,1,64,1],[62,4,62,5],[62,6,62,7],[62,8,62,9],[62,10,62,11],[54,0,57,0],[60,0,61,1],[60,4,60,15],[61,4,61,5],[61,6,61,7],[61,8,61,9],[61,10,61,11],[61,12,61,13],[61,14,61,15],[44,12,45,12],[44,13,45,13],[44,14,45,14],[44,15,45,15],[46,0,49,0],[50,0,53,0],[43,12,43,13],[43,14,43,15],[44,4,45,4],[44,5,45,5],[44,6,45,6],[44,7,45,7],[44,8,45,8],[44,9,45,9],[44,10,45,10],[44,11,45,11],[43,0,45,0],[43,1,45,1],[43,4,43,5],[43,6,43,7],[43,8,43,9],[43,10,43,11],[35,0,38,0],[41,0,42,1],[41,4,41,15],[42,4,42,5],[42,6,42,7],[42,8,42,9],[42,10,42,11],[42,12,42,13],[42,14,42,15],[25,12,26,12],[25,13,26,13],[25,14,26,14],[25,15,26,15],[27,0,30,0],[31,0,34,0],[24,12,24,13],[24,14,24,15],[25,4,26,4],[25,5,26,5],[25,6,26,6],[25,7,26,7],[25,8,26,8],[25,9,26,9],[25,10,26,10],[25,11,26,11],[24,0,26,0],[24,1,26,1],[24,4,24,5],[24,6,24,7],[24,8,24,9],[24,10,24,11],[7,0,10,0],[11,0,14,0],[15,0,18,0],[22,4,22,15],[23,4,23,5],[23,6,23,7],[23,8,23,9],[23,10,23,11],[23,12,23,13],[23,14,23,15],[5,10,6,10],[5,11,6,11],[5,12,6,12],[5,13,6,13],[5,14,6,14],[5,15,6,15],[4,10,4,11],[4,12,4,13],[4,14,4,15],[5,2,6,2],[5,3,6,3],[5,4,6,4],[5,5,6,5],[5,6,6,6],[5,7,6,7],[5,8,6,8],[4,0,6,0],[4,1,6,1],[4,2,4,3],[4,4,4,5],[4,6,4,7],[4,8,4,9],[5,9,6,9],[2,0,2,1],[2,2,2,15],[3,2,3,3],[3,4,3,5],[3,6,3,7],[3,8,3,9],[3,10,3,11],[3,12,3,13],[3,14,3,15]]}
[]
["4A7A70_48",18.2]
["Evaporator Air \n",null,"Condenser  Entering Air Temperature ˚F"]
[80,"°F DB",85,null,90,null,95,null,100,null,105,null,110,null,115]
["CFM","EWB†\n˚F","Capacity Mbtuh",null,"Capacity Mbtuh",null,"Capacity Mbtuh",null,"Capacity Mbtuh",null,"Capacity Mbtuh",null,"Capacity Mbtuh",null,"Capacity Mbtuh"]
[null,null,"Total","Sens.","Total","Sens.","Total","Sens.","Total","Sens.","Total","Sens.","Total","Sens.","Total","Sens."]
[null,null,null,null,null,null,null,null,null,null,null,null,null,null,null,null,null,"Total Factors",null,null,null,null,null,null,"Sens. %",null,null,null,null,null,null,"IDB Adj",null,null,null,null,null,null,"Sens Calc"]
[1400,71,{"$f":"R8*$B$2","v":20.419887323943662},{"$f":"IF(AM8>C8,C8,AM8)","v":11.591605633802818},{"$f":"S8*$B$2","v":19.899521126760561},{"$f":"IF(AN8>E8,E8,AN8)","v":11.415282641805398},{"$f":"T8*$B$2","v":19.379154929577464},{"$f":"IF(AO8>G8,G8,AO8)","v":11.232732394366195},{"$f":"U8*$B$2","v":18.858788732394363},{"$f":"IF(AP8>I8,I8,AP8)","v":11.056762808254904},{"$f":"V8*$B$2","v":18.338422535211269},{"$f":"IF(AQ8>K8,K8,AQ8)","v":10.873859154929578},{"$f":"W8*$B$2","v":17.800112676056337},{"$f":"IF(AR8>M8,M8,AR8)","v":10.698780858419676},{"$f":"X8*$B$2","v":17.261802816901408},{"$f":"IF(AS8>O8,O8,AS8)","v":10.514985915492957},null,1.1219718309859155,1.0933802816901408,1.0647887323943661,1.0361971830985914,1.007605633802817,0.97802816901408451,0.94845070422535205,0.56766256590509667,0.57364609776736319,0.57962962962962961,0.58629230992244685,0.59295499021526421,0.60105129968143667,0.60914760914760913,1.0703124999999996,1.0703124999999996,1.0703124999999998,1.0703124999999998,1.0703124999999998,1.0703125,1.0703125,{"$f":"Y8*C8+($A$4-80)*AF8*$A$8/1000","v":11.591605633802818},{"$f":"Z8*E8+($A$4-80)*AG8*$A$8/1000","v":11.415282641805398},{"$f":"AA8*G8+($A$4-80)*AH8*$A$8/1000","v":11.232732394366195},{"$f":"AB8*I8+($A$4-80)*AI8*$A$8/1000","v":11.056762808254904},{"$f":"AC8*K8+($A$4-80)*AJ8*$A$8/1000","v":10.873859154929578},{"$f":"AD8*M8+($A$4-80)*AK8*$A$8/1000","v":10.698780858419676},{"$f":"AE8*O8+($A$4-80)*AL8*$A$8/1000","v":10.514985915492957}]
[null,67,{"$f":"R9*$B$2","v":18.80495774647887},14.103718309859152,18.320478873239434,{"$f":"IF(AN9>E9,E9,AN9)","v":13.929277573894067},17.835999999999999,{"$f":"IF(AO9>G9,G9,AO9)","v":13.744845070422533},17.369464788732394,{"$f":"IF(AP9>I9,I9,AP9)","v":13.570378990789326},16.902929577464786,{"$f":"IF(AQ9>K9,K9,AQ9)","v":13.385971830985913},16.418450704225354,{"$f":"IF(AR9>M9,M9,AR9)","v":13.212745142311956},15.933971830985914,{"$f":"IF(AS9>O9,O9,AS9)","v":13.027098591549295},null,1.0332394366197182,1.0066197183098591,0.98,0.95436619718309856,0.92873239436619714,0.90211267605633805,0.87549295774647884,0.75,0.76031187122736421,0.77062374245472831,0.78127790095135563,0.79193205944798295,0.8047498135077753,0.81756756756756754,1.0703124999999996,1.0703124999999996,1.0703124999999996,1.0703124999999996,1.0703124999999996,1.0703124999999996,1.0703124999999996,{"$f":"Y9*C9+($A$4-80)*AF9*$A$8/1000","v":14.103718309859152},{"$f":"Z9*E9+($A$4-80)*AG9*$A$8/1000","v":13.929277573894067},{"$f":"AA9*G9+($A$4-80)*AH9*$A$8/1000","v":13.744845070422533},{"$f":"AB9*I9+($A$4-80)*AI9*$A$8/1000","v":13.570378990789326},{"$f":"AC9*K9+($A$4-80)*AJ9*$A$8/1000","v":13.385971830985913},{"$f":"AD9*M9+($A$4-80)*AK9*$A$8/1000","v":13.212745142311956},{"$f":"AE9*O9+($A$4-80)*AL9*$A$8/1000","v":13.027098591549295}]
[null,63,17.620676056338027,16.723492957746476,17.172084507042253,16.550663479104568,16.723492957746476,16.364619718309857,16.256957746478871,16.082526869370728,15.790422535211267,15.790422535211267,15.34183098591549,15.34183098591549,14.893239436619718,14.893239436619718,null,0.96816901408450706,0.94352112676056332,0.91887323943661969,0.89323943661971827,0.86760563380281686,0.84295774647887312,0.8183098591549296,0.94908350305498979,0.96381213779358932,0.97854077253218885,0.98927038626609443,1,1,1,1.0703125000000002,1.0703125000000002,1.0703125000000002,1.05078125,1.03125,0.97265625,0.9140625,16.723492957746476,{"$f":"Z10*E10+($A$4-80)*AG10*$A$8/1000","v":16.550663479104568},{"$f":"AA10*G10+($A$4-80)*AH10*$A$8/1000","v":16.364619718309857},16.082526869370728,15.790422535211267,15.34183098591549,14.893239436619718]
[null,59,16.7952676056338,16.7952676056338,16.364619718309857,16.364619718309857,15.933971830985914,15.933971830985914,15.50332394366197,15.50332394366197,15.072676056338025,15.072676056338025,14.642028169014081,14.642028169014081,14.21138028169014,14.21138028169014,null,0.92281690140845063,0.89915492957746479,0.87549295774647884,0.85183098591549289,0.82816901408450694,0.80450704225352099,0.78084507042253515,1,1,1,1,1,1,1,0.49218749999999978,0.44140624999999989,0.390625,0.33593750000000006,0.28125000000000011,0.23046875000000022,0.17968750000000033,16.7952676056338,{"$f":"Z11*E11+($A$4-80)*AG11*$A$8/1000","v":16.364619718309857},{"$f":"AA11*G11+($A$4-80)*AH11*$A$8/1000","v":15.933971830985914},{"$f":"AB11*I11+($A$4-80)*AI11*$A$8/1000","v":15.50332394366197},15.072676056338025,14.642028169014081,14.21138028169014]
[1600,71,20.836619718309855,11.828169014084505,20.305633802816903,11.648247593678979,19.774647887323944,11.461971830985915,19.243661971830985,11.282411028831536,18.712676056338026,11.095774647887323,18.163380281690142,10.917123324918039,17.614084507042254,10.729577464788733,null,1.1448692152917503,1.1156941649899397,1.0865191146881288,1.0573440643863179,1.028169014084507,0.99798792756539234,0.96780684104627768,0.56766256590509667,0.57364609776736319,0.57962962962962961,0.58629230992244685,0.59295499021526421,0.60105129968143667,0.60914760914760913,1.0703124999999996,1.0703124999999996,1.0703124999999998,1.0703124999999998,1.0703124999999998,1.0703125,1.0703125,{"$f":"Y12*C12+($A$4-80)*AF12*$A$12/1000","v":11.828169014084505},{"$f":"Z12*E12+($A$4-80)*AG12*$A$12/1000","v":11.648247593678979},{"$f":"AA12*G12+($A$4-80)*AH12*$A$12/1000","v":11.461971830985915},{"$f":"AB12*I12+($A$4-80)*AI12*$A$12/1000","v":11.282411028831536},{"$f":"AC12*K12+($A$4-80)*AJ12*$A$12/1000","v":11.095774647887323},{"$f":"AD12*M12+($A$4-80)*AK12*$A$12/1000","v":10.917123324918039},{"$f":"AE12*O12+($A$4-80)*AL12*$A$12/1000","v":10.729577464788733}]
[null,67,19.188732394366191,14.391549295774643,18.694366197183097,14.213548544789866,18.2,14.025352112676055,17.72394366197183,13.847325500805436,17.247887323943662,13.659154929577463,16.753521126760564,13.482393002359137,16.259154929577463,13.292957746478871,null,1.0543259557344062,1.0271629778672031,1,0.97384305835010065,0.9476861167002012,0.92052313883299797,0.89336016096579474,0.75,0.76031187122736421,0.77062374245472831,0.78127790095135563,0.79193205944798295,0.8047498135077753,0.81756756756756754,1.0703124999999996,1.0703124999999996,1.0703124999999996,1.0703124999999996,1.0703124999999996,1.0703124999999996,1.0703124999999996,{"$f":"Y13*C13+($A$4-80)*AF13*$A$12/1000","v":14.391549295774643},{"$f":"Z13*E13+($A$4-80)*AG13*$A$12/1000","v":14.213548544789866},{"$f":"AA13*G13+($A$4-80)*AH13*$A$12/1000","v":14.025352112676055},{"$f":"AB13*I13+($A$4-80)*AI13*$A$12/1000","v":13.847325500805436},{"$f":"AC13*K13+($A$4-80)*AJ13*$A$12/1000","v":13.659154929577463},{"$f":"AD13*M13+($A$4-80)*AK13*$A$12/1000","v":13.482393002359137},{"$f":"AE13*O13+($A$4-80)*AL13*$A$12/1000","v":13.292957746478871}]
[null,63,17.980281690140842,17.064788732394362,17.522535211267602,16.888432121535271,17.064788732394366,16.698591549295774,16.588732394366193,16.410741703439516,16.112676056338024,16.112676056338024,15.654929577464786,15.654929577464786,15.197183098591546,15.197183098591546,null,0.98792756539235405,0.96277665995975847,0.9376257545271629,0.91146881287726345,0.8853118712273641,0.86016096579476853,0.83501006036217296,0.94908350305498979,0.96381213779358932,0.97854077253218885,0.98927038626609443,1,1,1,1.0703125000000002,1.0703125000000002,1.0703125000000002,1.05078125,1.03125,0.97265625,0.9140625,17.064788732394362,{"$f":"Z14*E14+($A$4-80)*AG14*$A$12/1000","v":16.888432121535271},{"$f":"AA14*G14+($A$4-80)*AH14*$A$12/1000","v":16.698591549295774},16.410741703439516,16.112676056338024,15.654929577464786,15.197183098591546]
[null,59,17.138028169014081,17.138028169014081,16.69859154929577,16.69859154929577,16.259154929577463,16.259154929577463,15.819718309859155,15.819718309859155,15.380281690140844,15.380281690140844,14.940845070422533,14.940845070422533,14.501408450704226,14.501408450704226,null,0.94164989939637811,0.91750503018108631,0.89336016096579474,0.86921529175050305,0.84507042253521125,0.82092555331991945,0.79678068410462777,1,1,1,1,1,1,1,0.49218749999999978,0.44140624999999989,0.390625,0.33593750000000006,0.28125000000000011,0.23046875000000022,0.17968750000000033,17.138028169014081,{"$f":"Z15*E15+($A$4-80)*AG15*$A$12/1000","v":16.69859154929577},{"$f":"AA15*G15+($A$4-80)*AH15*$A$12/1000","v":16.259154929577463},15.819718309859155,15.380281690140844,14.940845070422533,14.501408450704226]
[1800,71,21.253352112676055,12.064732394366196,20.711746478873238,11.881212545552557,20.170140845070421,11.691211267605633,19.628535211267604,11.508059249408166,19.086929577464787,11.31769014084507,18.526647887323939,11.135465791416397,17.966366197183099,10.944169014084506,null,1.1677665995975854,1.1380080482897383,1.1082494969818912,1.0784909456740441,1.048732394366197,1.0179476861167001,0.98716297786720331,0.56766256590509667,0.57364609776736319,0.57962962962962961,0.58629230992244685,0.59295499021526421,0.60105129968143667,0.60914760914760913,1.0703124999999996,1.0703124999999996,1.0703124999999998,1.0703124999999998,1.0703124999999998,1.0703125,1.0703125,{"$f":"Y16*C16+($A$4-80)*AF16*$A$16/1000","v":12.064732394366196},{"$f":"Z16*E16+($A$4-80)*AG16*$A$16/1000","v":11.881212545552557},{"$f":"AA16*G16+($A$4-80)*AH16*$A$16/1000","v":11.691211267605633},{"$f":"AB16*I16+($A$4-80)*AI16*$A$16/1000","v":11.508059249408166},{"$f":"AC16*K16+($A$4-80)*AJ16*$A$16/1000","v":11.31769014084507},{"$f":"AD16*M16+($A$4-80)*AK16*$A$16/1000","v":11.135465791416397},{"$f":"AE16*O16+($A$4-80)*AL16*$A$16/1000","v":10.944169014084506}]
[null,67,19.57250704225352,14.67938028169014,19.068253521126756,14.497819515685661,18.564,14.305859154929577,18.078422535211267,14.124272010821544,17.592845070422534,13.932338028169012,17.088591549295774,13.75204086240632,16.584338028169011,13.558816901408449,null,1.0754124748490945,1.0477062374245472,1.02,0.99331991951710263,0.96663983903420525,0.93893360160965789,0.91122736418511052,0.75,0.76031187122736421,0.77062374245472831,0.78127790095135563,0.79193205944798295,0.8047498135077753,0.81756756756756754,1.0703124999999996,1.0703124999999996,1.0703124999999996,1.0703124999999996,1.0703124999999996,1.0703124999999996,1.0703124999999996,{"$f":"Y17*C17+($A$4-80)*AF17*$A$16/1000","v":14.67938028169014},{"$f":"Z17*E17+($A$4-80)*AG17*$A$16/1000","v":14.497819515685661},{"$f":"AA17*G17+($A$4-80)*AH17*$A$16/1000","v":14.305859154929577},{"$f":"AB17*I17+($A$4-80)*AI17*$A$16/1000","v":14.124272010821544},{"$f":"AC17*K17+($A$4-80)*AJ17*$A$16/1000","v":13.932338028169012},{"$f":"AD17*M17+($A$4-80)*AK17*$A$16/1000","v":13.75204086240632},{"$f":"AE17*O17+($A$4-80)*AL17*$A$16/1000","v":13.558816901408449}]
[null,63,18.33988732394366,17.406084507042252,17.872985915492958,17.226200763965981,17.406084507042252,17.032563380281687,16.920507042253519,16.738956537508308,16.434929577464789,16.434929577464789,15.968028169014085,15.968028169014085,15.501126760563379,15.501126760563379,null,1.0076861167002011,0.98203219315895374,0.95637826961770622,0.92969818913480884,0.90301810865191146,0.87736418511066405,0.85171026156941643,0.94908350305498979,0.96381213779358932,0.97854077253218885,0.98927038626609443,1,1,1,1.0703125000000002,1.0703125000000002,1.0703125000000002,1.05078125,1.03125,0.97265625,0.9140625,17.406084507042252,{"$f":"Z18*E18+($A$4-80)*AG18*$A$16/1000","v":17.226200763965981},{"$f":"AA18*G18+($A$4-80)*AH18*$A$16/1000","v":17.032563380281687},16.738956537508308,16.434929577464789,15.968028169014085,15.501126760563379]
[null,59,17.480788732394362,17.480788732394362,17.032563380281687,17.032563380281687,16.584338028169011,16.584338028169011,16.136112676056335,16.136112676056335,15.687887323943663,15.687887323943663,15.239661971830984,15.239661971830984,14.791436619718311,14.791436619718311,null,0.9604828973843057,0.93585513078470817,0.91122736418511052,0.88659959758551299,0.86197183098591557,0.83734406438631781,0.81271629778672039,1,1,1,1,1,1,1,0.49218749999999978,0.44140624999999989,0.390625,0.33593750000000006,0.28125000000000011,0.23046875000000022,0.17968750000000033,17.480788732394362,{"$f":"Z19*E19+($A$4-80)*AG19*$A$16/1000","v":17.032563380281687},{"$f":"AA19*G19+($A$4-80)*AH19*$A$16/1000","v":16.584338028169011},16.136112676056335,15.687887323943663,15.239661971830984,14.791436619718311]

{"sheet":"4A7A70_60","index":33,"n_rows":19,"n_cols":45,"rows_kept":19,"cut":false,"hidden":true,"merged":[[130,0,133,0],[120,12,121,12],[120,13,121,13],[120,14,121,14],[120,15,121,15],[122,0,125,0],[126,0,129,0],[119,12,119,13],[119,14,119,15],[120,4,121,4],[120,5,121,5],[120,6,121,6],[120,7,121,7],[120,8,121,8],[120,9,121,9],[120,10,121,10],[120,11,121,11],[119,0,121,0],[119,1,121,1],[119,4,119,5],[119,6,119,7],[119,8,119,9],[119,10,119,11],[111,0,114,0],[117,0,118,1],[117,4,117,15],[118,4,118,5],[118,6,118,7],[118,8,118,9],[118,10,118,11],[118,12,118,13],[118,14,118,15],[101,12,102,12],[101,13,102,13],[101,14,102,14],[101,15,102,15],[103,0,106,0],[107,0,110,0],[100,12,100,13],[100,14,100,15],[101,4,102,4],[101,5,102,5],[101,6,102,6],[101,7,102,7],[101,8,102,8],[101,9,102,9],[101,10,102,10],[101,11,102,11],[100,0,102,0],[100,1,102,1],[100,4,100,5],[100,6,100,7],[100,8,100,9],[100,10,100,11],[92,0,95,0],[98,0,99,1],[98,4,98,15],[99,4,99,5],[99,6,99,7],[99,8,99,9],[99,10,99,11],[99,12,99,13],[99,14,99,15],[82,12,83,12],[82,13,83,13],[82,14,83,14],[82,15,83,15],[84,0,87,0],[88,0,91,0],[81,12,81,13],[81,14,81,15],[82,4,83,4],[82,5,83,5],[82,6,83,6],[82,7,83,7],[82,8,83,8],[82,9,83,9],[82,10,83,10],[82,11,83,11],[81,0,83,0],[81,1,83,1],[81,4,81,5],[81,6,81,7],[81,8,81,9],[81,10,81,11],[73,0,76,0],[79,0,80,1],[79,4,79,15],[80,4,80,5],[80,6,80,7],[80,8,80,9],[80,10,80,11],[80,12,80,13],[80,14,80,15],[63,12,64,12],[63,13,64,13],[63,14,64,14],[63,15,64,15],[65,0,68,0],[69,0,72,0],[62,12,62,13],[62,14,62,15],[63,4,64,4],[63,5,64,5],[63,6,64,6],[63,7,64,7],[63,8,64,8],[63,9,64,9],[63,10,64,10],[63,11,64,11],[62,0,64,0],[62,1,64,1],[62,4,62,5],[62,6,62,7],[62,8,62,9],[62,10,62,11],[54,0,57,0],[60,0,61,1],[60,4,60,15],[61,4,61,5],[61,6,61,7],[61,8,61,9],[61,10,61,11],[61,12,61,13],[61,14,61,15],[44,12,45,12],[44,13,45,13],[44,14,45,14],[44,15,45,15],[46,0,49,0],[50,0,53,0],[43,12,43,13],[43,14,43,15],[44,4,45,4],[44,5,45,5],[44,6,45,6],[44,7,45,7],[44,8,45,8],[44,9,45,9],[44,10,45,10],[44,11,45,11],[43,0,45,0],[43,1,45,1],[43,4,43,5],[43,6,43,7],[43,8,43,9],[43,10,43,11],[35,0,38,0],[41,0,42,1],[41,4,41,15],[42,4,42,5],[42,6,42,7],[42,8,42,9],[42,10,42,11],[42,12,42,13],[42,14,42,15],[25,12,26,12],[25,13,26,13],[25,14,26,14],[25,15,26,15],[27,0,30,0],[31,0,34,0],[24,12,24,13],[24,14,24,15],[25,4,26,4],[25,5,26,5],[25,6,26,6],[25,7,26,7],[25,8,26,8],[25,9,26,9],[25,10,26,10],[25,11,26,11],[24,0,26,0],[24,1,26,1],[24,4,24,5],[24,6,24,7],[24,8,24,9],[24,10,24,11],[7,0,10,0],[11,0,14,0],[15,0,18,0],[22,4,22,15],[23,4,23,5],[23,6,23,7],[23,8,23,9],[23,10,23,11],[23,12,23,13],[23,14,23,15],[5,10,6,10],[5,11,6,11],[5,12,6,12],[5,13,6,13],[5,14,6,14],[5,15,6,15],[4,10,4,11],[4,12,4,13],[4,14,4,15],[5,2,6,2],[5,3,6,3],[5,4,6,4],[5,5,6,5],[5,6,6,6],[5,7,6,7],[5,8,6,8],[4,0,6,0],[4,1,6,1],[4,2,4,3],[4,4,4,5],[4,6,4,7],[4,8,4,9],[5,9,6,9],[2,0,2,1],[2,2,2,15],[3,2,3,3],[3,4,3,5],[3,6,3,7],[3,8,3,9],[3,10,3,11],[3,12,3,13],[3,14,3,15]]}
[]
["4A7A70_60",18.2]
["Evaporator Air \n",null,"Condenser  Entering Air Temperature ˚F"]
[80,"°F DB",85,null,90,null,95,null,100,null,105,null,110,null,115]
["CFM","EWB†\n˚F","Capacity Mbtuh",null,"Capacity Mbtuh",null,"Capacity Mbtuh",null,"Capacity Mbtuh",null,"Capacity Mbtuh",null,"Capacity Mbtuh",null,"Capacity Mbtuh"]
[null,null,"Total","Sens.","Total","Sens.","Total","Sens.","Total","Sens.","Total","Sens.","Total","Sens.","Total","Sens."]
[null,null,null,null,null,null,null,null,null,null,null,null,null,null,null,null,null,"Total Factors",null,null,null,null,null,null,"Sens. %",null,null,null,null,null,null,"IDB Adj",null,null,null,null,null,null,"Sens Calc"]
[1525,71,{"$f":"R8*$B$2","v":19.674109452736317},{"$f":"IF(AM8>C8,C8,AM8)","v":10.95259701492537},{"$f":"S8*$B$2","v":19.311920398009953},{"$f":"IF(AN8>E8,E8,AN8)","v":10.838335097738709},{"$f":"T8*$B$2","v":18.949731343283585},{"$f":"IF(AO8>G8,G8,AO8)","v":10.720796019900497},{"$f":"U8*$B$2","v":18.587542288557216},{"$f":"IF(AP8>I8,I8,AP8)","v":10.591888884704311},{"$f":"V8*$B$2","v":18.225353233830845},{"$f":"IF(AQ8>K8,K8,AQ8)","v":10.460019900497512},{"$f":"W8*$B$2","v":17.863164179104476},{"$f":"IF(AR8>M8,M8,AR8)","v":10.346022745954995},{"$f":"X8*$B$2","v":17.500975124378108},{"$f":"IF(AS8>O8,O8,AS8)","v":10.228218905472636},null,1.0809950248756219,1.0610945273631842,1.0411940298507465,1.0212935323383086,1.0013930348258706,0.98149253731343289,0.96159203980099495,0.55670103092783496,0.56122513320092049,0.56574923547400602,0.5698380517592605,0.57392686804451509,0.57918197706861507,0.58443708609271516,0.98749999999999993,0.99062499999999987,0.9937499999999998,0.99062499999999987,0.98750000000000004,0.99062499999999987,0.9937499999999998,{"$f":"Y8*C8+($A$4-80)*AF8*$A$8/1000","v":10.95259701492537},{"$f":"Z8*E8+($A$4-80)*AG8*$A$8/1000","v":10.838335097738709},{"$f":"AA8*G8+($A$4-80)*AH8*$A$8/1000","v":10.720796019900497},{"$f":"AB8*I8+($A$4-80)*AI8*$A$8/1000","v":10.591888884704311},{"$f":"AC8*K8+($A$4-80)*AJ8*$A$8/1000","v":10.460019900497512},{"$f":"AD8*M8+($A$4-80)*AK8*$A$8/1000","v":10.346022745954995},{"$f":"AE8*O8+($A$4-80)*AL8*$A$8/1000","v":10.228218905472636}]
[null,67,{"$f":"R9*$B$2","v":18.138427860696517},13.328557213930347,17.805213930348259,{"$f":"IF(AN9>E9,E9,AN9)","v":13.200352163701597},17.471999999999998,{"$f":"IF(AO9>G9,G9,AO9)","v":13.067781094527362},17.13878606965174,{"$f":"IF(AP9>I9,I9,AP9)","v":12.939749179532656},16.805572139303482,{"$f":"IF(AQ9>K9,K9,AQ9)","v":12.807004975124379},16.472358208955225,{"$f":"IF(AR9>M9,M9,AR9)","v":12.693954320023728},16.139144278606967,{"$f":"IF(AS9>O9,O9,AS9)","v":12.575203980099502},null,0.99661691542288555,0.97830845771144281,0.96,0.94169154228855723,0.92338308457711449,0.90507462686567164,0.8867661691542289,0.73482428115015974,0.74137565632964042,0.7479270315091211,0.75499799851318128,0.76206896551724146,0.77062155636723828,0.7791741472172351,0.9937499999999998,0.99062499999999987,0.98750000000000004,0.98750000000000016,0.98750000000000027,0.98750000000000004,0.98749999999999993,{"$f":"Y9*C9+($A$4-80)*AF9*$A$8/1000","v":13.328557213930347},{"$f":"Z9*E9+($A$4-80)*AG9*$A$8/1000","v":13.200352163701597},{"$f":"AA9*G9+($A$4-80)*AH9*$A$8/1000","v":13.067781094527362},{"$f":"AB9*I9+($A$4-80)*AI9*$A$8/1000","v":12.939749179532656},{"$f":"AC9*K9+($A$4-80)*AJ9*$A$8/1000","v":12.807004975124379},{"$f":"AD9*M9+($A$4-80)*AK9*$A$8/1000","v":12.693954320023728},{"$f":"AE9*O9+($A$4-80)*AL9*$A$8/1000","v":12.575203980099502}]
[null,63,16.979422885572138,15.76246766169154,16.660696517412937,15.635307330411578,16.341970149253729,15.501691542288556,16.037731343283582,15.374362739026159,15.733492537313431,15.240915422885571,15.414766169154229,15.114293116412474,15.096039800995024,14.980139303482586,null,0.9329353233830846,0.91542288557213936,0.897910447761194,0.88119402985074624,0.86447761194029848,0.84696517412935324,0.82945273631840799,0.92832764505119447,0.93845460266744118,0.94858156028368801,0.95863700481956049,0.96869244935543286,0.98050745308462628,0.99232245681381959,0.98749999999999993,0.98749999999999993,0.98749999999999993,0.98750000000000004,0.98750000000000027,0.98750000000000027,0.98750000000000027,15.76246766169154,{"$f":"Z10*E10+($A$4-80)*AG10*$A$8/1000","v":15.635307330411578},{"$f":"AA10*G10+($A$4-80)*AH10*$A$8/1000","v":15.501691542288556},15.374362739026159,15.240915422885571,15.114293116412474,14.980139303482586]
[null,59,16.197094527363184,16.197094527363184,15.892855721393031,15.892855721393031,15.588616915422884,15.588616915422884,15.29886567164179,15.29886567164179,15.009114427860695,15.009114427860695,14.704875621890547,14.704875621890547,14.400636815920398,14.400636815920398,null,0.88995024875621886,0.873233830845771,0.85651741293532335,0.84059701492537309,0.82467661691542282,0.80796019900497518,0.79124378109452742,1,1,1,1,1,1,1,0.53125,0.49687499999999996,0.46249999999999991,0.42812499999999987,0.39374999999999982,0.35624999999999996,0.31875000000000009,16.197094527363184,{"$f":"Z11*E11+($A$4-80)*AG11*$A$8/1000","v":15.892855721393031},{"$f":"AA11*G11+($A$4-80)*AH11*$A$8/1000","v":15.588616915422884},{"$f":"AB11*I11+($A$4-80)*AI11*$A$8/1000","v":15.29886567164179},15.009114427860695,14.704875621890547,14.400636815920398]
[2000,71,20.493864013267,11.408955223880596,20.116583747927034,11.289932393477823,19.739303482587069,11.167495854063018,19.362023217247099,11.033217588233656,18.98474295190713,10.895854063018241,18.607462686567164,10.777107027036454,18.230182421227198,10.654394693200663,null,1.1260364842454396,1.1053067993366503,1.0845771144278609,1.0638474295190714,1.0431177446102819,1.0223880597014925,1.0016583747927033,0.55670103092783496,0.56122513320092049,0.56574923547400602,0.5698380517592605,0.57392686804451509,0.57918197706861507,0.58443708609271516,0.98749999999999993,0.99062499999999987,0.9937499999999998,0.99062499999999987,0.98750000000000004,0.99062499999999987,0.9937499999999998,{"$f":"Y12*C12+($A$4-80)*AF12*$A$12/1000","v":11.408955223880596},{"$f":"Z12*E12+($A$4-80)*AG12*$A$12/1000","v":11.289932393477823},{"$f":"AA12*G12+($A$4-80)*AH12*$A$12/1000","v":11.167495854063018},{"$f":"AB12*I12+($A$4-80)*AI12*$A$12/1000","v":11.033217588233656},{"$f":"AC12*K12+($A$4-80)*AJ12*$A$12/1000","v":10.895854063018241},{"$f":"AD12*M12+($A$4-80)*AK12*$A$12/1000","v":10.777107027036454},{"$f":"AE12*O12+($A$4-80)*AL12*$A$12/1000","v":10.654394693200663}]
[null,67,18.89419568822554,13.88391376451078,18.547097844112773,13.750366837189166,18.2,13.612271973466003,17.852902155887229,13.478905395346517,17.505804311774462,13.340630182421229,17.158706467661691,13.22286908335805,16.811608623548924,13.099170812603649,null,1.0381426202321726,1.0190713101160864,1,0.9809286898839138,0.96185737976782759,0.94278606965174139,0.92371475953565518,0.73482428115015974,0.74137565632964042,0.7479270315091211,0.75499799851318128,0.76206896551724146,0.77062155636723828,0.7791741472172351,0.9937499999999998,0.99062499999999987,0.98750000000000004,0.98750000000000016,0.98750000000000027,0.98750000000000004,0.98749999999999993,{"$f":"Y13*C13+($A$4-80)*AF13*$A$12/1000","v":13.88391376451078},{"$f":"Z13*E13+($A$4-80)*AG13*$A$12/1000","v":13.750366837189166},{"$f":"AA13*G13+($A$4-80)*AH13*$A$12/1000","v":13.612271973466003},{"$f":"AB13*I13+($A$4-80)*AI13*$A$12/1000","v":13.478905395346517},{"$f":"AC13*K13+($A$4-80)*AJ13*$A$12/1000","v":13.340630182421229},{"$f":"AD13*M13+($A$4-80)*AK13*$A$12/1000","v":13.22286908335805},{"$f":"AE13*O13+($A$4-80)*AL13*$A$12/1000","v":13.099170812603649}]
[null,63,17.686898839137644,16.419237147595354,17.354892205638475,16.286778469178728,17.022885572139305,16.147595356550582,16.70597014925373,16.014961186485582,16.389054726368158,15.875953565505805,16.057048092868989,15.744055329596328,15.725041459369818,15.604311774461028,null,0.97180762852404645,0.95356550580431187,0.93532338308457719,0.91791044776119401,0.90049751243781095,0.88225538971807638,0.86401326699834169,0.92832764505119447,0.93845460266744118,0.94858156028368801,0.95863700481956049,0.96869244935543286,0.98050745308462628,0.99232245681381959,0.98749999999999993,0.98749999999999993,0.98749999999999993,0.98750000000000004,0.98750000000000027,0.98750000000000027,0.98750000000000027,16.419237147595354,{"$f":"Z14*E14+($A$4-80)*AG14*$A$12/1000","v":16.286778469178728},{"$f":"AA14*G14+($A$4-80)*AH14*$A$12/1000","v":16.147595356550582},16.014961186485582,15.875953565505805,15.744055329596328,15.604311774461028]
[null,59,16.871973466003315,16.871973466003315,16.555058043117743,16.555058043117743,16.238142620232171,16.238142620232171,15.936318407960199,15.936318407960199,15.634494195688225,15.634494195688225,15.317578772802653,15.317578772802653,15.000663349917083,15.000663349917083,null,0.92703150912106136,0.90961857379767819,0.89220563847429524,0.87562189054726369,0.85903814262023215,0.84162520729684909,0.82421227197346614,1,1,1,1,1,1,1,0.53125,0.49687499999999996,0.46249999999999991,0.42812499999999987,0.39374999999999982,0.35624999999999996,0.31875000000000009,16.871973466003315,{"$f":"Z15*E15+($A$4-80)*AG15*$A$12/1000","v":16.555058043117743},{"$f":"AA15*G15+($A$4-80)*AH15*$A$12/1000","v":16.238142620232171},15.936318407960199,15.634494195688225,15.317578772802653,15.000663349917083]
[2475,71,21.313618573797683,11.865313432835821,20.921247097844113,11.741529689216934,20.528875621890549,11.614195688225537,20.136504145936982,11.474546291763001,19.744132669983419,11.331688225538972,19.351761194029852,11.208191308117913,18.959389718076284,11.080570480928689,null,1.1710779436152574,1.1495190713101162,1.1279601990049752,1.1064013266998343,1.0848424543946933,1.0632835820895523,1.0417247097844113,0.55670103092783496,0.56122513320092049,0.56574923547400602,0.5698380517592605,0.57392686804451509,0.57918197706861507,0.58443708609271516,0.98749999999999993,0.99062499999999987,0.9937499999999998,0.99062499999999987,0.98750000000000004,0.99062499999999987,0.9937499999999998,{"$f":"Y16*C16+($A$4-80)*AF16*$A$16/1000","v":11.865313432835821},{"$f":"Z16*E16+($A$4-80)*AG16*$A$16/1000","v":11.741529689216934},{"$f":"AA16*G16+($A$4-80)*AH16*$A$16/1000","v":11.614195688225537},{"$f":"AB16*I16+($A$4-80)*AI16*$A$16/1000","v":11.474546291763001},{"$f":"AC16*K16+($A$4-80)*AJ16*$A$16/1000","v":11.331688225538972},{"$f":"AD16*M16+($A$4-80)*AK16*$A$16/1000","v":11.208191308117913},{"$f":"AE16*O16+($A$4-80)*AL16*$A$16/1000","v":11.080570480928689}]
[null,67,19.64996351575456,14.439270315091211,19.288981757877281,14.300381510676731,18.928000000000001,14.156762852404645,18.567018242122721,14.01806161116038,18.206036484245441,13.87425538971808,17.845054726368161,13.751783846692375,17.484072968490882,13.623137645107795,null,1.0796683250414594,1.0598341625207297,1.04,1.0201658374792704,1.0003316749585407,0.98049751243781103,0.96066334991708136,0.73482428115015974,0.74137565632964042,0.7479270315091211,0.75499799851318128,0.76206896551724146,0.77062155636723828,0.7791741472172351,0.9937499999999998,0.99062499999999987,0.98750000000000004,0.98750000000000016,0.98750000000000027,0.98750000000000004,0.98749999999999993,{"$f":"Y17*C17+($A$4-80)*AF17*$A$16/1000","v":14.439270315091211},{"$f":"Z17*E17+($A$4-80)*AG17*$A$16/1000","v":14.300381510676731},{"$f":"AA17*G17+($A$4-80)*AH17*$A$16/1000","v":14.156762852404645},{"$f":"AB17*I17+($A$4-80)*AI17*$A$16/1000","v":14.01806161116038},{"$f":"AC17*K17+($A$4-80)*AJ17*$A$16/1000","v":13.87425538971808},{"$f":"AD17*M17+($A$4-80)*AK17*$A$16/1000","v":13.751783846692375},{"$f":"AE17*O17+($A$4-80)*AL17*$A$16/1000","v":13.623137645107795}]
[null,63,18.39437479270315,17.076006633499169,18.049087893864012,16.938249607945874,17.703800995024878,16.793499170812606,17.374208955223882,16.655559633945007,17.044616915422885,16.510991708126038,16.699330016583747,16.373817542780181,16.354043117744613,16.228484245439471,null,1.0106799336650083,0.99170812603648428,0.97273631840796027,0.95462686567164179,0.93651741293532342,0.91754560530679941,0.89857379767827539,0.92832764505119447,0.93845460266744118,0.94858156028368801,0.95863700481956049,0.96869244935543286,0.98050745308462628,0.99232245681381959,0.98749999999999993,0.98749999999999993,0.98749999999999993,0.98750000000000004,0.98750000000000027,0.98750000000000027,0.98750000000000027,17.076006633499169,{"$f":"Z18*E18+($A$4-80)*AG18*$A$16/1000","v":16.938249607945874},{"$f":"AA18*G18+($A$4-80)*AH18*$A$16/1000","v":16.793499170812606},16.655559633945007,16.510991708126038,16.373817542780181,16.228484245439471]
[null,59,17.546852404643449,17.546852404643449,17.217260364842453,17.217260364842453,16.88766832504146,16.88766832504146,16.573771144278609,16.573771144278609,16.259873963515755,16.259873963515755,15.930281923714761,15.930281923714761,15.600689883913766,15.600689883913766,null,0.96411276948590385,0.94600331674958538,0.92789386401326701,0.9106467661691543,0.89339966832504147,0.87529021558872311,0.85718076285240474,1,1,1,1,1,1,1,0.53125,0.49687499999999996,0.46249999999999991,0.42812499999999987,0.39374999999999982,0.35624999999999996,0.31875000000000009,17.546852404643449,{"$f":"Z19*E19+($A$4-80)*AG19*$A$16/1000","v":17.217260364842453},{"$f":"AA19*G19+($A$4-80)*AH19*$A$16/1000","v":16.88766832504146},16.573771144278609,16.259873963515755,15.930281923714761,15.600689883913766]

{"sheet":"4A7V00_24","index":34,"n_rows":19,"n_cols":45,"rows_kept":19,"cut":false,"hidden":true,"merged":[[130,0,133,0],[120,12,121,12],[120,13,121,13],[120,14,121,14],[120,15,121,15],[122,0,125,0],[126,0,129,0],[119,12,119,13],[119,14,119,15],[120,4,121,4],[120,5,121,5],[120,6,121,6],[120,7,121,7],[120,8,121,8],[120,9,121,9],[120,10,121,10],[120,11,121,11],[119,0,121,0],[119,1,121,1],[119,4,119,5],[119,6,119,7],[119,8,119,9],[119,10,119,11],[111,0,114,0],[117,0,118,1],[117,4,117,15],[118,4,118,5],[118,6,118,7],[118,8,118,9],[118,10,118,11],[118,12,118,13],[118,14,118,15],[101,12,102,12],[101,13,102,13],[101,14,102,14],[101,15,102,15],[103,0,106,0],[107,0,110,0],[100,12,100,13],[100,14,100,15],[101,4,102,4],[101,5,102,5],[101,6,102,6],[101,7,102,7],[101,8,102,8],[101,9,102,9],[101,10,102,10],[101,11,102,11],[100,0,102,0],[100,1,102,1],[100,4,100,5],[100,6,100,7],[100,8,100,9],[100,10,100,11],[92,0,95,0],[98,0,99,1],[98,4,98,15],[99,4,99,5],[99,6,99,7],[99,8,99,9],[99,10,99,11],[99,12,99,13],[99,14,99,15],[82,12,83,12],[82,13,83,13],[82,14,83,14],[82,15,83,15],[84,0,87,0],[88,0,91,0],[81,12,81,13],[81,14,81,15],[82,4,83,4],[82,5,83,5],[82,6,83,6],[82,7,83,7],[82,8,83,8],[82,9,83,9],[82,10,83,10],[82,11,83,11],[81,0,83,0],[81,1,83,1],[81,4,81,5],[81,6,81,7],[81,8,81,9],[81,10,81,11],[73,0,76,0],[79,0,80,1],[79,4,79,15],[80,4,80,5],[80,6,80,7],[80,8,80,9],[80,10,80,11],[80,12,80,13],[80,14,80,15],[63,12,64,12],[63,13,64,13],[63,14,64,14],[63,15,64,15],[65,0,68,0],[69,0,72,0],[62,12,62,13],[62,14,62,15],[63,4,64,4],[63,5,64,5],[63,6,64,6],[63,7,64,7],[63,8,64,8],[63,9,64,9],[63,10,64,10],[63,11,64,11],[62,0,64,0],[62,1,64,1],[62,4,62,5],[62,6,62,7],[62,8,62,9],[62,10,62,11],[54,0,57,0],[60,0,61,1],[60,4,60,15],[61,4,61,5],[61,6,61,7],[61,8,61,9],[61,10,61,11],[61,12,61,13],[61,14,61,15],[44,12,45,12],[44,13,45,13],[44,14,45,14],[44,15,45,15],[46,0,49,0],[50,0,53,0],[43,12,43,13],[43,14,43,15],[44,4,45,4],[44,5,45,5],[44,6,45,6],[44,7,45,7],[44,8,45,8],[44,9,45,9],[44,10,45,10],[44,11,45,11],[43,0,45,0],[43,1,45,1],[43,4,43,5],[43,6,43,7],[43,8,43,9],[43,10,43,11],[35,0,38,0],[41,0,42,1],[41,4,41,15],[42,4,42,5],[42,6,42,7],[42,8,42,9],[42,10,42,11],[42,12,42,13],[42,14,42,15],[25,12,26,12],[25,13,26,13],[25,14,26,14],[25,15,26,15],[27,0,30,0],[31,0,34,0],[24,12,24,13],[24,14,24,15],[25,4,26,4],[25,5,26,5],[25,6,26,6],[25,7,26,7],[25,8,26,8],[25,9,26,9],[25,10,26,10],[25,11,26,11],[24,0,26,0],[24,1,26,1],[24,4,24,5],[24,6,24,7],[24,8,24,9],[24,10,24,11],[7,0,10,0],[11,0,14,0],[15,0,18,0],[22,4,22,15],[23,4,23,5],[23,6,23,7],[23,8,23,9],[23,10,23,11],[23,12,23,13],[23,14,23,15],[5,10,6,10],[5,11,6,11],[5,12,6,12],[5,13,6,13],[5,14,6,14],[5,15,6,15],[4,10,4,11],[4,12,4,13],[4,14,4,15],[5,2,6,2],[5,3,6,3],[5,4,6,4],[5,5,6,5],[5,6,6,6],[5,7,6,7],[5,8,6,8],[4,0,6,0],[4,1,6,1],[4,2,4,3],[4,4,4,5],[4,6,4,7],[4,8,4,9],[5,9,6,9],[2,0,2,1],[2,2,2,15],[3,2,3,3],[3,4,3,5],[3,6,3,7],[3,8,3,9],[3,10,3,11],[3,12,3,13],[3,14,3,15]]}
[]
["4A7V00_24",23]
["Evaporator Air \n",null,"Condenser  Entering Air Temperature ˚F"]
[80,"°F DB",85,null,90,null,95,null,100,null,105,null,110,null,115]
["CFM","EWB†\n˚F","Capacity Mbtuh",null,"Capacity Mbtuh",null,"Capacity Mbtuh",null,"Capacity Mbtuh",null,"Capacity Mbtuh",null,"Capacity Mbtuh",null,"Capacity Mbtuh"]
[null,null,"Total","Sens.","Total","Sens.","Total","Sens.","Total","Sens.","Total","Sens.","Total","Sens.","Total","Sens."]
[null,null,null,null,null,null,null,null,null,null,null,null,null,null,null,null,null,"Total Factors",null,null,null,null,null,null,"Sens. %",null,null,null,null,null,null,"IDB Adj",null,null,null,null,null,null,"Sens Calc"]
[700,71,{"$f":"R8*$B$2","v":25.63016129032258},{"$f":"IF(AM8>C8,C8,AM8)","v":14.451048387096773},{"$f":"S8*$B$2","v":25.039395161290322},{"$f":"IF(AN8>E8,E8,AN8)","v":14.272930560676189},{"$f":"T8*$B$2","v":24.448629032258065},{"$f":"IF(AO8>G8,G8,AO8)","v":14.087500000000002},{"$f":"U8*$B$2","v":23.812419354838706},{"$f":"IF(AP8>I8,I8,AP8)","v":13.864108141757722},{"$f":"V8*$B$2","v":23.176209677419354},{"$f":"IF(AQ8>K8,K8,AQ8)","v":13.633064516129032},{"$f":"W8*$B$2","v":22.585443548387094},{"$f":"IF(AR8>M8,M8,AR8)","v":13.455741890397855},{"$f":"X8*$B$2","v":21.994677419354836},{"$f":"IF(AS8>O8,O8,AS8)","v":13.269516129032256},null,1.1143548387096773,1.0886693548387096,1.0629838709677419,1.0353225806451611,1.0076612903225806,0.98197580645161275,0.95629032258064506,0.56382978723404253,0.57001898283635222,0.57620817843866179,0.58222173627815443,0.58823529411764708,0.59577053962080706,0.60330578512396693,1.03125,1.03125,1.03125,1.03125,1.03125,1.03125,1.03125,{"$f":"Y8*C8+($A$4-80)*AF8*$A$8/1000","v":14.451048387096773},{"$f":"Z8*E8+($A$4-80)*AG8*$A$8/1000","v":14.272930560676189},{"$f":"AA8*G8+($A$4-80)*AH8*$A$8/1000","v":14.087500000000002},{"$f":"AB8*I8+($A$4-80)*AI8*$A$8/1000","v":13.864108141757722},{"$f":"AC8*K8+($A$4-80)*AJ8*$A$8/1000","v":13.633064516129032},{"$f":"AD8*M8+($A$4-80)*AK8*$A$8/1000","v":13.455741890397855},{"$f":"AE8*O8+($A$4-80)*AL8*$A$8/1000","v":13.269516129032256}]
[null,67,{"$f":"R9*$B$2","v":23.630645161290321},17.541209677419353,23.085322580645162,{"$f":"IF(AN9>E9,E9,AN9)","v":17.364831200472263},22.539999999999996,{"$f":"IF(AO9>G9,G9,AO9)","v":17.177661290322575},21.949233870967742,{"$f":"IF(AP9>I9,I9,AP9)","v":16.956611722538025},21.358467741935485,{"$f":"IF(AQ9>K9,K9,AQ9)","v":16.723225806451612},20.813145161290322,{"$f":"IF(AR9>M9,M9,AR9)","v":16.501382725577155},20.267822580645159,{"$f":"IF(AS9>O9,O9,AS9)","v":16.268790322580642},null,1.0274193548387096,1.0037096774193548,0.97999999999999987,0.95431451612903229,0.92862903225806459,0.90491935483870967,0.88120967741935474,0.74230769230769234,0.7522022332506203,0.76209677419354827,0.7725377487989018,0.78297872340425523,0.79283465318194812,0.80269058295964113,1.0312500000000002,1.03125,1.0312499999999996,1.0312499999999996,1.0312499999999996,1.0312499999999996,1.0312499999999996,{"$f":"Y9*C9+($A$4-80)*AF9*$A$8/1000","v":17.541209677419353},{"$f":"Z9*E9+($A$4-80)*AG9*$A$8/1000","v":17.364831200472263},{"$f":"AA9*G9+($A$4-80)*AH9*$A$8/1000","v":17.177661290322575},{"$f":"AB9*I9+($A$4-80)*AI9*$A$8/1000","v":16.956611722538025},{"$f":"AC9*K9+($A$4-80)*AJ9*$A$8/1000","v":16.723225806451612},{"$f":"AD9*M9+($A$4-80)*AK9*$A$8/1000","v":16.501382725577155},{"$f":"AE9*O9+($A$4-80)*AL9*$A$8/1000","v":16.268790322580642}]
[null,63,22.085564516129033,20.722258064516129,21.585685483870964,20.547293632156439,21.085806451612903,20.358709677419352,20.540483870967741,20.139654679441801,19.995161290322578,19.904274193548382,19.495282258064517,19.450974798387097,18.995403225806449,18.995403225806449,null,0.96024193548387093,0.93850806451612889,0.91677419354838707,0.89306451612903226,0.86935483870967734,0.84762096774193552,0.82588709677419347,0.93827160493827155,0.95189442315879091,0.96551724137931028,0.98048589341692782,0.99545454545454537,0.99772727272727268,1,1.0312500000000002,1.03125,1.0312499999999996,1.0312499999999996,1.0312499999999996,0.99218749999999956,0.95312499999999967,20.722258064516129,{"$f":"Z10*E10+($A$4-80)*AG10*$A$8/1000","v":20.547293632156439},{"$f":"AA10*G10+($A$4-80)*AH10*$A$8/1000","v":20.358709677419352},20.139654679441801,19.904274193548382,19.450974798387097,18.995403225806449]
[null,59,21.085806451612903,21.085806451612903,20.585927419354842,20.585927419354842,20.086048387096774,20.086048387096774,19.586169354838709,19.586169354838709,19.086290322580641,19.086290322580641,18.586411290322577,18.586411290322577,18.086532258064512,18.086532258064512,null,0.91677419354838707,0.89504032258064525,0.87330645161290321,0.85157258064516128,0.82983870967741924,0.80810483870967731,0.78637096774193538,1,1,1,1,1,1,1,0.51562500000000011,0.46875000000000028,0.42187500000000044,0.37500000000000033,0.32812500000000022,0.28125000000000011,0.234375,21.085806451612903,{"$f":"Z11*E11+($A$4-80)*AG11*$A$8/1000","v":20.585927419354842},{"$f":"AA11*G11+($A$4-80)*AH11*$A$8/1000","v":20.086048387096774},{"$f":"AB11*I11+($A$4-80)*AI11*$A$8/1000","v":19.586169354838709},19.086290322580641,18.586411290322577,18.086532258064512]
[800,71,26.153225806451609,14.74596774193548,25.550403225806452,14.564214857832846,24.947580645161285,14.374999999999998,24.298387096774192,14.147049124242574,23.649193548387093,13.911290322580642,23.046370967741936,13.730348867752914,22.443548387096772,13.54032258064516,null,1.1370967741935483,1.1108870967741935,1.0846774193548385,1.0564516129032258,1.0282258064516128,1.002016129032258,0.97580645161290314,0.56382978723404253,0.57001898283635222,0.57620817843866179,0.58222173627815443,0.58823529411764708,0.59577053962080706,0.60330578512396693,1.03125,1.03125,1.03125,1.03125,1.03125,1.03125,1.03125,{"$f":"Y12*C12+($A$4-80)*AF12*$A$12/1000","v":14.74596774193548},{"$f":"Z12*E12+($A$4-80)*AG12*$A$12/1000","v":14.564214857832846},{"$f":"AA12*G12+($A$4-80)*AH12*$A$12/1000","v":14.374999999999998},{"$f":"AB12*I12+($A$4-80)*AI12*$A$12/1000","v":14.147049124242574},{"$f":"AC12*K12+($A$4-80)*AJ12*$A$12/1000","v":13.911290322580642},{"$f":"AD12*M12+($A$4-80)*AK12*$A$12/1000","v":13.730348867752914},{"$f":"AE12*O12+($A$4-80)*AL12*$A$12/1000","v":13.54032258064516}]
[null,67,24.112903225806452,17.899193548387096,23.556451612903224,17.719215510685981,23,17.528225806451609,22.397177419354836,17.302665022997981,21.794354838709676,17.064516129032256,21.237903225806452,16.838145638344034,20.681451612903224,16.6008064516129,null,1.0483870967741935,1.0241935483870968,1,0.97379032258064513,0.94758064516129026,0.92338709677419351,0.89919354838709675,0.74230769230769234,0.7522022332506203,0.76209677419354827,0.7725377487989018,0.78297872340425523,0.79283465318194812,0.80269058295964113,1.0312500000000002,1.03125,1.0312499999999996,1.0312499999999996,1.0312499999999996,1.0312499999999996,1.0312499999999996,{"$f":"Y13*C13+($A$4-80)*AF13*$A$12/1000","v":17.899193548387096},{"$f":"Z13*E13+($A$4-80)*AG13*$A$12/1000","v":17.719215510685981},{"$f":"AA13*G13+($A$4-80)*AH13*$A$12/1000","v":17.528225806451609},{"$f":"AB13*I13+($A$4-80)*AI13*$A$12/1000","v":17.302665022997981},{"$f":"AC13*K13+($A$4-80)*AJ13*$A$12/1000","v":17.064516129032256},{"$f":"AD13*M13+($A$4-80)*AK13*$A$12/1000","v":16.838145638344034},{"$f":"AE13*O13+($A$4-80)*AL13*$A$12/1000","v":16.6008064516129}]
[null,63,22.536290322580644,21.14516129032258,22.026209677419356,20.966626155261675,21.516129032258064,20.774193548387096,20.95967741935484,20.550668040246737,20.403225806451612,20.31048387096774,19.89314516129032,19.847933467741932,19.383064516129032,19.383064516129032,null,0.97983870967741937,0.95766129032258063,0.93548387096774188,0.91129032258064524,0.88709677419354838,0.86491935483870963,0.84274193548387089,0.93827160493827155,0.95189442315879091,0.96551724137931028,0.98048589341692782,0.99545454545454537,0.99772727272727268,1,1.0312500000000002,1.03125,1.0312499999999996,1.0312499999999996,1.0312499999999996,0.99218749999999956,0.95312499999999967,21.14516129032258,{"$f":"Z14*E14+($A$4-80)*AG14*$A$12/1000","v":20.966626155261675},{"$f":"AA14*G14+($A$4-80)*AH14*$A$12/1000","v":20.774193548387096},20.550668040246737,20.31048387096774,19.847933467741932,19.383064516129032]
[null,59,21.516129032258064,21.516129032258064,21.006048387096772,21.006048387096772,20.495967741935484,20.495967741935484,19.985887096774192,19.985887096774192,19.475806451612904,19.475806451612904,18.965725806451612,18.965725806451612,18.45564516129032,18.45564516129032,null,0.93548387096774188,0.91330645161290314,0.8911290322580645,0.86895161290322576,0.84677419354838712,0.82459677419354838,0.80241935483870963,1,1,1,1,1,1,1,0.51562500000000011,0.46875000000000028,0.42187500000000044,0.37500000000000033,0.32812500000000022,0.28125000000000011,0.234375,21.516129032258064,{"$f":"Z15*E15+($A$4-80)*AG15*$A$12/1000","v":21.006048387096772},{"$f":"AA15*G15+($A$4-80)*AH15*$A$12/1000","v":20.495967741935484},19.985887096774192,19.475806451612904,18.965725806451612,18.45564516129032]
[900,71,26.676290322580641,15.04088709677419,26.061411290322578,14.855499154989502,25.446532258064511,14.6625,24.784354838709678,14.429990106727427,24.122177419354841,14.18951612903226,23.507298387096771,14.00495584510797,22.892419354838712,13.811129032258066,null,1.1598387096774192,1.1331048387096774,1.1063709677419353,1.0775806451612904,1.0487903225806452,1.0220564516129031,0.99532258064516133,0.56382978723404253,0.57001898283635222,0.57620817843866179,0.58222173627815443,0.58823529411764708,0.59577053962080706,0.60330578512396693,1.03125,1.03125,1.03125,1.03125,1.03125,1.03125,1.03125,{"$f":"Y16*C16+($A$4-80)*AF16*$A$16/1000","v":15.04088709677419},{"$f":"Z16*E16+($A$4-80)*AG16*$A$16/1000","v":14.855499154989502},{"$f":"AA16*G16+($A$4-80)*AH16*$A$16/1000","v":14.6625},{"$f":"AB16*I16+($A$4-80)*AI16*$A$16/1000","v":14.429990106727427},{"$f":"AC16*K16+($A$4-80)*AJ16*$A$16/1000","v":14.18951612903226},{"$f":"AD16*M16+($A$4-80)*AK16*$A$16/1000","v":14.00495584510797},{"$f":"AE16*O16+($A$4-80)*AL16*$A$16/1000","v":13.811129032258066}]
[null,67,24.595161290322579,18.257177419354839,24.02758064516129,18.073599820899702,23.46,17.878790322580642,22.845120967741938,17.648718323457945,22.230241935483868,17.4058064516129,21.662661290322582,17.174908551110917,21.095080645161293,16.932822580645162,null,1.0693548387096774,1.0446774193548387,1.02,0.99326612903225819,0.96653225806451604,0.94185483870967746,0.91717741935483876,0.74230769230769234,0.7522022332506203,0.76209677419354827,0.7725377487989018,0.78297872340425523,0.79283465318194812,0.80269058295964113,1.0312500000000002,1.03125,1.0312499999999996,1.0312499999999996,1.0312499999999996,1.0312499999999996,1.0312499999999996,{"$f":"Y17*C17+($A$4-80)*AF17*$A$16/1000","v":18.257177419354839},{"$f":"Z17*E17+($A$4-80)*AG17*$A$16/1000","v":18.073599820899702},{"$f":"AA17*G17+($A$4-80)*AH17*$A$16/1000","v":17.878790322580642},{"$f":"AB17*I17+($A$4-80)*AI17*$A$16/1000","v":17.648718323457945},{"$f":"AC17*K17+($A$4-80)*AJ17*$A$16/1000","v":17.4058064516129},{"$f":"AD17*M17+($A$4-80)*AK17*$A$16/1000","v":17.174908551110917},{"$f":"AE17*O17+($A$4-80)*AL17*$A$16/1000","v":16.932822580645162}]
[null,63,22.987016129032259,21.568064516129031,22.46673387096774,21.385958678366908,21.946451612903225,21.189677419354837,21.378870967741936,20.961681401051671,20.811290322580646,20.716693548387095,20.291008064516127,20.244892137096773,19.770725806451612,19.770725806451612,null,0.99943548387096781,0.97681451612903225,0.95419354838709669,0.929516129032258,0.90483870967741942,0.88221774193548375,0.8595967741935483,0.93827160493827155,0.95189442315879091,0.96551724137931028,0.98048589341692782,0.99545454545454537,0.99772727272727268,1,1.0312500000000002,1.03125,1.0312499999999996,1.0312499999999996,1.0312499999999996,0.99218749999999956,0.95312499999999967,21.568064516129031,{"$f":"Z18*E18+($A$4-80)*AG18*$A$16/1000","v":21.385958678366908},{"$f":"AA18*G18+($A$4-80)*AH18*$A$16/1000","v":21.189677419354837},20.961681401051671,20.716693548387095,20.244892137096773,19.770725806451612]
[null,59,21.946451612903225,21.946451612903225,21.426169354838713,21.426169354838713,20.905887096774194,20.905887096774194,20.385604838709678,20.385604838709678,19.865322580645163,19.865322580645163,19.345040322580648,19.345040322580648,18.824758064516125,18.824758064516125,null,0.95419354838709669,0.93157258064516135,0.90895161290322579,0.88633064516129034,0.86370967741935489,0.84108870967741944,0.81846774193548377,1,1,1,1,1,1,1,0.51562500000000011,0.46875000000000028,0.42187500000000044,0.37500000000000033,0.32812500000000022,0.28125000000000011,0.234375,21.946451612903225,{"$f":"Z19*E19+($A$4-80)*AG19*$A$16/1000","v":21.426169354838713},{"$f":"AA19*G19+($A$4-80)*AH19*$A$16/1000","v":20.905887096774194},20.385604838709678,19.865322580645163,19.345040322580648,18.824758064516125]

{"sheet":"4A7V00_36A","index":35,"n_rows":19,"n_cols":45,"rows_kept":19,"cut":false,"hidden":true,"merged":[[130,0,133,0],[120,12,121,12],[120,13,121,13],[120,14,121,14],[120,15,121,15],[122,0,125,0],[126,0,129,0],[119,12,119,13],[119,14,119,15],[120,4,121,4],[120,5,121,5],[120,6,121,6],[120,7,121,7],[120,8,121,8],[120,9,121,9],[120,10,121,10],[120,11,121,11],[119,0,121,0],[119,1,121,1],[119,4,119,5],[119,6,119,7],[119,8,119,9],[119,10,119,11],[111,0,114,0],[117,0,118,1],[117,4,117,15],[118,4,118,5],[118,6,118,7],[118,8,118,9],[118,10,118,11],[118,12,118,13],[118,14,118,15],[101,12,102,12],[101,13,102,13],[101,14,102,14],[101,15,102,15],[103,0,106,0],[107,0,110,0],[100,12,100,13],[100,14,100,15],[101,4,102,4],[101,5,102,5],[101,6,102,6],[101,7,102,7],[101,8,102,8],[101,9,102,9],[101,10,102,10],[101,11,102,11],[100,0,102,0],[100,1,102,1],[100,4,100,5],[100,6,100,7],[100,8,100,9],[100,10,100,11],[92,0,95,0],[98,0,99,1],[98,4,98,15],[99,4,99,5],[99,6,99,7],[99,8,99,9],[99,10,99,11],[99,12,99,13],[99,14,99,15],[82,12,83,12],[82,13,83,13],[82,14,83,14],[82,15,83,15],[84,0,87,0],[88,0,91,0],[81,12,81,13],[81,14,81,15],[82,4,83,4],[82,5,83,5],[82,6,83,6],[82,7,83,7],[82,8,83,8],[82,9,83,9],[82,10,83,10],[82,11,83,11],[81,0,83,0],[81,1,83,1],[81,4,81,5],[81,6,81,7],[81,8,81,9],[81,10,81,11],[73,0,76,0],[79,0,80,1],[79,4,79,15],[80,4,80,5],[80,6,80,7],[80,8,80,9],[80,10,80,11],[80,12,80,13],[80,14,80,15],[63,12,64,12],[63,13,64,13],[63,14,64,14],[63,15,64,15],[65,0,68,0],[69,0,72,0],[62,12,62,13],[62,14,62,15],[63,4,64,4],[63,5,64,5],[63,6,64,6],[63,7,64,7],[63,8,64,8],[63,9,64,9],[63,10,64,10],[63,11,64,11],[62,0,64,0],[62,1,64,1],[62,4,62,5],[62,6,62,7],[62,8,62,9],[62,10,62,11],[54,0,57,0],[60,0,61,1],[60,4,60,15],[61,4,61,5],[61,6,61,7],[61,8,61,9],[61,10,61,11],[61,12,61,13],[61,14,61,15],[44,12,45,12],[44,13,45,13],[44,14,45,14],[44,15,45,15],[46,0,49,0],[50,0,53,0],[43,12,43,13],[43,14,43,15],[44,4,45,4],[44,5,45,5],[44,6,45,6],[44,7,45,7],[44,8,45,8],[44,9,45,9],[44,10,45,10],[44,11,45,11],[43,0,45,0],[43,1,45,1],[43,4,43,5],[43,6,43,7],[43,8,43,9],[43,10,43,11],[35,0,38,0],[41,0,42,1],[41,4,41,15],[42,4,42,5],[42,6,42,7],[42,8,42,9],[42,10,42,11],[42,12,42,13],[42,14,42,15],[25,12,26,12],[25,13,26,13],[25,14,26,14],[25,15,26,15],[27,0,30,0],[31,0,34,0],[24,12,24,13],[24,14,24,15],[25,4,26,4],[25,5,26,5],[25,6,26,6],[25,7,26,7],[25,8,26,8],[25,9,26,9],[25,10,26,10],[25,11,26,11],[24,0,26,0],[24,1,26,1],[24,4,24,5],[24,6,24,7],[24,8,24,9],[24,10,24,11],[7,0,10,0],[11,0,14,0],[15,0,18,0],[22,4,22,15],[23,4,23,5],[23,6,23,7],[23,8,23,9],[23,10,23,11],[23,12,23,13],[23,14,23,15],[5,10,6,10],[5,11,6,11],[5,12,6,12],[5,13,6,13],[5,14,6,14],[5,15,6,15],[4,10,4,11],[4,12,4,13],[4,14,4,15],[5,2,6,2],[5,3,6,3],[5,4,6,4],[5,5,6,5],[5,6,6,6],[5,7,6,7],[5,8,6,8],[4,0,6,0],[4,1,6,1],[4,2,4,3],[4,4,4,5],[4,6,4,7],[4,8,4,9],[5,9,6,9],[2,0,2,1],[2,2,2,15],[3,2,3,3],[3,4,3,5],[3,6,3,7],[3,8,3,9],[3,10,3,11],[3,12,3,13],[3,14,3,15]]}
[]
["4A7V00_36A",18.2]
["Evaporator Air \n",null,"Condenser  Entering Air Temperature ˚F"]
[80,"°F DB",85,null,90,null,95,null,100,null,105,null,110,null,115]
["CFM","EWB†\n˚F","Capacity Mbtuh",null,"Capacity Mbtuh",null,"Capacity Mbtuh",null,"Capacity Mbtuh",null,"Capacity Mbtuh",null,"Capacity Mbtuh",null,"Capacity Mbtuh"]
[null,null,"Total","Sens.","Total","Sens.","Total","Sens.","Total","Sens.","Total","Sens.","Total","Sens.","Total","Sens."]
[null,null,null,null,null,null,null,null,null,null,null,null,null,null,null,null,null,"Total Factors",null,null,null,null,null,null,"Sens. %",null,null,null,null,null,null,"IDB Adj",null,null,null,null,null,null,"Sens Calc"]
[1050,71,{"$f":"R8*$B$2","v":20.240853932584265},{"$f":"IF(AM8>C8,C8,AM8)","v":11.52325842696629},{"$f":"S8*$B$2","v":19.789943820224718},{"$f":"IF(AN8>E8,E8,AN8)","v":11.349801310121695},{"$f":"T8*$B$2","v":19.339033707865166},{"$f":"IF(AO8>G8,G8,AO8)","v":11.172550561797751},{"$f":"U8*$B$2","v":18.863073033707867},{"$f":"IF(AP8>I8,I8,AP8)","v":11.025474310687141},{"$f":"V8*$B$2","v":18.38711235955056},{"$f":"IF(AQ8>K8,K8,AQ8)","v":10.871943820224717},{"$f":"W8*$B$2","v":17.936202247191012},{"$f":"IF(AR8>M8,M8,AR8)","v":10.724639874933626},{"$f":"X8*$B$2","v":17.485292134831457},{"$f":"IF(AS8>O8,O8,AS8)","v":10.571337078651684},null,1.112134831460674,1.0873595505617977,1.0625842696629213,1.0364325842696631,1.0102808988764045,0.98550561797752811,0.96073033707865163,0.56930693069306937,0.57351356897347761,0.57772020725388595,0.58450043060241974,0.59128065395095364,0.59793259058579196,0.60458452722063039,1.0208333333333335,1.015625,1.0104166666666667,1.015625,1.0208333333333333,1.0208333333333335,1.0208333333333335,{"$f":"Y8*C8+($A$4-80)*AF8*$A$8/1000","v":11.52325842696629},{"$f":"Z8*E8+($A$4-80)*AG8*$A$8/1000","v":11.349801310121695},{"$f":"AA8*G8+($A$4-80)*AH8*$A$8/1000","v":11.172550561797751},{"$f":"AB8*I8+($A$4-80)*AI8*$A$8/1000","v":11.025474310687141},{"$f":"AC8*K8+($A$4-80)*AJ8*$A$8/1000","v":10.871943820224717},{"$f":"AD8*M8+($A$4-80)*AK8*$A$8/1000","v":10.724639874933626},{"$f":"AE8*O8+($A$4-80)*AL8*$A$8/1000","v":10.571337078651684}]
[null,67,{"$f":"R9*$B$2","v":18.687719101123594},14.028314606741572,18.261859550561795,{"$f":"IF(AN9>E9,E9,AN9)","v":13.856406663908473},17.835999999999999,{"$f":"IF(AO9>G9,G9,AO9)","v":13.677606741573033},17.410140449438199,{"$f":"IF(AP9>I9,I9,AP9)","v":13.531723087460461},16.984280898876403,{"$f":"IF(AQ9>K9,K9,AQ9)","v":13.376999999999999},16.558421348314607,{"$f":"IF(AR9>M9,M9,AR9)","v":13.231583024045548},16.13256179775281,{"$f":"IF(AS9>O9,O9,AS9)","v":13.076393258426966},null,1.0267977528089887,1.0033988764044943,0.97999999999999987,0.95660112359550553,0.93320224719101119,0.90980337078651685,0.88640449438202251,0.75067024128686333,0.75876208693556646,0.7668539325842697,0.77723227602664813,0.78761061946902655,0.79908481284010335,0.81055900621118004,1.0208333333333335,1.015625,1.0104166666666665,1.0104166666666665,1.0104166666666665,1.015625,1.0208333333333335,{"$f":"Y9*C9+($A$4-80)*AF9*$A$8/1000","v":14.028314606741572},{"$f":"Z9*E9+($A$4-80)*AG9*$A$8/1000","v":13.856406663908473},{"$f":"AA9*G9+($A$4-80)*AH9*$A$8/1000","v":13.677606741573033},{"$f":"AB9*I9+($A$4-80)*AI9*$A$8/1000","v":13.531723087460461},{"$f":"AC9*K9+($A$4-80)*AJ9*$A$8/1000","v":13.376999999999999},{"$f":"AD9*M9+($A$4-80)*AK9*$A$8/1000","v":13.231583024045548},{"$f":"AE9*O9+($A$4-80)*AL9*$A$8/1000","v":13.076393258426966}]
[null,63,17.485292134831457,16.583471910112358,17.084483146067409,16.438690065359133,16.683674157303368,16.282865168539324,16.28286516853932,16.087275196544855,15.88205617977528,15.88205617977528,15.481247191011235,15.481247191011235,15.080438202247191,15.080438202247191,null,0.96073033707865163,0.9387078651685391,0.91668539325842679,0.89466292134831438,0.87264044943820218,0.85061797752808987,0.82859550561797757,0.94842406876790841,0.96220002237194224,0.97597597597597607,0.98798798798798804,1,1,1,1.010416666666667,1.0156250000000002,1.0208333333333335,1.0104166666666665,0.99999999999999978,0.953125,0.90625000000000022,16.583471910112358,{"$f":"Z10*E10+($A$4-80)*AG10*$A$8/1000","v":16.438690065359133},{"$f":"AA10*G10+($A$4-80)*AH10*$A$8/1000","v":16.282865168539324},16.087275196544855,15.88205617977528,15.481247191011235,15.080438202247191]
[null,59,16.683674157303368,16.683674157303368,16.28286516853932,16.28286516853932,15.88205617977528,15.88205617977528,15.506297752808988,15.506297752808988,15.130539325842696,15.130539325842696,14.754780898876403,14.754780898876403,14.379022471910108,14.379022471910108,null,0.91668539325842679,0.89466292134831438,0.87264044943820218,0.85199438202247191,0.83134831460674152,0.81070224719101114,0.79005617977528075,1,1,1,1,1,1,1,0.46874999999999961,0.42187499999999967,0.37499999999999978,0.33333333333333326,0.29166666666666674,0.25000000000000006,0.20833333333333334,16.683674157303368,{"$f":"Z11*E11+($A$4-80)*AG11*$A$8/1000","v":16.28286516853932},{"$f":"AA11*G11+($A$4-80)*AH11*$A$8/1000","v":15.88205617977528},{"$f":"AB11*I11+($A$4-80)*AI11*$A$8/1000","v":15.506297752808988},15.130539325842696,14.754780898876403,14.379022471910108]
[1200,71,20.653932584269661,11.758426966292134,20.193820224719101,11.581429908287445,19.73370786516854,11.400561797752808,19.248033707865169,11.250483990497081,18.762359550561797,11.093820224719099,18.302247191011233,10.94351007646288,17.842134831460672,10.787078651685393,null,1.1348314606741572,1.1095505617977528,1.0842696629213484,1.0575842696629214,1.0308988764044944,1.0056179775280898,0.98033707865168529,0.56930693069306937,0.57351356897347761,0.57772020725388595,0.58450043060241974,0.59128065395095364,0.59793259058579196,0.60458452722063039,1.0208333333333335,1.015625,1.0104166666666667,1.015625,1.0208333333333333,1.0208333333333335,1.0208333333333335,{"$f":"Y12*C12+($A$4-80)*AF12*$A$12/1000","v":11.758426966292134},{"$f":"Z12*E12+($A$4-80)*AG12*$A$12/1000","v":11.581429908287445},{"$f":"AA12*G12+($A$4-80)*AH12*$A$12/1000","v":11.400561797752808},{"$f":"AB12*I12+($A$4-80)*AI12*$A$12/1000","v":11.250483990497081},{"$f":"AC12*K12+($A$4-80)*AJ12*$A$12/1000","v":11.093820224719099},{"$f":"AD12*M12+($A$4-80)*AK12*$A$12/1000","v":10.94351007646288},{"$f":"AE12*O12+($A$4-80)*AL12*$A$12/1000","v":10.787078651685393}]
[null,67,19.069101123595505,14.314606741573035,18.634550561797752,14.139190473375995,18.2,13.956741573033709,17.765449438202246,13.807880701490269,17.330898876404493,13.649999999999999,16.896348314606737,13.501615330658719,16.461797752808987,13.34325842696629,null,1.047752808988764,1.023876404494382,1,0.97612359550561789,0.95224719101123589,0.92837078651685379,0.9044943820224719,0.75067024128686333,0.75876208693556646,0.7668539325842697,0.77723227602664813,0.78761061946902655,0.79908481284010335,0.81055900621118004,1.0208333333333335,1.015625,1.0104166666666665,1.0104166666666665,1.0104166666666665,1.015625,1.0208333333333335,{"$f":"Y13*C13+($A$4-80)*AF13*$A$12/1000","v":14.314606741573035},{"$f":"Z13*E13+($A$4-80)*AG13*$A$12/1000","v":14.139190473375995},{"$f":"AA13*G13+($A$4-80)*AH13*$A$12/1000","v":13.956741573033709},{"$f":"AB13*I13+($A$4-80)*AI13*$A$12/1000","v":13.807880701490269},{"$f":"AC13*K13+($A$4-80)*AJ13*$A$12/1000","v":13.649999999999999},{"$f":"AD13*M13+($A$4-80)*AK13*$A$12/1000","v":13.501615330658719},{"$f":"AE13*O13+($A$4-80)*AL13*$A$12/1000","v":13.34325842696629}]
[null,63,17.842134831460672,16.921910112359551,17.433146067415727,16.774173536080749,17.024157303370785,16.615168539325843,16.61516853932584,16.415586935249856,16.206179775280898,16.206179775280898,15.797191011235954,15.797191011235954,15.38820224719101,15.38820224719101,null,0.98033707865168529,0.95786516853932568,0.93539325842696619,0.9129213483146067,0.89044943820224709,0.8679775280898876,0.8455056179775281,0.94842406876790841,0.96220002237194224,0.97597597597597607,0.98798798798798804,1,1,1,1.010416666666667,1.0156250000000002,1.0208333333333335,1.0104166666666665,0.99999999999999978,0.953125,0.90625000000000022,16.921910112359551,{"$f":"Z14*E14+($A$4-80)*AG14*$A$12/1000","v":16.774173536080749},{"$f":"AA14*G14+($A$4-80)*AH14*$A$12/1000","v":16.615168539325843},16.415586935249856,16.206179775280898,15.797191011235954,15.38820224719101]
[null,59,17.024157303370785,17.024157303370785,16.61516853932584,16.61516853932584,16.206179775280898,16.206179775280898,15.822752808988763,15.822752808988763,15.439325842696627,15.439325842696627,15.055898876404493,15.055898876404493,14.672471910112357,14.672471910112357,null,0.93539325842696619,0.9129213483146067,0.89044943820224709,0.8693820224719101,0.848314606741573,0.82724719101123589,0.80617977528089879,1,1,1,1,1,1,1,0.46874999999999961,0.42187499999999967,0.37499999999999978,0.33333333333333326,0.29166666666666674,0.25000000000000006,0.20833333333333334,17.024157303370785,{"$f":"Z15*E15+($A$4-80)*AG15*$A$12/1000","v":16.61516853932584},{"$f":"AA15*G15+($A$4-80)*AH15*$A$12/1000","v":16.206179775280898},15.822752808988763,15.439325842696627,15.055898876404493,14.672471910112357]
[1350,71,21.067011235955054,11.993595505617977,20.59769662921348,11.813058506453192,20.128382022471911,11.628573033707864,19.632994382022474,11.475493670307024,19.137606741573034,11.315696629213482,18.668292134831461,11.16238027799214,18.198977528089888,11.002820224719102,null,1.1575280898876403,1.1317415730337077,1.1059550561797753,1.0787359550561799,1.0515168539325843,1.0257303370786517,0.99994382022471906,0.56930693069306937,0.57351356897347761,0.57772020725388595,0.58450043060241974,0.59128065395095364,0.59793259058579196,0.60458452722063039,1.0208333333333335,1.015625,1.0104166666666667,1.015625,1.0208333333333333,1.0208333333333335,1.0208333333333335,{"$f":"Y16*C16+($A$4-80)*AF16*$A$16/1000","v":11.993595505617977},{"$f":"Z16*E16+($A$4-80)*AG16*$A$16/1000","v":11.813058506453192},{"$f":"AA16*G16+($A$4-80)*AH16*$A$16/1000","v":11.628573033707864},{"$f":"AB16*I16+($A$4-80)*AI16*$A$16/1000","v":11.475493670307024},{"$f":"AC16*K16+($A$4-80)*AJ16*$A$16/1000","v":11.315696629213482},{"$f":"AD16*M16+($A$4-80)*AK16*$A$16/1000","v":11.16238027799214},{"$f":"AE16*O16+($A$4-80)*AL16*$A$16/1000","v":11.002820224719102}]
[null,67,19.450483146067416,14.600898876404496,19.007241573033706,14.421974282843514,18.564,14.235876404494382,18.12075842696629,14.084038315520074,17.67751685393258,13.922999999999996,17.234275280898874,13.771647637271897,16.791033707865168,13.610123595505616,null,1.0687078651685393,1.0443539325842697,1.02,0.99564606741573025,0.97129213483146049,0.94693820224719094,0.9225842696629214,0.75067024128686333,0.75876208693556646,0.7668539325842697,0.77723227602664813,0.78761061946902655,0.79908481284010335,0.81055900621118004,1.0208333333333335,1.015625,1.0104166666666665,1.0104166666666665,1.0104166666666665,1.015625,1.0208333333333335,{"$f":"Y17*C17+($A$4-80)*AF17*$A$16/1000","v":14.600898876404496},{"$f":"Z17*E17+($A$4-80)*AG17*$A$16/1000","v":14.421974282843514},{"$f":"AA17*G17+($A$4-80)*AH17*$A$16/1000","v":14.235876404494382},{"$f":"AB17*I17+($A$4-80)*AI17*$A$16/1000","v":14.084038315520074},{"$f":"AC17*K17+($A$4-80)*AJ17*$A$16/1000","v":13.922999999999996},{"$f":"AD17*M17+($A$4-80)*AK17*$A$16/1000","v":13.771647637271897},{"$f":"AE17*O17+($A$4-80)*AL17*$A$16/1000","v":13.610123595505616}]
[null,63,18.198977528089888,17.260348314606745,17.781808988764041,17.109657006802365,17.364640449438202,16.947471910112363,16.947471910112363,16.743898673954856,16.530303370786516,16.530303370786516,16.113134831460673,16.113134831460673,15.69596629213483,15.69596629213483,null,0.99994382022471906,0.97702247191011227,0.95410112359550558,0.93117977528089901,0.90825842696629222,0.88533707865168543,0.86241573033707863,0.94842406876790841,0.96220002237194224,0.97597597597597607,0.98798798798798804,1,1,1,1.010416666666667,1.0156250000000002,1.0208333333333335,1.0104166666666665,0.99999999999999978,0.953125,0.90625000000000022,17.260348314606745,{"$f":"Z18*E18+($A$4-80)*AG18*$A$16/1000","v":17.109657006802365},{"$f":"AA18*G18+($A$4-80)*AH18*$A$16/1000","v":16.947471910112363},16.743898673954856,16.530303370786516,16.113134831460673,15.69596629213483]
[null,59,17.364640449438202,17.364640449438202,16.947471910112363,16.947471910112363,16.530303370786516,16.530303370786516,16.13920786516854,16.13920786516854,15.748112359550561,15.748112359550561,15.357016853932583,15.357016853932583,14.965921348314605,14.965921348314605,null,0.95410112359550558,0.93117977528089901,0.90825842696629222,0.8867696629213484,0.86528089887640447,0.84379213483146065,0.82230337078651683,1,1,1,1,1,1,1,0.46874999999999961,0.42187499999999967,0.37499999999999978,0.33333333333333326,0.29166666666666674,0.25000000000000006,0.20833333333333334,17.364640449438202,{"$f":"Z19*E19+($A$4-80)*AG19*$A$16/1000","v":16.947471910112363},{"$f":"AA19*G19+($A$4-80)*AH19*$A$16/1000","v":16.530303370786516},16.13920786516854,15.748112359550561,15.357016853932583,14.965921348314605]

{"sheet":"4A7V00_36B","index":36,"n_rows":19,"n_cols":45,"rows_kept":19,"cut":false,"hidden":true,"merged":[[130,0,133,0],[120,12,121,12],[120,13,121,13],[120,14,121,14],[120,15,121,15],[122,0,125,0],[126,0,129,0],[119,12,119,13],[119,14,119,15],[120,4,121,4],[120,5,121,5],[120,6,121,6],[120,7,121,7],[120,8,121,8],[120,9,121,9],[120,10,121,10],[120,11,121,11],[119,0,121,0],[119,1,121,1],[119,4,119,5],[119,6,119,7],[119,8,119,9],[119,10,119,11],[111,0,114,0],[117,0,118,1],[117,4,117,15],[118,4,118,5],[118,6,118,7],[118,8,118,9],[118,10,118,11],[118,12,118,13],[118,14,118,15],[101,12,102,12],[101,13,102,13],[101,14,102,14],[101,15,102,15],[103,0,106,0],[107,0,110,0],[100,12,100,13],[100,14,100,15],[101,4,102,4],[101,5,102,5],[101,6,102,6],[101,7,102,7],[101,8,102,8],[101,9,102,9],[101,10,102,10],[101,11,102,11],[100,0,102,0],[100,1,102,1],[100,4,100,5],[100,6,100,7],[100,8,100,9],[100,10,100,11],[92,0,95,0],[98,0,99,1],[98,4,98,15],[99,4,99,5],[99,6,99,7],[99,8,99,9],[99,10,99,11],[99,12,99,13],[99,14,99,15],[82,12,83,12],[82,13,83,13],[82,14,83,14],[82,15,83,15],[84,0,87,0],[88,0,91,0],[81,12,81,13],[81,14,81,15],[82,4,83,4],[82,5,83,5],[82,6,83,6],[82,7,83,7],[82,8,83,8],[82,9,83,9],[82,10,83,10],[82,11,83,11],[81,0,83,0],[81,1,83,1],[81,4,81,5],[81,6,81,7],[81,8,81,9],[81,10,81,11],[73,0,76,0],[79,0,80,1],[79,4,79,15],[80,4,80,5],[80,6,80,7],[80,8,80,9],[80,10,80,11],[80,12,80,13],[80,14,80,15],[63,12,64,12],[63,13,64,13],[63,14,64,14],[63,15,64,15],[65,0,68,0],[69,0,72,0],[62,12,62,13],[62,14,62,15],[63,4,64,4],[63,5,64,5],[63,6,64,6],[63,7,64,7],[63,8,64,8],[63,9,64,9],[63,10,64,10],[63,11,64,11],[62,0,64,0],[62,1,64,1],[62,4,62,5],[62,6,62,7],[62,8,62,9],[62,10,62,11],[54,0,57,0],[60,0,61,1],[60,4,60,15],[61,4,61,5],[61,6,61,7],[61,8,61,9],[61,10,61,11],[61,12,61,13],[61,14,61,15],[44,12,45,12],[44,13,45,13],[44,14,45,14],[44,15,45,15],[46,0,49,0],[50,0,53,0],[43,12,43,13],[43,14,43,15],[44,4,45,4],[44,5,45,5],[44,6,45,6],[44,7,45,7],[44,8,45,8],[44,9,45,9],[44,10,45,10],[44,11,45,11],[43,0,45,0],[43,1,45,1],[43,4,43,5],[43,6,43,7],[43,8,43,9],[43,10,43,11],[35,0,38,0],[41,0,42,1],[41,4,41,15],[42,4,42,5],[42,6,42,7],[42,8,42,9],[42,10,42,11],[42,12,42,13],[42,14,42,15],[25,12,26,12],[25,13,26,13],[25,14,26,14],[25,15,26,15],[27,0,30,0],[31,0,34,0],[24,12,24,13],[24,14,24,15],[25,4,26,4],[25,5,26,5],[25,6,26,6],[25,7,26,7],[25,8,26,8],[25,9,26,9],[25,10,26,10],[25,11,26,11],[24,0,26,0],[24,1,26,1],[24,4,24,5],[24,6,24,7],[24,8,24,9],[24,10,24,11],[7,0,10,0],[11,0,14,0],[15,0,18,0],[22,4,22,15],[23,4,23,5],[23,6,23,7],[23,8,23,9],[23,10,23,11],[23,12,23,13],[23,14,23,15],[5,10,6,10],[5,11,6,11],[5,12,6,12],[5,13,6,13],[5,14,6,14],[5,15,6,15],[4,10,4,11],[4,12,4,13],[4,14,4,15],[5,2,6,2],[5,3,6,3],[5,4,6,4],[5,5,6,5],[5,6,6,6],[5,7,6,7],[5,8,6,8],[4,0,6,0],[4,1,6,1],[4,2,4,3],[4,4,4,5],[4,6,4,7],[4,8,4,9],[5,9,6,9],[2,0,2,1],[2,2,2,15],[3,2,3,3],[3,4,3,5],[3,6,3,7],[3,8,3,9],[3,10,3,11],[3,12,3,13],[3,14,3,15]]}
[]
["4A7V00_36B",18.2]
["Evaporator Air \n",null,"Condenser  Entering Air Temperature ˚F"]
[80,"°F DB",85,null,90,null,95,null,100,null,105,null,110,null,115]
["CFM","EWB†\n˚F","Capacity Mbtuh",null,"Capacity Mbtuh",null,"Capacity Mbtuh",null,"Capacity Mbtuh",null,"Capacity Mbtuh",null,"Capacity Mbtuh",null,"Capacity Mbtuh"]
[null,null,"Total","Sens.","Total","Sens.","Total","Sens.","Total","Sens.","Total","Sens.","Total","Sens.","Total","Sens."]
[null,null,null,null,null,null,null,null,null,null,null,null,null,null,null,null,null,"Total Factors",null,null,null,null,null,null,"Sens. %",null,null,null,null,null,null,"IDB Adj",null,null,null,null,null,null,"Sens Calc"]
[1050,71,{"$f":"R8*$B$2","v":20.850535211267609},{"$f":"IF(AM8>C8,C8,AM8)","v":11.656202816901409},{"$f":"S8*$B$2","v":20.122022535211268},{"$f":"IF(AN8>E8,E8,AN8)","v":11.410853668275962},{"$f":"T8*$B$2","v":19.393509859154928},{"$f":"IF(AO8>G8,G8,AO8)","v":11.153780281690139},{"$f":"U8*$B$2","v":18.639876056338032},{"$f":"IF(AP8>I8,I8,AP8)","v":10.91024706703281},{"$f":"V8*$B$2","v":17.886242253521125},{"$f":"IF(AQ8>K8,K8,AQ8)","v":10.651357746478872},{"$f":"W8*$B$2","v":17.157729577464789},{"$f":"IF(AR8>M8,M8,AR8)","v":10.434479462307985},{"$f":"X8*$B$2","v":16.429216901408452},{"$f":"IF(AS8>O8,O8,AS8)","v":10.199177464788734},null,1.1456338028169015,1.1056056338028171,1.0655774647887324,1.0241690140845072,0.98276056338028162,0.94273239436619716,0.9027042253521127,0.55903614457831319,0.56708283912853474,0.57512953367875641,0.58531757582814226,0.5955056179775281,0.60815036250558363,0.62079510703363916,1,1,1,1,1,1.0052083333333335,1.0104166666666667,{"$f":"Y8*C8+($A$4-80)*AF8*$A$8/1000","v":11.656202816901409},{"$f":"Z8*E8+($A$4-80)*AG8*$A$8/1000","v":11.410853668275962},{"$f":"AA8*G8+($A$4-80)*AH8*$A$8/1000","v":11.153780281690139},{"$f":"AB8*I8+($A$4-80)*AI8*$A$8/1000","v":10.91024706703281},{"$f":"AC8*K8+($A$4-80)*AJ8*$A$8/1000","v":10.651357746478872},{"$f":"AD8*M8+($A$4-80)*AK8*$A$8/1000","v":10.434479462307985},{"$f":"AE8*O8+($A$4-80)*AL8*$A$8/1000","v":10.199177464788734}]
[null,67,{"$f":"R9*$B$2","v":19.192540845070422},14.118073239436619,18.514270422535212,{"$f":"IF(AN9>E9,E9,AN9)","v":13.876282533300238},17.835999999999999,{"$f":"IF(AO9>G9,G9,AO9)","v":13.615650704225352},17.182850704225352,{"$f":"IF(AP9>I9,I9,AP9)","v":13.400328481262161},16.529701408450702,{"$f":"IF(AQ9>K9,K9,AQ9)","v":13.163470422535211},15.85143098591549,{"$f":"IF(AR9>M9,M9,AR9)","v":12.925174950733},15.17316056338028,{"$f":"IF(AS9>O9,O9,AS9)","v":12.661047887323944},null,1.0545352112676056,1.0172676056338028,0.98,0.94411267605633797,0.90822535211267597,0.87095774647887314,0.83369014084507043,0.73560209424083767,0.7494911879654893,0.76338028169014094,0.77986643263838351,0.79635258358662619,0.81539483483967068,0.83443708609271527,1.0000000000000002,1.0000000000000002,1.0000000000000002,1,0.99999999999999978,0.99999999999999989,1,{"$f":"Y9*C9+($A$4-80)*AF9*$A$8/1000","v":14.118073239436619},{"$f":"Z9*E9+($A$4-80)*AG9*$A$8/1000","v":13.876282533300238},{"$f":"AA9*G9+($A$4-80)*AH9*$A$8/1000","v":13.615650704225352},{"$f":"AB9*I9+($A$4-80)*AI9*$A$8/1000","v":13.400328481262161},{"$f":"AC9*K9+($A$4-80)*AJ9*$A$8/1000","v":13.163470422535211},{"$f":"AD9*M9+($A$4-80)*AK9*$A$8/1000","v":12.925174950733},{"$f":"AE9*O9+($A$4-80)*AL9*$A$8/1000","v":12.661047887323944}]
[null,63,17.986726760563378,16.730670422535212,17.358698591549292,16.46589354839929,16.730670422535209,16.178005633802819,16.077521126760562,15.811976483525779,15.424371830985914,15.424371830985914,14.796343661971829,14.796343661971829,14.168315492957747,14.168315492957747,null,0.98828169014084499,0.9537746478873238,0.91926760563380261,0.88338028169014071,0.84749295774647881,0.81298591549295762,0.77847887323943665,0.93016759776536317,0.94856728236616517,0.96696696696696716,0.98348348348348358,1,1,1,0.99999999999999978,1,1.0000000000000002,0.97395833333333326,0.94791666666666641,0.86979166666666641,0.79166666666666641,16.730670422535212,{"$f":"Z10*E10+($A$4-80)*AG10*$A$8/1000","v":16.46589354839929},{"$f":"AA10*G10+($A$4-80)*AH10*$A$8/1000","v":16.178005633802819},15.811976483525779,15.424371830985914,14.796343661971829,14.168315492957747]
[null,59,17.132608450704225,17.132608450704225,16.529701408450702,16.529701408450702,15.926794366197182,15.926794366197182,15.323887323943662,15.323887323943662,14.720980281690139,14.720980281690139,14.118073239436617,14.118073239436617,13.515166197183097,13.515166197183097,null,0.94135211267605634,0.90822535211267597,0.8750985915492957,0.84197183098591555,0.80884507042253517,0.7757183098591548,0.74259154929577464,1,1,1,1,1,1,1,0.53125000000000011,0.46354166666666674,0.39583333333333343,0.32812500000000006,0.26041666666666669,0.18749999999999989,0.11458333333333312,17.132608450704225,{"$f":"Z11*E11+($A$4-80)*AG11*$A$8/1000","v":16.529701408450702},{"$f":"AA11*G11+($A$4-80)*AH11*$A$8/1000","v":15.926794366197182},{"$f":"AB11*I11+($A$4-80)*AI11*$A$8/1000","v":15.323887323943662},14.720980281690139,14.118073239436617,13.515166197183097]
[1200,71,21.27605633802817,11.894084507042253,20.532676056338023,11.643728232934652,19.78929577464789,11.381408450704226,19.020281690140845,11.13290517044164,18.251267605633803,10.868732394366198,17.507887323943663,10.647428022763251,16.764507042253523,10.407323943661973,null,1.1690140845070423,1.1281690140845069,1.0873239436619719,1.0450704225352112,1.0028169014084507,0.96197183098591565,0.92112676056338039,0.55903614457831319,0.56708283912853474,0.57512953367875641,0.58531757582814226,0.5955056179775281,0.60815036250558363,0.62079510703363916,1,1,1,1,1,1.0052083333333335,1.0104166666666667,{"$f":"Y12*C12+($A$4-80)*AF12*$A$12/1000","v":11.894084507042253},{"$f":"Z12*E12+($A$4-80)*AG12*$A$12/1000","v":11.643728232934652},{"$f":"AA12*G12+($A$4-80)*AH12*$A$12/1000","v":11.381408450704226},{"$f":"AB12*I12+($A$4-80)*AI12*$A$12/1000","v":11.13290517044164},{"$f":"AC12*K12+($A$4-80)*AJ12*$A$12/1000","v":10.868732394366198},{"$f":"AD12*M12+($A$4-80)*AK12*$A$12/1000","v":10.647428022763251},{"$f":"AE12*O12+($A$4-80)*AL12*$A$12/1000","v":10.407323943661973}]
[null,67,19.584225352112679,14.406197183098593,18.892112676056335,14.159471972755343,18.2,13.893521126760564,17.533521126760565,13.673804572716492,16.867042253521127,13.43211267605634,16.174929577464788,13.188954031360204,15.48281690140845,12.91943661971831,null,1.0760563380281691,1.0380281690140845,1,0.96338028169014089,0.92676056338028168,0.88873239436619711,0.85070422535211265,0.73560209424083767,0.7494911879654893,0.76338028169014094,0.77986643263838351,0.79635258358662619,0.81539483483967068,0.83443708609271527,1.0000000000000002,1.0000000000000002,1.0000000000000002,1,0.99999999999999978,0.99999999999999989,1,{"$f":"Y13*C13+($A$4-80)*AF13*$A$12/1000","v":14.406197183098593},{"$f":"Z13*E13+($A$4-80)*AG13*$A$12/1000","v":14.159471972755343},{"$f":"AA13*G13+($A$4-80)*AH13*$A$12/1000","v":13.893521126760564},{"$f":"AB13*I13+($A$4-80)*AI13*$A$12/1000","v":13.673804572716492},{"$f":"AC13*K13+($A$4-80)*AJ13*$A$12/1000","v":13.43211267605634},{"$f":"AD13*M13+($A$4-80)*AK13*$A$12/1000","v":13.188954031360204},{"$f":"AE13*O13+($A$4-80)*AL13*$A$12/1000","v":12.91943661971831}]
[null,63,18.353802816901407,17.072112676056339,17.712957746478871,16.801932192244177,17.072112676056335,16.508169014084508,16.405633802816901,16.134669881148756,15.739154929577463,15.739154929577463,15.098309859154929,15.098309859154929,14.457464788732393,14.457464788732393,null,1.0084507042253521,0.97323943661971823,0.93802816901408448,0.90140845070422537,0.86478873239436616,0.8295774647887324,0.79436619718309853,0.93016759776536317,0.94856728236616517,0.96696696696696716,0.98348348348348358,1,1,1,0.99999999999999978,1,1.0000000000000002,0.97395833333333326,0.94791666666666641,0.86979166666666641,0.79166666666666641,17.072112676056339,{"$f":"Z14*E14+($A$4-80)*AG14*$A$12/1000","v":16.801932192244177},{"$f":"AA14*G14+($A$4-80)*AH14*$A$12/1000","v":16.508169014084508},16.134669881148756,15.739154929577463,15.098309859154929,14.457464788732393]
[null,59,17.482253521126761,17.482253521126761,16.867042253521127,16.867042253521127,16.251830985915493,16.251830985915493,15.636619718309857,15.636619718309857,15.021408450704225,15.021408450704225,14.406197183098593,14.406197183098593,13.790985915492957,13.790985915492957,null,0.96056338028169019,0.92676056338028168,0.89295774647887327,0.85915492957746475,0.82535211267605635,0.79154929577464794,0.75774647887323943,1,1,1,1,1,1,1,0.53125000000000011,0.46354166666666674,0.39583333333333343,0.32812500000000006,0.26041666666666669,0.18749999999999989,0.11458333333333312,17.482253521126761,{"$f":"Z15*E15+($A$4-80)*AG15*$A$12/1000","v":16.867042253521127},{"$f":"AA15*G15+($A$4-80)*AH15*$A$12/1000","v":16.251830985915493},15.636619718309857,15.021408450704225,14.406197183098593,13.790985915492957]
[1350,71,21.701577464788731,12.131966197183097,20.943329577464787,11.876602797593348,20.185081690140844,11.609036619718308,19.400687323943661,11.355563273850471,18.616292957746481,11.086107042253522,17.858045070422538,10.860376583218518,17.099797183098595,10.615470422535214,null,1.192394366197183,1.1507323943661971,1.1090704225352113,1.0659718309859154,1.0228732394366198,0.98121126760563393,0.93954929577464807,0.55903614457831319,0.56708283912853474,0.57512953367875641,0.58531757582814226,0.5955056179775281,0.60815036250558363,0.62079510703363916,1,1,1,1,1,1.0052083333333335,1.0104166666666667,{"$f":"Y16*C16+($A$4-80)*AF16*$A$16/1000","v":12.131966197183097},{"$f":"Z16*E16+($A$4-80)*AG16*$A$16/1000","v":11.876602797593348},{"$f":"AA16*G16+($A$4-80)*AH16*$A$16/1000","v":11.609036619718308},{"$f":"AB16*I16+($A$4-80)*AI16*$A$16/1000","v":11.355563273850471},{"$f":"AC16*K16+($A$4-80)*AJ16*$A$16/1000","v":11.086107042253522},{"$f":"AD16*M16+($A$4-80)*AK16*$A$16/1000","v":10.860376583218518},{"$f":"AE16*O16+($A$4-80)*AL16*$A$16/1000","v":10.615470422535214}]
[null,67,19.975909859154932,14.694321126760565,19.269954929577466,14.442661412210452,18.564,14.171391549295777,17.884191549295775,13.947280664170821,17.204383098591549,13.700754929577466,16.498428169014083,13.452733111987408,15.792473239436617,13.177825352112675,null,1.0975774647887326,1.0587887323943663,1.02,0.9826478873239437,0.94529577464788728,0.90650704225352108,0.86771830985915488,0.73560209424083767,0.7494911879654893,0.76338028169014094,0.77986643263838351,0.79635258358662619,0.81539483483967068,0.83443708609271527,1.0000000000000002,1.0000000000000002,1.0000000000000002,1,0.99999999999999978,0.99999999999999989,1,{"$f":"Y17*C17+($A$4-80)*AF17*$A$16/1000","v":14.694321126760565},{"$f":"Z17*E17+($A$4-80)*AG17*$A$16/1000","v":14.442661412210452},{"$f":"AA17*G17+($A$4-80)*AH17*$A$16/1000","v":14.171391549295777},{"$f":"AB17*I17+($A$4-80)*AI17*$A$16/1000","v":13.947280664170821},{"$f":"AC17*K17+($A$4-80)*AJ17*$A$16/1000","v":13.700754929577466},{"$f":"AD17*M17+($A$4-80)*AK17*$A$16/1000","v":13.452733111987408},{"$f":"AE17*O17+($A$4-80)*AL17*$A$16/1000","v":13.177825352112675}]
[null,63,18.720878873239435,17.413554929577465,18.06721690140845,17.13797083608906,17.413554929577465,16.838332394366201,16.73374647887324,16.45736327877173,16.053938028169014,16.053938028169014,15.400276056338027,15.400276056338027,14.746614084507041,14.746614084507041,null,1.0286197183098591,0.99270422535211267,0.95678873239436624,0.91943661971830992,0.8820845070422535,0.84616901408450707,0.81025352112676052,0.93016759776536317,0.94856728236616517,0.96696696696696716,0.98348348348348358,1,1,1,0.99999999999999978,1,1.0000000000000002,0.97395833333333326,0.94791666666666641,0.86979166666666641,0.79166666666666641,17.413554929577465,{"$f":"Z18*E18+($A$4-80)*AG18*$A$16/1000","v":17.13797083608906},{"$f":"AA18*G18+($A$4-80)*AH18*$A$16/1000","v":16.838332394366201},16.45736327877173,16.053938028169014,15.400276056338027,14.746614084507041]
[null,59,17.831898591549297,17.831898591549297,17.204383098591553,17.204383098591553,16.576867605633804,16.576867605633804,15.949352112676058,15.949352112676058,15.32183661971831,15.32183661971831,14.694321126760563,14.694321126760563,14.066805633802817,14.066805633802817,null,0.97977464788732405,0.9452957746478875,0.91081690140845084,0.87633802816901418,0.84185915492957752,0.80738028169014087,0.77290140845070421,1,1,1,1,1,1,1,0.53125000000000011,0.46354166666666674,0.39583333333333343,0.32812500000000006,0.26041666666666669,0.18749999999999989,0.11458333333333312,17.831898591549297,{"$f":"Z19*E19+($A$4-80)*AG19*$A$16/1000","v":17.204383098591553},{"$f":"AA19*G19+($A$4-80)*AH19*$A$16/1000","v":16.576867605633804},15.949352112676058,15.32183661971831,14.694321126760563,14.066805633802817]

{"sheet":"4A7V00_48","index":37,"n_rows":19,"n_cols":45,"rows_kept":19,"cut":false,"hidden":true,"merged":[[130,0,133,0],[120,12,121,12],[120,13,121,13],[120,14,121,14],[120,15,121,15],[122,0,125,0],[126,0,129,0],[119,12,119,13],[119,14,119,15],[120,4,121,4],[120,5,121,5],[120,6,121,6],[120,7,121,7],[120,8,121,8],[120,9,121,9],[120,10,121,10],[120,11,121,11],[119,0,121,0],[119,1,121,1],[119,4,119,5],[119,6,119,7],[119,8,119,9],[119,10,119,11],[111,0,114,0],[117,0,118,1],[117,4,117,15],[118,4,118,5],[118,6,118,7],[118,8,118,9],[118,10,118,11],[118,12,118,13],[118,14,118,15],[101,12,102,12],[101,13,102,13],[101,14,102,14],[101,15,102,15],[103,0,106,0],[107,0,110,0],[100,12,100,13],[100,14,100,15],[101,4,102,4],[101,5,102,5],[101,6,102,6],[101,7,102,7],[101,8,102,8],[101,9,102,9],[101,10,102,10],[101,11,102,11],[100,0,102,0],[100,1,102,1],[100,4,100,5],[100,6,100,7],[100,8,100,9],[100,10,100,11],[92,0,95,0],[98,0,99,1],[98,4,98,15],[99,4,99,5],[99,6,99,7],[99,8,99,9],[99,10,99,11],[99,12,99,13],[99,14,99,15],[82,12,83,12],[82,13,83,13],[82,14,83,14],[82,15,83,15],[84,0,87,0],[88,0,91,0],[81,12,81,13],[81,14,81,15],[82,4,83,4],[82,5,83,5],[82,6,83,6],[82,7,83,7],[82,8,83,8],[82,9,83,9],[82,10,83,10],[82,11,83,11],[81,0,83,0],[81,1,83,1],[81,4,81,5],[81,6,81,7],[81,8,81,9],[81,10,81,11],[73,0,76,0],[79,0,80,1],[79,4,79,15],[80,4,80,5],[80,6,80,7],[80,8,80,9],[80,10,80,11],[80,12,80,13],[80,14,80,15],[63,12,64,12],[63,13,64,13],[63,14,64,14],[63,15,64,15],[65,0,68,0],[69,0,72,0],[62,12,62,13],[62,14,62,15],[63,4,64,4],[63,5,64,5],[63,6,64,6],[63,7,64,7],[63,8,64,8],[63,9,64,9],[63,10,64,10],[63,11,64,11],[62,0,64,0],[62,1,64,1],[62,4,62,5],[62,6,62,7],[62,8,62,9],[62,10,62,11],[54,0,57,0],[60,0,61,1],[60,4,60,15],[61,4,61,5],[61,6,61,7],[61,8,61,9],[61,10,61,11],[61,12,61,13],[61,14,61,15],[44,12,45,12],[44,13,45,13],[44,14,45,14],[44,15,45,15],[46,0,49,0],[50,0,53,0],[43,12,43,13],[43,14,43,15],[44,4,45,4],[44,5,45,5],[44,6,45,6],[44,7,45,7],[44,8,45,8],[44,9,45,9],[44,10,45,10],[44,11,45,11],[43,0,45,0],[43,1,45,1],[43,4,43,5],[43,6,43,7],[43,8,43,9],[43,10,43,11],[35,0,38,0],[41,0,42,1],[41,4,41,15],[42,4,42,5],[42,6,42,7],[42,8,42,9],[42,10,42,11],[42,12,42,13],[42,14,42,15],[25,12,26,12],[25,13,26,13],[25,14,26,14],[25,15,26,15],[27,0,30,0],[31,0,34,0],[24,12,24,13],[24,14,24,15],[25,4,26,4],[25,5,26,5],[25,6,26,6],[25,7,26,7],[25,8,26,8],[25,9,26,9],[25,10,26,10],[25,11,26,11],[24,0,26,0],[24,1,26,1],[24,4,24,5],[24,6,24,7],[24,8,24,9],[24,10,24,11],[7,0,10,0],[11,0,14,0],[15,0,18,0],[22,4,22,15],[23,4,23,5],[23,6,23,7],[23,8,23,9],[23,10,23,11],[23,12,23,13],[23,14,23,15],[5,10,6,10],[5,11,6,11],[5,12,6,12],[5,13,6,13],[5,14,6,14],[5,15,6,15],[4,10,4,11],[4,12,4,13],[4,14,4,15],[5,2,6,2],[5,3,6,3],[5,4,6,4],[5,5,6,5],[5,6,6,6],[5,7,6,7],[5,8,6,8],[4,0,6,0],[4,1,6,1],[4,2,4,3],[4,4,4,5],[4,6,4,7],[4,8,4,9],[5,9,6,9],[2,0,2,1],[2,2,2,15],[3,2,3,3],[3,4,3,5],[3,6,3,7],[3,8,3,9],[3,10,3,11],[3,12,3,13],[3,14,3,15]]}
[]
["4A7V00_48",18.2]
["Evaporator Air \n",null,"Condenser  Entering Air Temperature ˚F"]
[80,"°F DB",85,null,90,null,95,null,100,null,105,null,110,null,115]
["CFM","EWB†\n˚F","Capacity Mbtuh",null,"Capacity Mbtuh",null,"Capacity Mbtuh",null,"Capacity Mbtuh",null,"Capacity Mbtuh",null,"Capacity Mbtuh",null,"Capacity Mbtuh"]
[null,null,"Total","Sens.","Total","Sens.","Total","Sens.","Total","Sens.","Total","Sens.","Total","Sens.","Total","Sens."]
[null,null,null,null,null,null,null,null,null,null,null,null,null,null,null,null,null,"Total Factors",null,null,null,null,null,null,"Sens. %",null,null,null,null,null,null,"IDB Adj",null,null,null,null,null,null,"Sens Calc"]
[1400,71,{"$f":"R8*$B$2","v":20.426290456431534},{"$f":"IF(AM8>C8,C8,AM8)","v":11.545294605809127},{"$f":"S8*$B$2","v":19.889730290456427},{"$f":"IF(AN8>E8,E8,AN8)","v":11.363552366876863},{"$f":"T8*$B$2","v":19.353170124481323},{"$f":"IF(AO8>G8,G8,AO8)","v":11.175253112033191},{"$f":"U8*$B$2","v":18.798107883817423},{"$f":"IF(AP8>I8,I8,AP8)","v":10.994354876444413},{"$f":"V8*$B$2","v":18.243045643153522},{"$f":"IF(AQ8>K8,K8,AQ8)","v":10.805211618257259},{"$f":"W8*$B$2","v":17.706485477178422},{"$f":"IF(AR8>M8,M8,AR8)","v":10.624340233707589},{"$f":"X8*$B$2","v":17.169925311203318},{"$f":"IF(AS8>O8,O8,AS8)","v":10.435170124481326},null,1.1223236514522821,1.0928423236514522,1.0633609958506223,1.0328630705394188,1.0023651452282156,0.97288381742738583,0.94340248962655604,0.56521739130434778,0.57132762490647604,0.57743785850860418,0.58486497387904857,0.59229208924949295,0.60002535496957399,0.60775862068965514,1.03125,1.03125,1.03125,1.03125,1.03125,1.03125,1.03125,{"$f":"Y8*C8+($A$4-80)*AF8*$A$8/1000","v":11.545294605809127},{"$f":"Z8*E8+($A$4-80)*AG8*$A$8/1000","v":11.363552366876863},{"$f":"AA8*G8+($A$4-80)*AH8*$A$8/1000","v":11.175253112033191},{"$f":"AB8*I8+($A$4-80)*AI8*$A$8/1000","v":10.994354876444413},{"$f":"AC8*K8+($A$4-80)*AJ8*$A$8/1000","v":10.805211618257259},{"$f":"AD8*M8+($A$4-80)*AK8*$A$8/1000","v":10.624340233707589},{"$f":"AE8*O8+($A$4-80)*AL8*$A$8/1000","v":10.435170124481326}]
[null,67,{"$f":"R9*$B$2","v":18.835112033195017},14.061576763485474,18.335556016597508,{"$f":"IF(AN9>E9,E9,AN9)","v":13.881819580753508},17.835999999999999,{"$f":"IF(AO9>G9,G9,AO9)","v":13.691535269709542},17.336443983402486,{"$f":"IF(AP9>I9,I9,AP9)","v":13.512402773712569},16.836887966804976,{"$f":"IF(AQ9>K9,K9,AQ9)","v":13.321493775933607},16.337331950207467,{"$f":"IF(AR9>M9,M9,AR9)","v":13.143104190095784},15.837775933609956,{"$f":"IF(AS9>O9,O9,AS9)","v":12.951452282157675},null,1.0348962655601659,1.0074481327800828,0.98,0.95255186721991691,0.92510373443983385,0.89765560165975089,0.87020746887966793,0.74656188605108054,0.75709837041143235,0.76763485477178417,0.77942182299028762,0.79120879120879117,0.80448290027729286,0.81775700934579443,1.03125,1.03125,1.03125,1.03125,1.03125,1.03125,1.03125,{"$f":"Y9*C9+($A$4-80)*AF9*$A$8/1000","v":14.061576763485474},{"$f":"Z9*E9+($A$4-80)*AG9*$A$8/1000","v":13.881819580753508},{"$f":"AA9*G9+($A$4-80)*AH9*$A$8/1000","v":13.691535269709542},{"$f":"AB9*I9+($A$4-80)*AI9*$A$8/1000","v":13.512402773712569},{"$f":"AC9*K9+($A$4-80)*AJ9*$A$8/1000","v":13.321493775933607},{"$f":"AD9*M9+($A$4-80)*AK9*$A$8/1000","v":13.143104190095784},{"$f":"AE9*O9+($A$4-80)*AL9*$A$8/1000","v":12.951452282157675}]
[null,63,17.61397510373444,16.651867219917012,17.151423236514521,16.47383831566226,16.688871369294603,16.281825726141076,16.226319502074688,16.028437556927436,15.763767634854769,15.763767634854769,15.282713692946057,15.282713692946057,14.801659751037343,14.801659751037343,null,0.96780082987551863,0.94238589211618251,0.91697095435684639,0.89155601659751027,0.86614107883817415,0.83970954356846472,0.81327800829875518,0.94537815126050417,0.96049395367903256,0.97560975609756095,0.98780487804878048,1,1,1,1.03125,1.03125,1.03125,1.015625,1,0.94140625,0.8828125,16.651867219917012,{"$f":"Z10*E10+($A$4-80)*AG10*$A$8/1000","v":16.47383831566226},{"$f":"AA10*G10+($A$4-80)*AH10*$A$8/1000","v":16.281825726141076},16.028437556927436,15.763767634854769,15.282713692946057,14.801659751037343]
[null,59,16.799883817427382,16.799883817427382,16.355834024896264,16.355834024896264,15.911784232365145,15.911784232365145,15.467734439834024,15.467734439834024,15.023684647302904,15.023684647302904,14.579634854771783,14.579634854771783,14.135585062240661,14.135585062240661,null,0.92307053941908701,0.89867219917012453,0.87427385892116183,0.84987551867219913,0.82547717842323654,0.80107883817427383,0.77668049792531113,1,1,1,1,1,1,1,0.49218749999999978,0.43749999999999983,0.38281249999999989,0.33203125,0.28125000000000011,0.23046875000000022,0.17968750000000033,16.799883817427382,{"$f":"Z11*E11+($A$4-80)*AG11*$A$8/1000","v":16.355834024896264},{"$f":"AA11*G11+($A$4-80)*AH11*$A$8/1000","v":15.911784232365145},{"$f":"AB11*I11+($A$4-80)*AI11*$A$8/1000","v":15.467734439834024},15.023684647302904,14.579634854771783,14.135585062240661]
[1600,71,20.843153526970951,11.780912863070537,20.295643153526971,11.595461598853946,19.748132780082987,11.403319502074687,19.181742738589207,11.218729465759607,18.615352697095432,11.025726141078836,18.067842323651448,10.841163503783253,17.520331950207467,10.648132780082985,null,1.1452282157676348,1.1151452282157677,1.0850622406639003,1.0539419087136928,1.0228215767634854,0.99273858921161806,0.96265560165975095,0.56521739130434778,0.57132762490647604,0.57743785850860418,0.58486497387904857,0.59229208924949295,0.60002535496957399,0.60775862068965514,1.03125,1.03125,1.03125,1.03125,1.03125,1.03125,1.03125,{"$f":"Y12*C12+($A$4-80)*AF12*$A$12/1000","v":11.780912863070537},{"$f":"Z12*E12+($A$4-80)*AG12*$A$12/1000","v":11.595461598853946},{"$f":"AA12*G12+($A$4-80)*AH12*$A$12/1000","v":11.403319502074687},{"$f":"AB12*I12+($A$4-80)*AI12*$A$12/1000","v":11.218729465759607},{"$f":"AC12*K12+($A$4-80)*AJ12*$A$12/1000","v":11.025726141078836},{"$f":"AD12*M12+($A$4-80)*AK12*$A$12/1000","v":10.841163503783253},{"$f":"AE12*O12+($A$4-80)*AL12*$A$12/1000","v":10.648132780082985}]
[null,67,19.219502074688791,14.348547717842319,18.709751037344397,14.165122021177048,18.2,13.970954356846471,17.690248962655602,13.788166095625074,17.180497925311201,13.59336099585062,16.670746887966803,13.411330806220189,16.160995850622403,13.215767634854769,null,1.0560165975103732,1.0280082987551866,1,0.97199170124481327,0.94398340248962653,0.9159751037344398,0.88796680497925295,0.74656188605108054,0.75709837041143235,0.76763485477178417,0.77942182299028762,0.79120879120879117,0.80448290027729286,0.81775700934579443,1.03125,1.03125,1.03125,1.03125,1.03125,1.03125,1.03125,{"$f":"Y13*C13+($A$4-80)*AF13*$A$12/1000","v":14.348547717842319},{"$f":"Z13*E13+($A$4-80)*AG13*$A$12/1000","v":14.165122021177048},{"$f":"AA13*G13+($A$4-80)*AH13*$A$12/1000","v":13.970954356846471},{"$f":"AB13*I13+($A$4-80)*AI13*$A$12/1000","v":13.788166095625074},{"$f":"AC13*K13+($A$4-80)*AJ13*$A$12/1000","v":13.59336099585062},{"$f":"AD13*M13+($A$4-80)*AK13*$A$12/1000","v":13.411330806220189},{"$f":"AE13*O13+($A$4-80)*AL13*$A$12/1000","v":13.215767634854769}]
[null,63,17.973443983402486,16.991701244813274,17.501452282157675,16.810039097614553,17.029460580912861,16.614107883817425,16.55746887966805,16.355548527476977,16.085477178423236,16.085477178423236,15.594605809128627,15.594605809128627,15.103734439834023,15.103734439834023,null,0.98755186721991695,0.96161825726141081,0.93568464730290457,0.90975103734439833,0.88381742738589208,0.85684647302904549,0.82987551867219911,0.94537815126050417,0.96049395367903256,0.97560975609756095,0.98780487804878048,1,1,1,1.03125,1.03125,1.03125,1.015625,1,0.94140625,0.8828125,16.991701244813274,{"$f":"Z14*E14+($A$4-80)*AG14*$A$12/1000","v":16.810039097614553},{"$f":"AA14*G14+($A$4-80)*AH14*$A$12/1000","v":16.614107883817425},16.355548527476977,16.085477178423236,15.594605809128627,15.103734439834023]
[null,59,17.142738589211614,17.142738589211614,16.689626556016595,16.689626556016595,16.236514522821576,16.236514522821576,15.783402489626553,15.783402489626553,15.330290456431534,15.330290456431534,14.877178423236515,14.877178423236515,14.424066390041492,14.424066390041492,null,0.94190871369294593,0.91701244813278004,0.89211618257261405,0.86721991701244805,0.84232365145228216,0.81742738589211628,0.79253112033195017,1,1,1,1,1,1,1,0.49218749999999978,0.43749999999999983,0.38281249999999989,0.33203125,0.28125000000000011,0.23046875000000022,0.17968750000000033,17.142738589211614,{"$f":"Z15*E15+($A$4-80)*AG15*$A$12/1000","v":16.689626556016595},{"$f":"AA15*G15+($A$4-80)*AH15*$A$12/1000","v":16.236514522821576},15.783402489626553,15.330290456431534,14.877178423236515,14.424066390041492]
[1800,71,21.260016597510372,12.016531120331949,20.701556016597507,11.827370830831024,20.143095435684643,11.63138589211618,19.565377593360996,11.443104055074802,18.987659751037345,11.246240663900416,18.42919917012448,11.05798677385892,17.870738589211616,10.861095435684645,null,1.1681327800829875,1.1374481327800829,1.1067634854771782,1.0750207468879669,1.0432780082987552,1.0125933609958506,0.98190871369294597,0.56521739130434778,0.57132762490647604,0.57743785850860418,0.58486497387904857,0.59229208924949295,0.60002535496957399,0.60775862068965514,1.03125,1.03125,1.03125,1.03125,1.03125,1.03125,1.03125,{"$f":"Y16*C16+($A$4-80)*AF16*$A$16/1000","v":12.016531120331949},{"$f":"Z16*E16+($A$4-80)*AG16*$A$16/1000","v":11.827370830831024},{"$f":"AA16*G16+($A$4-80)*AH16*$A$16/1000","v":11.63138589211618},{"$f":"AB16*I16+($A$4-80)*AI16*$A$16/1000","v":11.443104055074802},{"$f":"AC16*K16+($A$4-80)*AJ16*$A$16/1000","v":11.246240663900416},{"$f":"AD16*M16+($A$4-80)*AK16*$A$16/1000","v":11.05798677385892},{"$f":"AE16*O16+($A$4-80)*AL16*$A$16/1000","v":10.861095435684645}]
[null,67,19.603892116182571,14.635518672199169,19.083946058091286,14.44842446160059,18.564,14.250373443983401,18.044053941908714,14.063929417537576,17.524107883817425,13.865228215767633,17.00416182572614,13.679557422344592,16.484215767634854,13.480082987551867,null,1.0771369294605808,1.0485684647302904,1.02,0.99143153526970962,0.96286307053941911,0.9342946058091286,0.90572614107883809,0.74656188605108054,0.75709837041143235,0.76763485477178417,0.77942182299028762,0.79120879120879117,0.80448290027729286,0.81775700934579443,1.03125,1.03125,1.03125,1.03125,1.03125,1.03125,1.03125,{"$f":"Y17*C17+($A$4-80)*AF17*$A$16/1000","v":14.635518672199169},{"$f":"Z17*E17+($A$4-80)*AG17*$A$16/1000","v":14.44842446160059},{"$f":"AA17*G17+($A$4-80)*AH17*$A$16/1000","v":14.250373443983401},{"$f":"AB17*I17+($A$4-80)*AI17*$A$16/1000","v":14.063929417537576},{"$f":"AC17*K17+($A$4-80)*AJ17*$A$16/1000","v":13.865228215767633},{"$f":"AD17*M17+($A$4-80)*AK17*$A$16/1000","v":13.679557422344592},{"$f":"AE17*O17+($A$4-80)*AL17*$A$16/1000","v":13.480082987551867}]
[null,63,18.33291286307054,17.331535269709544,17.85148132780083,17.146239879566846,17.37004979253112,16.946390041493775,16.888618257261413,16.682659498026517,16.407186721991703,16.407186721991703,15.906497925311204,15.906497925311204,15.405809128630702,15.405809128630702,null,1.0073029045643154,0.98085062240663901,0.95439834024896264,0.92794605809128639,0.90149377593361002,0.87398340248962658,0.84647302904564303,0.94537815126050417,0.96049395367903256,0.97560975609756095,0.98780487804878048,1,1,1,1.03125,1.03125,1.03125,1.015625,1,0.94140625,0.8828125,17.331535269709544,{"$f":"Z18*E18+($A$4-80)*AG18*$A$16/1000","v":17.146239879566846},{"$f":"AA18*G18+($A$4-80)*AH18*$A$16/1000","v":16.946390041493775},16.682659498026517,16.407186721991703,15.906497925311204,15.405809128630702]
[null,59,17.48559336099585,17.48559336099585,17.023419087136929,17.023419087136929,16.561244813278009,16.561244813278009,16.099070539419085,16.099070539419085,15.636896265560162,15.636896265560162,15.174721991701244,15.174721991701244,14.712547717842325,14.712547717842325,null,0.96074688796680496,0.93535269709543567,0.90995850622406638,0.88456431535269697,0.85917012448132768,0.8337759336099585,0.80838174273858932,1,1,1,1,1,1,1,0.49218749999999978,0.43749999999999983,0.38281249999999989,0.33203125,0.28125000000000011,0.23046875000000022,0.17968750000000033,17.48559336099585,{"$f":"Z19*E19+($A$4-80)*AG19*$A$16/1000","v":17.023419087136929},{"$f":"AA19*G19+($A$4-80)*AH19*$A$16/1000","v":16.561244813278009},16.099070539419085,15.636896265560162,15.174721991701244,14.712547717842325]

{"sheet":"4A7V00_60","index":38,"n_rows":19,"n_cols":45,"rows_kept":19,"cut":false,"hidden":true,"merged":[[130,0,133,0],[120,12,121,12],[120,13,121,13],[120,14,121,14],[120,15,121,15],[122,0,125,0],[126,0,129,0],[119,12,119,13],[119,14,119,15],[120,4,121,4],[120,5,121,5],[120,6,121,6],[120,7,121,7],[120,8,121,8],[120,9,121,9],[120,10,121,10],[120,11,121,11],[119,0,121,0],[119,1,121,1],[119,4,119,5],[119,6,119,7],[119,8,119,9],[119,10,119,11],[111,0,114,0],[117,0,118,1],[117,4,117,15],[118,4,118,5],[118,6,118,7],[118,8,118,9],[118,10,118,11],[118,12,118,13],[118,14,118,15],[101,12,102,12],[101,13,102,13],[101,14,102,14],[101,15,102,15],[103,0,106,0],[107,0,110,0],[100,12,100,13],[100,14,100,15],[101,4,102,4],[101,5,102,5],[101,6,102,6],[101,7,102,7],[101,8,102,8],[101,9,102,9],[101,10,102,10],[101,11,102,11],[100,0,102,0],[100,1,102,1],[100,4,100,5],[100,6,100,7],[100,8,100,9],[100,10,100,11],[92,0,95,0],[98,0,99,1],[98,4,98,15],[99,4,99,5],[99,6,99,7],[99,8,99,9],[99,10,99,11],[99,12,99,13],[99,14,99,15],[82,12,83,12],[82,13,83,13],[82,14,83,14],[82,15,83,15],[84,0,87,0],[88,0,91,0],[81,12,81,13],[81,14,81,15],[82,4,83,4],[82,5,83,5],[82,6,83,6],[82,7,83,7],[82,8,83,8],[82,9,83,9],[82,10,83,10],[82,11,83,11],[81,0,83,0],[81,1,83,1],[81,4,81,5],[81,6,81,7],[81,8,81,9],[81,10,81,11],[73,0,76,0],[79,0,80,1],[79,4,79,15],[80,4,80,5],[80,6,80,7],[80,8,80,9],[80,10,80,11],[80,12,80,13],[80,14,80,15],[63,12,64,12],[63,13,64,13],[63,14,64,14],[63,15,64,15],[65,0,68,0],[69,0,72,0],[62,12,62,13],[62,14,62,15],[63,4,64,4],[63,5,64,5],[63,6,64,6],[63,7,64,7],[63,8,64,8],[63,9,64,9],[63,10,64,10],[63,11,64,11],[62,0,64,0],[62,1,64,1],[62,4,62,5],[62,6,62,7],[62,8,62,9],[62,10,62,11],[54,0,57,0],[60,0,61,1],[60,4,60,15],[61,4,61,5],[61,6,61,7],[61,8,61,9],[61,10,61,11],[61,12,61,13],[61,14,61,15],[44,12,45,12],[44,13,45,13],[44,14,45,14],[44,15,45,15],[46,0,49,0],[50,0,53,0],[43,12,43,13],[43,14,43,15],[44,4,45,4],[44,5,45,5],[44,6,45,6],[44,7,45,7],[44,8,45,8],[44,9,45,9],[44,10,45,10],[44,11,45,11],[43,0,45,0],[43,1,45,1],[43,4,43,5],[43,6,43,7],[43,8,43,9],[43,10,43,11],[35,0,38,0],[41,0,42,1],[41,4,41,15],[42,4,42,5],[42,6,42,7],[42,8,42,9],[42,10,42,11],[42,12,42,13],[42,14,42,15],[25,12,26,12],[25,13,26,13],[25,14,26,14],[25,15,26,15],[27,0,30,0],[31,0,34,0],[24,12,24,13],[24,14,24,15],[25,4,26,4],[25,5,26,5],[25,6,26,6],[25,7,26,7],[25,8,26,8],[25,9,26,9],[25,10,26,10],[25,11,26,11],[24,0,26,0],[24,1,26,1],[24,4,24,5],[24,6,24,7],[24,8,24,9],[24,10,24,11],[7,0,10,0],[11,0,14,0],[15,0,18,0],[22,4,22,15],[23,4,23,5],[23,6,23,7],[23,8,23,9],[23,10,23,11],[23,12,23,13],[23,14,23,15],[5,10,6,10],[5,11,6,11],[5,12,6,12],[5,13,6,13],[5,14,6,14],[5,15,6,15],[4,10,4,11],[4,12,4,13],[4,14,4,15],[5,2,6,2],[5,3,6,3],[5,4,6,4],[5,5,6,5],[5,6,6,6],[5,7,6,7],[5,8,6,8],[4,0,6,0],[4,1,6,1],[4,2,4,3],[4,4,4,5],[4,6,4,7],[4,8,4,9],[5,9,6,9],[2,0,2,1],[2,2,2,15],[3,2,3,3],[3,4,3,5],[3,6,3,7],[3,8,3,9],[3,10,3,11],[3,12,3,13],[3,14,3,15]]}
[]
["4A7V00_60",18.2]
["Evaporator Air \n",null,"Condenser  Entering Air Temperature ˚F"]
[80,"°F DB",85,null,90,null,95,null,100,null,105,null,110,null,115]
["CFM","EWB†\n˚F","Capacity Mbtuh",null,"Capacity Mbtuh",null,"Capacity Mbtuh",null,"Capacity Mbtuh",null,"Capacity Mbtuh",null,"Capacity Mbtuh",null,"Capacity Mbtuh"]
[null,null,"Total","Sens.","Total","Sens.","Total","Sens.","Total","Sens.","Total","Sens.","Total","Sens.","Total","Sens."]
[null,null,null,null,null,null,null,null,null,null,null,null,null,null,null,null,null,"Total Factors",null,null,null,null,null,null,"Sens. %",null,null,null,null,null,null,"IDB Adj",null,null,null,null,null,null,"Sens Calc"]
[1725,71,{"$f":"R8*$B$2","v":20.278407207207209},{"$f":"IF(AM8>C8,C8,AM8)","v":11.633571171171173},{"$f":"S8*$B$2","v":19.812421621621624},{"$f":"IF(AN8>E8,E8,AN8)","v":11.475455245183635},{"$f":"T8*$B$2","v":19.346436036036035},{"$f":"IF(AO8>G8,G8,AO8)","v":11.312201801801802},{"$f":"U8*$B$2","v":18.88045045045045},{"$f":"IF(AP8>I8,I8,AP8)","v":11.17082097743671},{"$f":"V8*$B$2","v":18.414464864864865},{"$f":"IF(AQ8>K8,K8,AQ8)","v":11.022969369369369},{"$f":"W8*$B$2","v":17.94847927927928},{"$f":"IF(AR8>M8,M8,AR8)","v":10.865436730827302},{"$f":"X8*$B$2","v":17.482493693693694},{"$f":"IF(AS8>O8,O8,AS8)","v":10.701599999999999},null,1.1141981981981983,1.0885945945945947,1.0629909909909909,1.0373873873873873,1.0117837837837838,0.98618018018018017,0.96057657657657658,0.57369255150554677,0.57920507973948432,0.58471760797342198,0.59166072370747891,0.59860383944153572,0.60536809619135612,0.61213235294117641,1.0000000000000002,1.0000000000000002,1.0000000000000002,1,0.99999999999999978,0.99999999999999978,0.99999999999999978,{"$f":"Y8*C8+($A$4-80)*AF8*$A$8/1000","v":11.633571171171173},{"$f":"Z8*E8+($A$4-80)*AG8*$A$8/1000","v":11.475455245183635},{"$f":"AA8*G8+($A$4-80)*AH8*$A$8/1000","v":11.312201801801802},{"$f":"AB8*I8+($A$4-80)*AI8*$A$8/1000","v":11.17082097743671},{"$f":"AC8*K8+($A$4-80)*AJ8*$A$8/1000","v":11.022969369369369},{"$f":"AD8*M8+($A$4-80)*AK8*$A$8/1000","v":10.865436730827302},{"$f":"AE8*O8+($A$4-80)*AL8*$A$8/1000","v":10.701599999999999}]
[null,67,{"$f":"R9*$B$2","v":18.703697297297296},14.268799999999999,18.269848648648647,{"$f":"IF(AN9>E9,E9,AN9)","v":14.112257568596737},17.835999999999999,{"$f":"IF(AO9>G9,G9,AO9)","v":13.947430630630629},17.402151351351353,{"$f":"IF(AP9>I9,I9,AP9)","v":13.791311838767518},16.968302702702701,{"$f":"IF(AQ9>K9,K9,AQ9)","v":13.626061261261261},16.534454054054052,{"$f":"IF(AR9>M9,M9,AR9)","v":13.486936052710304},16.100605405405407,{"$f":"IF(AS9>O9,O9,AS9)","v":13.33682882882883},null,1.0276756756756757,1.0038378378378379,0.98,0.95616216216216221,0.93232432432432433,0.90848648648648644,0.88464864864864867,0.76288659793814428,0.77243428996006314,0.78198198198198199,0.7925061425061426,0.80303030303030309,0.8156868082017783,0.82834331337325351,1,1,1,1,1,1,1,{"$f":"Y9*C9+($A$4-80)*AF9*$A$8/1000","v":14.268799999999999},{"$f":"Z9*E9+($A$4-80)*AG9*$A$8/1000","v":14.112257568596737},{"$f":"AA9*G9+($A$4-80)*AH9*$A$8/1000","v":13.947430630630629},{"$f":"AB9*I9+($A$4-80)*AI9*$A$8/1000","v":13.791311838767518},{"$f":"AC9*K9+($A$4-80)*AJ9*$A$8/1000","v":13.626061261261261},{"$f":"AD9*M9+($A$4-80)*AK9*$A$8/1000","v":13.486936052710304},{"$f":"AE9*O9+($A$4-80)*AL9*$A$8/1000","v":13.33682882882883}]
[null,63,17.514630630630627,17.000439639639637,17.09685045045045,16.829416553867333,16.679070270270266,16.64693333333333,16.277358558558557,16.261677095592702,15.875646846846847,15.875646846846847,15.473935135135132,15.473935135135132,15.072223423423422,15.072223423423422,null,0.96234234234234228,0.93938738738738736,0.91643243243243233,0.89436036036036037,0.8722882882882883,0.85021621621621613,0.82814414414414406,0.97064220183486238,0.98435770978062964,0.9980732177263969,0.99903660886319845,1,1,1,1,0.99687499999999996,0.9937499999999998,0.95,0.90625,0.859375,0.8125,17.000439639639637,{"$f":"Z10*E10+($A$4-80)*AG10*$A$8/1000","v":16.829416553867333},{"$f":"AA10*G10+($A$4-80)*AH10*$A$8/1000","v":16.64693333333333},16.261677095592702,15.875646846846847,15.473935135135132,15.072223423423422]
[null,59,16.679070270270266,16.679070270270266,16.293427027027025,16.293427027027025,15.907783783783783,15.907783783783783,15.522140540540541,15.522140540540541,15.136497297297296,15.136497297297296,14.750854054054054,14.750854054054054,14.365210810810812,14.365210810810812,null,0.91643243243243233,0.89524324324324311,0.87405405405405401,0.8528648648648649,0.83167567567567569,0.81048648648648647,0.78929729729729736,1,1,1,1,1,1,1,0.38749999999999973,0.34374999999999978,0.29999999999999982,0.25937499999999991,0.21875,0.17500000000000004,0.13125000000000009,16.679070270270266,{"$f":"Z11*E11+($A$4-80)*AG11*$A$8/1000","v":16.293427027027025},{"$f":"AA11*G11+($A$4-80)*AH11*$A$8/1000","v":15.907783783783783},{"$f":"AB11*I11+($A$4-80)*AI11*$A$8/1000","v":15.522140540540541},15.136497297297296,14.750854054054054,14.365210810810812]
[2000,71,20.692252252252249,11.87099099099099,20.216756756756759,11.709648209371057,19.741261261261261,11.543063063063064,19.265765765765767,11.398796915751745,18.790270270270266,11.247927927927924,18.314774774774772,11.087180337578877,17.839279279279278,10.919999999999998,null,1.1369369369369369,1.110810810810811,1.0846846846846847,1.0585585585585586,1.0324324324324323,1.0063063063063062,0.98018018018018016,0.57369255150554677,0.57920507973948432,0.58471760797342198,0.59166072370747891,0.59860383944153572,0.60536809619135612,0.61213235294117641,1.0000000000000002,1.0000000000000002,1.0000000000000002,1,0.99999999999999978,0.99999999999999978,0.99999999999999978,{"$f":"Y12*C12+($A$4-80)*AF12*$A$12/1000","v":11.87099099099099},{"$f":"Z12*E12+($A$4-80)*AG12*$A$12/1000","v":11.709648209371057},{"$f":"AA12*G12+($A$4-80)*AH12*$A$12/1000","v":11.543063063063064},{"$f":"AB12*I12+($A$4-80)*AI12*$A$12/1000","v":11.398796915751745},{"$f":"AC12*K12+($A$4-80)*AJ12*$A$12/1000","v":11.247927927927924},{"$f":"AD12*M12+($A$4-80)*AK12*$A$12/1000","v":11.087180337578877},{"$f":"AE12*O12+($A$4-80)*AL12*$A$12/1000","v":10.919999999999998}]
[null,67,19.085405405405403,14.559999999999997,18.642702702702703,14.400262825098713,18.2,14.232072072072071,17.757297297297296,14.072767182415831,17.314594594594592,13.904144144144142,16.871891891891892,13.76217964562276,16.429189189189188,13.609009009009009,null,1.0486486486486486,1.0243243243243243,1,0.9756756756756757,0.95135135135135129,0.92702702702702711,0.9027027027027027,0.76288659793814428,0.77243428996006314,0.78198198198198199,0.7925061425061426,0.80303030303030309,0.8156868082017783,0.82834331337325351,1,1,1,1,1,1,1,{"$f":"Y13*C13+($A$4-80)*AF13*$A$12/1000","v":14.559999999999997},{"$f":"Z13*E13+($A$4-80)*AG13*$A$12/1000","v":14.400262825098713},{"$f":"AA13*G13+($A$4-80)*AH13*$A$12/1000","v":14.232072072072071},{"$f":"AB13*I13+($A$4-80)*AI13*$A$12/1000","v":14.072767182415831},{"$f":"AC13*K13+($A$4-80)*AJ13*$A$12/1000","v":13.904144144144142},{"$f":"AD13*M13+($A$4-80)*AK13*$A$12/1000","v":13.76217964562276},{"$f":"AE13*O13+($A$4-80)*AL13*$A$12/1000","v":13.609009009009009}]
[null,63,17.872072072072072,17.347387387387386,17.445765765765767,17.172874034558504,17.019459459459458,16.986666666666665,16.609549549549548,16.593548056727247,16.199639639639638,16.199639639639638,15.78972972972973,15.78972972972973,15.37981981981982,15.37981981981982,null,0.98198198198198194,0.95855855855855865,0.93513513513513513,0.91261261261261262,0.8900900900900901,0.86756756756756759,0.84504504504504507,0.97064220183486238,0.98435770978062964,0.9980732177263969,0.99903660886319845,1,1,1,1,0.99687499999999996,0.9937499999999998,0.95,0.90625,0.859375,0.8125,17.347387387387386,{"$f":"Z14*E14+($A$4-80)*AG14*$A$12/1000","v":17.172874034558504},{"$f":"AA14*G14+($A$4-80)*AH14*$A$12/1000","v":16.986666666666665},16.593548056727247,16.199639639639638,15.78972972972973,15.37981981981982]
[null,59,17.019459459459458,17.019459459459458,16.625945945945947,16.625945945945947,16.232432432432432,16.232432432432432,15.838918918918917,15.838918918918917,15.445405405405404,15.445405405405404,15.051891891891893,15.051891891891893,14.65837837837838,14.65837837837838,null,0.93513513513513513,0.91351351351351362,0.89189189189189189,0.87027027027027026,0.84864864864864864,0.82702702702702713,0.80540540540540551,1,1,1,1,1,1,1,0.38749999999999973,0.34374999999999978,0.29999999999999982,0.25937499999999991,0.21875,0.17500000000000004,0.13125000000000009,17.019459459459458,{"$f":"Z15*E15+($A$4-80)*AG15*$A$12/1000","v":16.625945945945947},{"$f":"AA15*G15+($A$4-80)*AH15*$A$12/1000","v":16.232432432432432},15.838918918918917,15.445405405405404,15.051891891891893,14.65837837837838]
[2275,71,21.1060972972973,12.108410810810813,20.621091891891897,11.94384117355848,20.136086486486487,11.773924324324327,19.651081081081081,11.626772854066779,19.166075675675675,11.472886486486486,18.681070270270268,11.308923944330456,18.196064864864862,11.138399999999997,null,1.1596756756756759,1.1330270270270273,1.1063783783783785,1.0797297297297297,1.0530810810810811,1.0264324324324323,0.99978378378378374,0.57369255150554677,0.57920507973948432,0.58471760797342198,0.59166072370747891,0.59860383944153572,0.60536809619135612,0.61213235294117641,1.0000000000000002,1.0000000000000002,1.0000000000000002,1,0.99999999999999978,0.99999999999999978,0.99999999999999978,{"$f":"Y16*C16+($A$4-80)*AF16*$A$16/1000","v":12.108410810810813},{"$f":"Z16*E16+($A$4-80)*AG16*$A$16/1000","v":11.94384117355848},{"$f":"AA16*G16+($A$4-80)*AH16*$A$16/1000","v":11.773924324324327},{"$f":"AB16*I16+($A$4-80)*AI16*$A$16/1000","v":11.626772854066779},{"$f":"AC16*K16+($A$4-80)*AJ16*$A$16/1000","v":11.472886486486486},{"$f":"AD16*M16+($A$4-80)*AK16*$A$16/1000","v":11.308923944330456},{"$f":"AE16*O16+($A$4-80)*AL16*$A$16/1000","v":11.138399999999997}]
[null,67,19.467113513513514,14.851199999999999,19.015556756756759,14.688268081600688,18.564,14.516713513513514,18.112443243243241,14.354222526064149,17.660886486486483,14.182227027027025,17.209329729729728,14.037423238535213,16.757772972972973,13.88118918918919,null,1.0696216216216217,1.044810810810811,1.02,0.99518918918918908,0.97037837837837826,0.94556756756756755,0.92075675675675683,0.76288659793814428,0.77243428996006314,0.78198198198198199,0.7925061425061426,0.80303030303030309,0.8156868082017783,0.82834331337325351,1,1,1,1,1,1,1,{"$f":"Y17*C17+($A$4-80)*AF17*$A$16/1000","v":14.851199999999999},{"$f":"Z17*E17+($A$4-80)*AG17*$A$16/1000","v":14.688268081600688},{"$f":"AA17*G17+($A$4-80)*AH17*$A$16/1000","v":14.516713513513514},{"$f":"AB17*I17+($A$4-80)*AI17*$A$16/1000","v":14.354222526064149},{"$f":"AC17*K17+($A$4-80)*AJ17*$A$16/1000","v":14.182227027027025},{"$f":"AD17*M17+($A$4-80)*AK17*$A$16/1000","v":14.037423238535213},{"$f":"AE17*O17+($A$4-80)*AL17*$A$16/1000","v":13.88118918918919}]
[null,63,18.229513513513513,17.694335135135134,17.794681081081084,17.516331515249675,17.359848648648651,17.326400000000003,16.94174054054054,16.925419017861792,16.523632432432432,16.523632432432432,16.105524324324325,16.105524324324325,15.687416216216215,15.687416216216215,null,1.0016216216216216,0.97772972972972982,0.95383783783783793,0.93086486486486486,0.9078918918918919,0.88491891891891894,0.86194594594594598,0.97064220183486238,0.98435770978062964,0.9980732177263969,0.99903660886319845,1,1,1,1,0.99687499999999996,0.9937499999999998,0.95,0.90625,0.859375,0.8125,17.694335135135134,{"$f":"Z18*E18+($A$4-80)*AG18*$A$16/1000","v":17.516331515249675},{"$f":"AA18*G18+($A$4-80)*AH18*$A$16/1000","v":17.326400000000003},16.925419017861792,16.523632432432432,16.105524324324325,15.687416216216215]
[null,59,17.359848648648651,17.359848648648651,16.958464864864865,16.958464864864865,16.55708108108108,16.55708108108108,16.155697297297298,16.155697297297298,15.754313513513512,15.754313513513512,15.352929729729729,15.352929729729729,14.951545945945945,14.951545945945945,null,0.95383783783783793,0.93178378378378379,0.90972972972972976,0.88767567567567573,0.8656216216216216,0.84356756756756757,0.82151351351351354,1,1,1,1,1,1,1,0.38749999999999973,0.34374999999999978,0.29999999999999982,0.25937499999999991,0.21875,0.17500000000000004,0.13125000000000009,17.359848648648651,{"$f":"Z19*E19+($A$4-80)*AG19*$A$16/1000","v":16.958464864864865},{"$f":"AA19*G19+($A$4-80)*AH19*$A$16/1000","v":16.55708108108108},16.155697297297298,15.754313513513512,15.352929729729729,14.951545945945945]

{"sheet":"4A7V00_61","index":39,"n_rows":19,"n_cols":45,"rows_kept":19,"cut":false,"hidden":true,"merged":[[130,0,133,0],[120,12,121,12],[120,13,121,13],[120,14,121,14],[120,15,121,15],[122,0,125,0],[126,0,129,0],[119,12,119,13],[119,14,119,15],[120,4,121,4],[120,5,121,5],[120,6,121,6],[120,7,121,7],[120,8,121,8],[120,9,121,9],[120,10,121,10],[120,11,121,11],[119,0,121,0],[119,1,121,1],[119,4,119,5],[119,6,119,7],[119,8,119,9],[119,10,119,11],[111,0,114,0],[117,0,118,1],[117,4,117,15],[118,4,118,5],[118,6,118,7],[118,8,118,9],[118,10,118,11],[118,12,118,13],[118,14,118,15],[101,12,102,12],[101,13,102,13],[101,14,102,14],[101,15,102,15],[103,0,106,0],[107,0,110,0],[100,12,100,13],[100,14,100,15],[101,4,102,4],[101,5,102,5],[101,6,102,6],[101,7,102,7],[101,8,102,8],[101,9,102,9],[101,10,102,10],[101,11,102,11],[100,0,102,0],[100,1,102,1],[100,4,100,5],[100,6,100,7],[100,8,100,9],[100,10,100,11],[92,0,95,0],[98,0,99,1],[98,4,98,15],[99,4,99,5],[99,6,99,7],[99,8,99,9],[99,10,99,11],[99,12,99,13],[99,14,99,15],[82,12,83,12],[82,13,83,13],[82,14,83,14],[82,15,83,15],[84,0,87,0],[88,0,91,0],[81,12,81,13],[81,14,81,15],[82,4,83,4],[82,5,83,5],[82,6,83,6],[82,7,83,7],[82,8,83,8],[82,9,83,9],[82,10,83,10],[82,11,83,11],[81,0,83,0],[81,1,83,1],[81,4,81,5],[81,6,81,7],[81,8,81,9],[81,10,81,11],[73,0,76,0],[79,0,80,1],[79,4,79,15],[80,4,80,5],[80,6,80,7],[80,8,80,9],[80,10,80,11],[80,12,80,13],[80,14,80,15],[63,12,64,12],[63,13,64,13],[63,14,64,14],[63,15,64,15],[65,0,68,0],[69,0,72,0],[62,12,62,13],[62,14,62,15],[63,4,64,4],[63,5,64,5],[63,6,64,6],[63,7,64,7],[63,8,64,8],[63,9,64,9],[63,10,64,10],[63,11,64,11],[62,0,64,0],[62,1,64,1],[62,4,62,5],[62,6,62,7],[62,8,62,9],[62,10,62,11],[54,0,57,0],[60,0,61,1],[60,4,60,15],[61,4,61,5],[61,6,61,7],[61,8,61,9],[61,10,61,11],[61,12,61,13],[61,14,61,15],[44,12,45,12],[44,13,45,13],[44,14,45,14],[44,15,45,15],[46,0,49,0],[50,0,53,0],[43,12,43,13],[43,14,43,15],[44,4,45,4],[44,5,45,5],[44,6,45,6],[44,7,45,7],[44,8,45,8],[44,9,45,9],[44,10,45,10],[44,11,45,11],[43,0,45,0],[43,1,45,1],[43,4,43,5],[43,6,43,7],[43,8,43,9],[43,10,43,11],[35,0,38,0],[41,0,42,1],[41,4,41,15],[42,4,42,5],[42,6,42,7],[42,8,42,9],[42,10,42,11],[42,12,42,13],[42,14,42,15],[25,12,26,12],[25,13,26,13],[25,14,26,14],[25,15,26,15],[27,0,30,0],[31,0,34,0],[24,12,24,13],[24,14,24,15],[25,4,26,4],[25,5,26,5],[25,6,26,6],[25,7,26,7],[25,8,26,8],[25,9,26,9],[25,10,26,10],[25,11,26,11],[24,0,26,0],[24,1,26,1],[24,4,24,5],[24,6,24,7],[24,8,24,9],[24,10,24,11],[7,0,10,0],[11,0,14,0],[15,0,18,0],[22,4,22,15],[23,4,23,5],[23,6,23,7],[23,8,23,9],[23,10,23,11],[23,12,23,13],[23,14,23,15],[5,10,6,10],[5,11,6,11],[5,12,6,12],[5,13,6,13],[5,14,6,14],[5,15,6,15],[4,10,4,11],[4,12,4,13],[4,14,4,15],[5,2,6,2],[5,3,6,3],[5,4,6,4],[5,5,6,5],[5,6,6,6],[5,7,6,7],[5,8,6,8],[4,0,6,0],[4,1,6,1],[4,2,4,3],[4,4,4,5],[4,6,4,7],[4,8,4,9],[5,9,6,9],[2,0,2,1],[2,2,2,15],[3,2,3,3],[3,4,3,5],[3,6,3,7],[3,8,3,9],[3,10,3,11],[3,12,3,13],[3,14,3,15]]}
[]
["4A7V00_61",18.2]
["Evaporator Air \n",null,"Condenser  Entering Air Temperature ˚F"]
[80,"°F DB",85,null,90,null,95,null,100,null,105,null,110,null,115]
["CFM","EWB†\n˚F","Capacity Mbtuh",null,"Capacity Mbtuh",null,"Capacity Mbtuh",null,"Capacity Mbtuh",null,"Capacity Mbtuh",null,"Capacity Mbtuh",null,"Capacity Mbtuh"]
[null,null,"Total","Sens.","Total","Sens.","Total","Sens.","Total","Sens.","Total","Sens.","Total","Sens.","Total","Sens."]
[null,null,null,null,null,null,null,null,null,null,null,null,null,null,null,null,null,"Total Factors",null,null,null,null,null,null,"Sens. %",null,null,null,null,null,null,"IDB Adj",null,null,null,null,null,null,"Sens Calc"]
[1725,71,{"$f":"R8*$B$2","v":20.533615658362987},{"$f":"IF(AM8>C8,C8,AM8)","v":11.393459074733094},{"$f":"S8*$B$2","v":19.946487544483986},{"$f":"IF(AN8>E8,E8,AN8)","v":11.190794717168551},{"$f":"T8*$B$2","v":19.359359430604982},{"$f":"IF(AO8>G8,G8,AO8)","v":10.98088256227758},{"$f":"U8*$B$2","v":18.756362989323843},{"$f":"IF(AP8>I8,I8,AP8)","v":10.779103126740244},{"$f":"V8*$B$2","v":18.153366548042705},{"$f":"IF(AQ8>K8,K8,AQ8)","v":10.568306049822063},{"$f":"W8*$B$2","v":17.566238434163701},{"$f":"IF(AR8>M8,M8,AR8)","v":10.383121004529279},{"$f":"X8*$B$2","v":16.979110320284697},{"$f":"IF(AS8>O8,O8,AS8)","v":10.187466192170819},null,1.1282206405693949,1.0959608540925267,1.0637010676156584,1.0305693950177937,0.9974377224199289,0.96517793594306045,0.93291814946619211,0.55486862442040186,0.56104086958725019,0.56721311475409841,0.57469047346096525,0.58216783216783208,0.59108391608391608,0.6,1.0233516483516483,1.0233516483516483,1.0233516483516485,1.0233516483516483,1.0233516483516483,1.0233516483516483,1.0233516483516485,{"$f":"Y8*C8+($A$4-80)*AF8*$A$8/1000","v":11.393459074733094},{"$f":"Z8*E8+($A$4-80)*AG8*$A$8/1000","v":11.190794717168551},{"$f":"AA8*G8+($A$4-80)*AH8*$A$8/1000","v":10.98088256227758},{"$f":"AB8*I8+($A$4-80)*AI8*$A$8/1000","v":10.779103126740244},{"$f":"AC8*K8+($A$4-80)*AJ8*$A$8/1000","v":10.568306049822063},{"$f":"AD8*M8+($A$4-80)*AK8*$A$8/1000","v":10.383121004529279},{"$f":"AE8*O8+($A$4-80)*AL8*$A$8/1000","v":10.187466192170819}]
[null,67,{"$f":"R9*$B$2","v":18.946782918149463},13.83718149466192,18.391391459074729,{"$f":"IF(AN9>E9,E9,AN9)","v":13.62073750700497},17.835999999999999,{"$f":"IF(AO9>G9,G9,AO9)","v":13.392868327402134},17.280608540925268,{"$f":"IF(AP9>I9,I9,AP9)","v":13.193578392854427},16.725217081850534,{"$f":"IF(AQ9>K9,K9,AQ9)","v":12.980291814946618},16.185693950177935,{"$f":"IF(AR9>M9,M9,AR9)","v":12.797744271016827},15.646170818505336,{"$f":"IF(AS9>O9,O9,AS9)","v":12.599451957295374},null,1.0410320284697507,1.0105160142348752,0.98,0.94948398576512461,0.91896797153024912,0.88932384341637005,0.85967971530249099,0.73031825795644889,0.74060396883587565,0.75088967971530252,0.76349038065461516,0.77609108159392781,0.79068245763266376,0.80527383367139971,1.0233516483516485,1.0233516483516485,1.0233516483516485,1.0233516483516483,1.0233516483516483,1.0233516483516483,1.0233516483516485,{"$f":"Y9*C9+($A$4-80)*AF9*$A$8/1000","v":13.83718149466192},{"$f":"Z9*E9+($A$4-80)*AG9*$A$8/1000","v":13.62073750700497},{"$f":"AA9*G9+($A$4-80)*AH9*$A$8/1000","v":13.392868327402134},{"$f":"AB9*I9+($A$4-80)*AI9*$A$8/1000","v":13.193578392854427},{"$f":"AC9*K9+($A$4-80)*AJ9*$A$8/1000","v":12.980291814946618},{"$f":"AD9*M9+($A$4-80)*AK9*$A$8/1000","v":12.797744271016827},{"$f":"AE9*O9+($A$4-80)*AL9*$A$8/1000","v":12.599451957295374}]
[null,63,17.709053380782915,16.344377224199285,17.20126690391459,16.129718720999051,16.693480427046261,15.900064056939499,16.1698256227758,15.703564618548148,15.646170818505336,15.487487544483983,15.138384341637009,15.061617686760554,14.630597864768681,14.630597864768681,null,0.97302491103202837,0.94512455516014227,0.91722419928825616,0.88845195729537363,0.85967971530249099,0.83177935943060488,0.80387900355871877,0.92293906810035842,0.93770527549504612,0.95247148288973382,0.97116474753005955,0.98985801217038538,0.99492900608519275,1,1.0233516483516483,1.0233516483516483,1.0233516483516483,1.0233516483516483,1.0233516483516483,0.97527472527472514,0.92719780219780212,16.344377224199285,{"$f":"Z10*E10+($A$4-80)*AG10*$A$8/1000","v":16.129718720999051},{"$f":"AA10*G10+($A$4-80)*AH10*$A$8/1000","v":15.900064056939499},15.703564618548148,15.487487544483983,15.061617686760554,14.630597864768681]
[null,59,16.883900355871887,16.883900355871887,16.407850533807828,16.407850533807828,15.931800711743772,15.931800711743772,15.439882562277582,15.439882562277582,14.947964412811388,14.947964412811388,14.456046263345193,14.456046263345193,13.964128113879001,13.964128113879001,null,0.92768683274021357,0.90153024911032031,0.87537366548042705,0.84834519572953748,0.82131672597864769,0.79428825622775789,0.76725978647686821,1,1,1,1,1,1,1,0.57005494505494536,0.51510989010989039,0.46016483516483536,0.40178571428571441,0.34340659340659341,0.2815934065934067,0.21978021978021997,16.883900355871887,{"$f":"Z11*E11+($A$4-80)*AG11*$A$8/1000","v":16.407850533807828},{"$f":"AA11*G11+($A$4-80)*AH11*$A$8/1000","v":15.931800711743772},{"$f":"AB11*I11+($A$4-80)*AI11*$A$8/1000","v":15.439882562277582},14.947964412811388,14.456046263345193,13.964128113879001]
[2000,71,20.952669039145906,11.625978647686832,20.353558718861208,11.419178282825051,19.75444839857651,11.204982206405694,19.139145907473306,10.999084823204329,18.523843416370106,10.783985765124553,17.924733096085408,10.595021433193141,17.32562277580071,10.395373665480426,null,1.1512455516014235,1.1183274021352312,1.0854092526690391,1.0516014234875444,1.0177935943060499,0.98487544483985767,0.95195729537366547,0.55486862442040186,0.56104086958725019,0.56721311475409841,0.57469047346096525,0.58216783216783208,0.59108391608391608,0.6,1.0233516483516483,1.0233516483516483,1.0233516483516485,1.0233516483516483,1.0233516483516483,1.0233516483516483,1.0233516483516485,{"$f":"Y12*C12+($A$4-80)*AF12*$A$12/1000","v":11.625978647686832},{"$f":"Z12*E12+($A$4-80)*AG12*$A$12/1000","v":11.419178282825051},{"$f":"AA12*G12+($A$4-80)*AH12*$A$12/1000","v":11.204982206405694},{"$f":"AB12*I12+($A$4-80)*AI12*$A$12/1000","v":10.999084823204329},{"$f":"AC12*K12+($A$4-80)*AJ12*$A$12/1000","v":10.783985765124553},{"$f":"AD12*M12+($A$4-80)*AK12*$A$12/1000","v":10.595021433193141},{"$f":"AE12*O12+($A$4-80)*AL12*$A$12/1000","v":10.395373665480426}]
[null,67,19.333451957295374,14.119572953736654,18.766725978647688,13.89871174184181,18.2,13.666192170818505,17.633274021352314,13.462835094749416,17.066548042704625,13.245195729537365,16.516014234875442,13.058922725527372,15.965480427046261,12.856583629893239,null,1.0622775800711743,1.0311387900355873,1,0.96886120996441283,0.93772241992882566,0.90747330960854089,0.87722419928825612,0.73031825795644889,0.74060396883587565,0.75088967971530252,0.76349038065461516,0.77609108159392781,0.79068245763266376,0.80527383367139971,1.0233516483516485,1.0233516483516485,1.0233516483516485,1.0233516483516483,1.0233516483516483,1.0233516483516483,1.0233516483516485,{"$f":"Y13*C13+($A$4-80)*AF13*$A$12/1000","v":14.119572953736654},{"$f":"Z13*E13+($A$4-80)*AG13*$A$12/1000","v":13.89871174184181},{"$f":"AA13*G13+($A$4-80)*AH13*$A$12/1000","v":13.666192170818505},{"$f":"AB13*I13+($A$4-80)*AI13*$A$12/1000","v":13.462835094749416},{"$f":"AC13*K13+($A$4-80)*AJ13*$A$12/1000","v":13.245195729537365},{"$f":"AD13*M13+($A$4-80)*AK13*$A$12/1000","v":13.058922725527372},{"$f":"AE13*O13+($A$4-80)*AL13*$A$12/1000","v":12.856583629893239}]
[null,63,18.070462633451957,16.677935943060497,17.552313167259786,16.458896654080664,17.034163701067616,16.224555160142348,16.499822064056939,16.024045529130763,15.965480427046261,15.803558718861208,15.447330960854092,15.368997639551587,14.92918149466192,14.92918149466192,null,0.99288256227757998,0.96441281138790036,0.93594306049822062,0.90658362989323849,0.87722419928825612,0.8487544483985765,0.82028469750889677,0.92293906810035842,0.93770527549504612,0.95247148288973382,0.97116474753005955,0.98985801217038538,0.99492900608519275,1,1.0233516483516483,1.0233516483516483,1.0233516483516483,1.0233516483516483,1.0233516483516483,0.97527472527472514,0.92719780219780212,16.677935943060497,{"$f":"Z14*E14+($A$4-80)*AG14*$A$12/1000","v":16.458896654080664},{"$f":"AA14*G14+($A$4-80)*AH14*$A$12/1000","v":16.224555160142348},16.024045529130763,15.803558718861208,15.368997639551587,14.92918149466192]
[null,59,17.22846975088968,17.22846975088968,16.742704626334518,16.742704626334518,16.25693950177936,16.25693950177936,15.754982206405694,15.754982206405694,15.253024911032028,15.253024911032028,14.751067615658361,14.751067615658361,14.249110320284695,14.249110320284695,null,0.94661921708185048,0.91992882562277578,0.89323843416370108,0.86565836298932386,0.83807829181494664,0.81049822064056931,0.78291814946619209,1,1,1,1,1,1,1,0.57005494505494536,0.51510989010989039,0.46016483516483536,0.40178571428571441,0.34340659340659341,0.2815934065934067,0.21978021978021997,17.22846975088968,{"$f":"Z15*E15+($A$4-80)*AG15*$A$12/1000","v":16.742704626334518},{"$f":"AA15*G15+($A$4-80)*AH15*$A$12/1000","v":16.25693950177936},15.754982206405694,15.253024911032028,14.751067615658361,14.249110320284695]
[2275,71,21.371722419928822,11.858498220640568,20.760629893238431,11.64756184848155,20.149537366548039,11.429081850533807,19.521928825622773,11.219066519668417,18.89432028469751,10.999665480427046,18.283227758007115,10.806921861857003,17.672135231316723,10.603281138790033,null,1.1742704626334519,1.1406939501779358,1.1071174377224198,1.0726334519572953,1.0381494661921709,1.0045729537366548,0.97099644128113871,0.55486862442040186,0.56104086958725019,0.56721311475409841,0.57469047346096525,0.58216783216783208,0.59108391608391608,0.6,1.0233516483516483,1.0233516483516483,1.0233516483516485,1.0233516483516483,1.0233516483516483,1.0233516483516483,1.0233516483516485,{"$f":"Y16*C16+($A$4-80)*AF16*$A$16/1000","v":11.858498220640568},{"$f":"Z16*E16+($A$4-80)*AG16*$A$16/1000","v":11.64756184848155},{"$f":"AA16*G16+($A$4-80)*AH16*$A$16/1000","v":11.429081850533807},{"$f":"AB16*I16+($A$4-80)*AI16*$A$16/1000","v":11.219066519668417},{"$f":"AC16*K16+($A$4-80)*AJ16*$A$16/1000","v":10.999665480427046},{"$f":"AD16*M16+($A$4-80)*AK16*$A$16/1000","v":10.806921861857003},{"$f":"AE16*O16+($A$4-80)*AL16*$A$16/1000","v":10.603281138790033}]
[null,67,19.720120996441281,14.401964412811388,19.142060498220644,14.176685976678648,18.564,13.939516014234876,17.98593950177936,13.732091796644402,17.407879003558719,13.510099644128113,16.846334519572952,13.320101180037922,16.284790035587189,13.113715302491105,null,1.083523131672598,1.0517615658362991,1.02,0.98823843416370105,0.9564768683274022,0.92562277580071173,0.89476868327402137,0.73031825795644889,0.74060396883587565,0.75088967971530252,0.76349038065461516,0.77609108159392781,0.79068245763266376,0.80527383367139971,1.0233516483516485,1.0233516483516485,1.0233516483516485,1.0233516483516483,1.0233516483516483,1.0233516483516483,1.0233516483516485,{"$f":"Y17*C17+($A$4-80)*AF17*$A$16/1000","v":14.401964412811388},{"$f":"Z17*E17+($A$4-80)*AG17*$A$16/1000","v":14.176685976678648},{"$f":"AA17*G17+($A$4-80)*AH17*$A$16/1000","v":13.939516014234876},{"$f":"AB17*I17+($A$4-80)*AI17*$A$16/1000","v":13.732091796644402},{"$f":"AC17*K17+($A$4-80)*AJ17*$A$16/1000","v":13.510099644128113},{"$f":"AD17*M17+($A$4-80)*AK17*$A$16/1000","v":13.320101180037922},{"$f":"AE17*O17+($A$4-80)*AL17*$A$16/1000","v":13.113715302491105}]
[null,63,18.431871886120994,17.011494661921706,17.903359430604983,16.788074587162278,17.374846975088968,16.549046263345193,16.829818505338078,16.34452643971338,16.284790035587189,16.119629893238436,15.756277580071172,15.676377592342618,15.227765124555161,15.227765124555161,null,1.0127402135231316,0.98370106761565834,0.95466192170818498,0.92471530249110323,0.89476868327402137,0.86572953736654801,0.83669039145907476,0.92293906810035842,0.93770527549504612,0.95247148288973382,0.97116474753005955,0.98985801217038538,0.99492900608519275,1,1.0233516483516483,1.0233516483516483,1.0233516483516483,1.0233516483516483,1.0233516483516483,0.97527472527472514,0.92719780219780212,17.011494661921706,{"$f":"Z18*E18+($A$4-80)*AG18*$A$16/1000","v":16.788074587162278},{"$f":"AA18*G18+($A$4-80)*AH18*$A$16/1000","v":16.549046263345193},16.34452643971338,16.119629893238436,15.676377592342618,15.227765124555161]
[null,59,17.573039145907472,17.573039145907472,17.077558718861209,17.077558718861209,16.582078291814945,16.582078291814945,16.070081850533807,16.070081850533807,15.558085409252667,15.558085409252667,15.046088967971528,15.046088967971528,14.53409252669039,14.53409252669039,null,0.9655516014234875,0.93832740213523125,0.9111032028469751,0.88297153024911035,0.85483985765124548,0.82670818505338073,0.79857651245551597,1,1,1,1,1,1,1,0.57005494505494536,0.51510989010989039,0.46016483516483536,0.40178571428571441,0.34340659340659341,0.2815934065934067,0.21978021978021997,17.573039145907472,{"$f":"Z19*E19+($A$4-80)*AG19*$A$16/1000","v":17.077558718861209},{"$f":"AA19*G19+($A$4-80)*AH19*$A$16/1000","v":16.582078291814945},16.070081850533807,15.558085409252667,15.046088967971528,14.53409252669039]

{"sheet":"4A7V80_24","index":40,"n_rows":19,"n_cols":45,"rows_kept":19,"cut":false,"hidden":true,"merged":[[130,0,133,0],[120,12,121,12],[120,13,121,13],[120,14,121,14],[120,15,121,15],[122,0,125,0],[126,0,129,0],[119,12,119,13],[119,14,119,15],[120,4,121,4],[120,5,121,5],[120,6,121,6],[120,7,121,7],[120,8,121,8],[120,9,121,9],[120,10,121,10],[120,11,121,11],[119,0,121,0],[119,1,121,1],[119,4,119,5],[119,6,119,7],[119,8,119,9],[119,10,119,11],[111,0,114,0],[117,0,118,1],[117,4,117,15],[118,4,118,5],[118,6,118,7],[118,8,118,9],[118,10,118,11],[118,12,118,13],[118,14,118,15],[101,12,102,12],[101,13,102,13],[101,14,102,14],[101,15,102,15],[103,0,106,0],[107,0,110,0],[100,12,100,13],[100,14,100,15],[101,4,102,4],[101,5,102,5],[101,6,102,6],[101,7,102,7],[101,8,102,8],[101,9,102,9],[101,10,102,10],[101,11,102,11],[100,0,102,0],[100,1,102,1],[100,4,100,5],[100,6,100,7],[100,8,100,9],[100,10,100,11],[92,0,95,0],[98,0,99,1],[98,4,98,15],[99,4,99,5],[99,6,99,7],[99,8,99,9],[99,10,99,11],[99,12,99,13],[99,14,99,15],[82,12,83,12],[82,13,83,13],[82,14,83,14],[82,15,83,15],[84,0,87,0],[88,0,91,0],[81,12,81,13],[81,14,81,15],[82,4,83,4],[82,5,83,5],[82,6,83,6],[82,7,83,7],[82,8,83,8],[82,9,83,9],[82,10,83,10],[82,11,83,11],[81,0,83,0],[81,1,83,1],[81,4,81,5],[81,6,81,7],[81,8,81,9],[81,10,81,11],[73,0,76,0],[79,0,80,1],[79,4,79,15],[80,4,80,5],[80,6,80,7],[80,8,80,9],[80,10,80,11],[80,12,80,13],[80,14,80,15],[63,12,64,12],[63,13,64,13],[63,14,64,14],[63,15,64,15],[65,0,68,0],[69,0,72,0],[62,12,62,13],[62,14,62,15],[63,4,64,4],[63,5,64,5],[63,6,64,6],[63,7,64,7],[63,8,64,8],[63,9,64,9],[63,10,64,10],[63,11,64,11],[62,0,64,0],[62,1,64,1],[62,4,62,5],[62,6,62,7],[62,8,62,9],[62,10,62,11],[54,0,57,0],[60,0,61,1],[60,4,60,15],[61,4,61,5],[61,6,61,7],[61,8,61,9],[61,10,61,11],[61,12,61,13],[61,14,61,15],[44,12,45,12],[44,13,45,13],[44,14,45,14],[44,15,45,15],[46,0,49,0],[50,0,53,0],[43,12,43,13],[43,14,43,15],[44,4,45,4],[44,5,45,5],[44,6,45,6],[44,7,45,7],[44,8,45,8],[44,9,45,9],[44,10,45,10],[44,11,45,11],[43,0,45,0],[43,1,45,1],[43,4,43,5],[43,6,43,7],[43,8,43,9],[43,10,43,11],[35,0,38,0],[41,0,42,1],[41,4,41,15],[42,4,42,5],[42,6,42,7],[42,8,42,9],[42,10,42,11],[42,12,42,13],[42,14,42,15],[25,12,26,12],[25,13,26,13],[25,14,26,14],[25,15,26,15],[27,0,30,0],[31,0,34,0],[24,12,24,13],[24,14,24,15],[25,4,26,4],[25,5,26,5],[25,6,26,6],[25,7,26,7],[25,8,26,8],[25,9,26,9],[25,10,26,10],[25,11,26,11],[24,0,26,0],[24,1,26,1],[24,4,24,5],[24,6,24,7],[24,8,24,9],[24,10,24,11],[7,0,10,0],[11,0,14,0],[15,0,18,0],[22,4,22,15],[23,4,23,5],[23,6,23,7],[23,8,23,9],[23,10,23,11],[23,12,23,13],[23,14,23,15],[5,10,6,10],[5,11,6,11],[5,12,6,12],[5,13,6,13],[5,14,6,14],[5,15,6,15],[4,10,4,11],[4,12,4,13],[4,14,4,15],[5,2,6,2],[5,3,6,3],[5,4,6,4],[5,5,6,5],[5,6,6,6],[5,7,6,7],[5,8,6,8],[4,0,6,0],[4,1,6,1],[4,2,4,3],[4,4,4,5],[4,6,4,7],[4,8,4,9],[5,9,6,9],[2,0,2,1],[2,2,2,15],[3,2,3,3],[3,4,3,5],[3,6,3,7],[3,8,3,9],[3,10,3,11],[3,12,3,13],[3,14,3,15]]}
[]
["4A7V80_24",18.2]
["Evaporator Air \n",null,"Condenser  Entering Air Temperature ˚F"]
[80,"°F DB",85,null,90,null,95,null,100,null,105,null,110,null,115]
["CFM","EWB†\n˚F","Capacity Mbtuh",null,"Capacity Mbtuh",null,"Capacity Mbtuh",null,"Capacity Mbtuh",null,"Capacity Mbtuh",null,"Capacity Mbtuh",null,"Capacity Mbtuh"]
[null,null,"Total","Sens.","Total","Sens.","Total","Sens.","Total","Sens.","Total","Sens.","Total","Sens.","Total","Sens."]
[null,null,null,null,null,null,null,null,null,null,null,null,null,null,null,null,null,"Total Factors",null,null,null,null,null,null,"Sens. %",null,null,null,null,null,null,"IDB Adj",null,null,null,null,null,null,"Sens Calc"]
[700,71,{"$f":"R8*$B$2","v":20.281258064516127},{"$f":"IF(AM8>C8,C8,AM8)","v":11.435177419354837},{"$f":"S8*$B$2","v":19.813782258064514},{"$f":"IF(AN8>E8,E8,AN8)","v":11.294232008882895},{"$f":"T8*$B$2","v":19.346306451612904},{"$f":"IF(AO8>G8,G8,AO8)","v":11.147500000000003},{"$f":"U8*$B$2","v":18.842870967741931},{"$f":"IF(AP8>I8,I8,AP8)","v":10.970729051303936},{"$f":"V8*$B$2","v":18.339435483870965},{"$f":"IF(AQ8>K8,K8,AQ8)","v":10.787903225806451},{"$f":"W8*$B$2","v":17.871959677419351},{"$f":"IF(AR8>M8,M8,AR8)","v":10.647587061097433},{"$f":"X8*$B$2","v":17.404483870967738},{"$f":"IF(AS8>O8,O8,AS8)","v":10.50022580645161},null,1.1143548387096773,1.0886693548387096,1.0629838709677419,1.0353225806451611,1.0076612903225806,0.98197580645161275,0.95629032258064506,0.56382978723404253,0.57001898283635222,0.57620817843866179,0.58222173627815443,0.58823529411764708,0.59577053962080706,0.60330578512396693,1.03125,1.03125,1.03125,1.03125,1.03125,1.03125,1.03125,{"$f":"Y8*C8+($A$4-80)*AF8*$A$8/1000","v":11.435177419354837},{"$f":"Z8*E8+($A$4-80)*AG8*$A$8/1000","v":11.294232008882895},{"$f":"AA8*G8+($A$4-80)*AH8*$A$8/1000","v":11.147500000000003},{"$f":"AB8*I8+($A$4-80)*AI8*$A$8/1000","v":10.970729051303936},{"$f":"AC8*K8+($A$4-80)*AJ8*$A$8/1000","v":10.787903225806451},{"$f":"AD8*M8+($A$4-80)*AK8*$A$8/1000","v":10.647587061097433},{"$f":"AE8*O8+($A$4-80)*AL8*$A$8/1000","v":10.50022580645161}]
[null,67,{"$f":"R9*$B$2","v":18.699032258064513},13.880435483870965,18.267516129032256,{"$f":"IF(AN9>E9,E9,AN9)","v":13.740866428199789},17.835999999999999,{"$f":"IF(AO9>G9,G9,AO9)","v":13.592758064516126},17.368524193548385,{"$f":"IF(AP9>I9,I9,AP9)","v":13.417840580443132},16.901048387096775,{"$f":"IF(AQ9>K9,K9,AQ9)","v":13.233161290322579},16.469532258064515,{"$f":"IF(AR9>M9,M9,AR9)","v":13.057615895891486},16.038016129032254,{"$f":"IF(AS9>O9,O9,AS9)","v":12.873564516129028},null,1.0274193548387096,1.0037096774193548,0.97999999999999987,0.95431451612903229,0.92862903225806459,0.90491935483870967,0.88120967741935474,0.74230769230769234,0.7522022332506203,0.76209677419354827,0.7725377487989018,0.78297872340425523,0.79283465318194812,0.80269058295964113,1.0312500000000002,1.03125,1.0312499999999996,1.0312499999999996,1.0312499999999996,1.0312499999999996,1.0312499999999996,{"$f":"Y9*C9+($A$4-80)*AF9*$A$8/1000","v":13.880435483870965},{"$f":"Z9*E9+($A$4-80)*AG9*$A$8/1000","v":13.740866428199789},{"$f":"AA9*G9+($A$4-80)*AH9*$A$8/1000","v":13.592758064516126},{"$f":"AB9*I9+($A$4-80)*AI9*$A$8/1000","v":13.417840580443132},{"$f":"AC9*K9+($A$4-80)*AJ9*$A$8/1000","v":13.233161290322579},{"$f":"AD9*M9+($A$4-80)*AK9*$A$8/1000","v":13.057615895891486},{"$f":"AE9*O9+($A$4-80)*AL9*$A$8/1000","v":12.873564516129028}]
[null,63,17.47640322580645,16.397612903225806,17.080846774193546,16.25916278718466,16.685290322580645,16.109935483870967,16.253774193548388,15.936596311558297,15.822258064516127,15.750338709677417,15.426701612903226,15.391640927419354,15.03114516129032,15.03114516129032,null,0.96024193548387093,0.93850806451612889,0.91677419354838707,0.89306451612903226,0.86935483870967734,0.84762096774193552,0.82588709677419347,0.93827160493827155,0.95189442315879091,0.96551724137931028,0.98048589341692782,0.99545454545454537,0.99772727272727268,1,1.0312500000000002,1.03125,1.0312499999999996,1.0312499999999996,1.0312499999999996,0.99218749999999956,0.95312499999999967,16.397612903225806,{"$f":"Z10*E10+($A$4-80)*AG10*$A$8/1000","v":16.25916278718466},{"$f":"AA10*G10+($A$4-80)*AH10*$A$8/1000","v":16.109935483870967},15.936596311558297,15.750338709677417,15.391640927419354,15.03114516129032]
[null,59,16.685290322580645,16.685290322580645,16.289733870967744,16.289733870967744,15.894177419354838,15.894177419354838,15.498620967741935,15.498620967741935,15.103064516129029,15.103064516129029,14.707508064516126,14.707508064516126,14.311951612903224,14.311951612903224,null,0.91677419354838707,0.89504032258064525,0.87330645161290321,0.85157258064516128,0.82983870967741924,0.80810483870967731,0.78637096774193538,1,1,1,1,1,1,1,0.51562500000000011,0.46875000000000028,0.42187500000000044,0.37500000000000033,0.32812500000000022,0.28125000000000011,0.234375,16.685290322580645,{"$f":"Z11*E11+($A$4-80)*AG11*$A$8/1000","v":16.289733870967744},{"$f":"AA11*G11+($A$4-80)*AH11*$A$8/1000","v":15.894177419354838},{"$f":"AB11*I11+($A$4-80)*AI11*$A$8/1000","v":15.498620967741935},15.103064516129029,14.707508064516126,14.311951612903224]
[800,71,20.695161290322577,11.668548387096772,20.21814516129032,11.524726539676424,19.741129032258062,11.375,19.227419354838709,11.194621480922384,18.713709677419352,11.008064516129032,18.236693548387095,10.864884756221871,17.759677419354837,10.714516129032257,null,1.1370967741935483,1.1108870967741935,1.0846774193548385,1.0564516129032258,1.0282258064516128,1.002016129032258,0.97580645161290314,0.56382978723404253,0.57001898283635222,0.57620817843866179,0.58222173627815443,0.58823529411764708,0.59577053962080706,0.60330578512396693,1.03125,1.03125,1.03125,1.03125,1.03125,1.03125,1.03125,{"$f":"Y12*C12+($A$4-80)*AF12*$A$12/1000","v":11.668548387096772},{"$f":"Z12*E12+($A$4-80)*AG12*$A$12/1000","v":11.524726539676424},{"$f":"AA12*G12+($A$4-80)*AH12*$A$12/1000","v":11.375},{"$f":"AB12*I12+($A$4-80)*AI12*$A$12/1000","v":11.194621480922384},{"$f":"AC12*K12+($A$4-80)*AJ12*$A$12/1000","v":11.008064516129032},{"$f":"AD12*M12+($A$4-80)*AK12*$A$12/1000","v":10.864884756221871},{"$f":"AE12*O12+($A$4-80)*AL12*$A$12/1000","v":10.714516129032257}]
[null,67,19.08064516129032,14.163709677419353,18.640322580645162,14.021292273673255,18.2,13.870161290322578,17.722983870967742,13.691674061676666,17.24596774193548,13.503225806451608,16.805645161290322,13.324097852950496,16.365322580645159,13.136290322580642,null,1.0483870967741935,1.0241935483870968,1,0.97379032258064513,0.94758064516129026,0.92338709677419351,0.89919354838709675,0.74230769230769234,0.7522022332506203,0.76209677419354827,0.7725377487989018,0.78297872340425523,0.79283465318194812,0.80269058295964113,1.0312500000000002,1.03125,1.0312499999999996,1.0312499999999996,1.0312499999999996,1.0312499999999996,1.0312499999999996,{"$f":"Y13*C13+($A$4-80)*AF13*$A$12/1000","v":14.163709677419353},{"$f":"Z13*E13+($A$4-80)*AG13*$A$12/1000","v":14.021292273673255},{"$f":"AA13*G13+($A$4-80)*AH13*$A$12/1000","v":13.870161290322578},{"$f":"AB13*I13+($A$4-80)*AI13*$A$12/1000","v":13.691674061676666},{"$f":"AC13*K13+($A$4-80)*AJ13*$A$12/1000","v":13.503225806451608},{"$f":"AD13*M13+($A$4-80)*AK13*$A$12/1000","v":13.324097852950496},{"$f":"AE13*O13+($A$4-80)*AL13*$A$12/1000","v":13.136290322580642}]
[null,63,17.833064516129031,16.732258064516127,17.429435483870968,16.590982435902717,17.025806451612901,16.43870967741935,16.585483870967742,16.261832970977853,16.14516129032258,16.071774193548386,15.741532258064515,15.705756048387094,15.33790322580645,15.33790322580645,null,0.97983870967741937,0.95766129032258063,0.93548387096774188,0.91129032258064524,0.88709677419354838,0.86491935483870963,0.84274193548387089,0.93827160493827155,0.95189442315879091,0.96551724137931028,0.98048589341692782,0.99545454545454537,0.99772727272727268,1,1.0312500000000002,1.03125,1.0312499999999996,1.0312499999999996,1.0312499999999996,0.99218749999999956,0.95312499999999967,16.732258064516127,{"$f":"Z14*E14+($A$4-80)*AG14*$A$12/1000","v":16.590982435902717},{"$f":"AA14*G14+($A$4-80)*AH14*$A$12/1000","v":16.43870967741935},16.261832970977853,16.071774193548386,15.705756048387094,15.33790322580645]
[null,59,17.025806451612901,17.025806451612901,16.622177419354838,16.622177419354838,16.218548387096774,16.218548387096774,15.814919354838707,15.814919354838707,15.411290322580644,15.411290322580644,15.007661290322579,15.007661290322579,14.604032258064514,14.604032258064514,null,0.93548387096774188,0.91330645161290314,0.8911290322580645,0.86895161290322576,0.84677419354838712,0.82459677419354838,0.80241935483870963,1,1,1,1,1,1,1,0.51562500000000011,0.46875000000000028,0.42187500000000044,0.37500000000000033,0.32812500000000022,0.28125000000000011,0.234375,17.025806451612901,{"$f":"Z15*E15+($A$4-80)*AG15*$A$12/1000","v":16.622177419354838},{"$f":"AA15*G15+($A$4-80)*AH15*$A$12/1000","v":16.218548387096774},15.814919354838707,15.411290322580644,15.007661290322579,14.604032258064514]
[900,71,21.109064516129028,11.901919354838707,20.622508064516129,11.755221070469954,20.135951612903224,11.602500000000001,19.611967741935484,11.418513910540833,19.08798387096774,11.228225806451611,18.601427419354838,11.082182451346309,18.114870967741936,10.928806451612903,null,1.1598387096774192,1.1331048387096774,1.1063709677419353,1.0775806451612904,1.0487903225806452,1.0220564516129031,0.99532258064516133,0.56382978723404253,0.57001898283635222,0.57620817843866179,0.58222173627815443,0.58823529411764708,0.59577053962080706,0.60330578512396693,1.03125,1.03125,1.03125,1.03125,1.03125,1.03125,1.03125,{"$f":"Y16*C16+($A$4-80)*AF16*$A$16/1000","v":11.901919354838707},{"$f":"Z16*E16+($A$4-80)*AG16*$A$16/1000","v":11.755221070469954},{"$f":"AA16*G16+($A$4-80)*AH16*$A$16/1000","v":11.602500000000001},{"$f":"AB16*I16+($A$4-80)*AI16*$A$16/1000","v":11.418513910540833},{"$f":"AC16*K16+($A$4-80)*AJ16*$A$16/1000","v":11.228225806451611},{"$f":"AD16*M16+($A$4-80)*AK16*$A$16/1000","v":11.082182451346309},{"$f":"AE16*O16+($A$4-80)*AL16*$A$16/1000","v":10.928806451612903}]
[null,67,19.462258064516128,14.446983870967742,19.013129032258064,14.30171811914672,18.564,14.14756451612903,18.077443548387098,13.965507542910201,17.590887096774193,13.773290322580642,17.141758064516129,13.590579810009507,16.692629032258065,13.399016129032256,null,1.0693548387096774,1.0446774193548387,1.02,0.99326612903225819,0.96653225806451604,0.94185483870967746,0.91717741935483876,0.74230769230769234,0.7522022332506203,0.76209677419354827,0.7725377487989018,0.78297872340425523,0.79283465318194812,0.80269058295964113,1.0312500000000002,1.03125,1.0312499999999996,1.0312499999999996,1.0312499999999996,1.0312499999999996,1.0312499999999996,{"$f":"Y17*C17+($A$4-80)*AF17*$A$16/1000","v":14.446983870967742},{"$f":"Z17*E17+($A$4-80)*AG17*$A$16/1000","v":14.30171811914672},{"$f":"AA17*G17+($A$4-80)*AH17*$A$16/1000","v":14.14756451612903},{"$f":"AB17*I17+($A$4-80)*AI17*$A$16/1000","v":13.965507542910201},{"$f":"AC17*K17+($A$4-80)*AJ17*$A$16/1000","v":13.773290322580642},{"$f":"AD17*M17+($A$4-80)*AK17*$A$16/1000","v":13.590579810009507},{"$f":"AE17*O17+($A$4-80)*AL17*$A$16/1000","v":13.399016129032256}]
[null,63,18.189725806451612,17.066903225806449,17.778024193548386,16.92280208462077,17.366322580645161,16.767483870967741,16.917193548387093,16.587069630397405,16.468064516129033,16.393209677419353,16.056362903225804,16.019871169354836,15.644661290322578,15.644661290322578,null,0.99943548387096781,0.97681451612903225,0.95419354838709669,0.929516129032258,0.90483870967741942,0.88221774193548375,0.8595967741935483,0.93827160493827155,0.95189442315879091,0.96551724137931028,0.98048589341692782,0.99545454545454537,0.99772727272727268,1,1.0312500000000002,1.03125,1.0312499999999996,1.0312499999999996,1.0312499999999996,0.99218749999999956,0.95312499999999967,17.066903225806449,{"$f":"Z18*E18+($A$4-80)*AG18*$A$16/1000","v":16.92280208462077},{"$f":"AA18*G18+($A$4-80)*AH18*$A$16/1000","v":16.767483870967741},16.587069630397405,16.393209677419353,16.019871169354836,15.644661290322578]
[null,59,17.366322580645161,17.366322580645161,16.954620967741935,16.954620967741935,16.542919354838709,16.542919354838709,16.131217741935483,16.131217741935483,15.719516129032259,15.719516129032259,15.307814516129033,15.307814516129033,14.896112903225804,14.896112903225804,null,0.95419354838709669,0.93157258064516135,0.90895161290322579,0.88633064516129034,0.86370967741935489,0.84108870967741944,0.81846774193548377,1,1,1,1,1,1,1,0.51562500000000011,0.46875000000000028,0.42187500000000044,0.37500000000000033,0.32812500000000022,0.28125000000000011,0.234375,17.366322580645161,{"$f":"Z19*E19+($A$4-80)*AG19*$A$16/1000","v":16.954620967741935},{"$f":"AA19*G19+($A$4-80)*AH19*$A$16/1000","v":16.542919354838709},16.131217741935483,15.719516129032259,15.307814516129033,14.896112903225804]

{"sheet":"4A7V80_36","index":41,"n_rows":19,"n_cols":45,"rows_kept":19,"cut":false,"hidden":true,"merged":[[130,0,133,0],[120,12,121,12],[120,13,121,13],[120,14,121,14],[120,15,121,15],[122,0,125,0],[126,0,129,0],[119,12,119,13],[119,14,119,15],[120,4,121,4],[120,5,121,5],[120,6,121,6],[120,7,121,7],[120,8,121,8],[120,9,121,9],[120,10,121,10],[120,11,121,11],[119,0,121,0],[119,1,121,1],[119,4,119,5],[119,6,119,7],[119,8,119,9],[119,10,119,11],[111,0,114,0],[117,0,118,1],[117,4,117,15],[118,4,118,5],[118,6,118,7],[118,8,118,9],[118,10,118,11],[118,12,118,13],[118,14,118,15],[101,12,102,12],[101,13,102,13],[101,14,102,14],[101,15,102,15],[103,0,106,0],[107,0,110,0],[100,12,100,13],[100,14,100,15],[101,4,102,4],[101,5,102,5],[101,6,102,6],[101,7,102,7],[101,8,102,8],[101,9,102,9],[101,10,102,10],[101,11,102,11],[100,0,102,0],[100,1,102,1],[100,4,100,5],[100,6,100,7],[100,8,100,9],[100,10,100,11],[92,0,95,0],[98,0,99,1],[98,4,98,15],[99,4,99,5],[99,6,99,7],[99,8,99,9],[99,10,99,11],[99,12,99,13],[99,14,99,15],[82,12,83,12],[82,13,83,13],[82,14,83,14],[82,15,83,15],[84,0,87,0],[88,0,91,0],[81,12,81,13],[81,14,81,15],[82,4,83,4],[82,5,83,5],[82,6,83,6],[82,7,83,7],[82,8,83,8],[82,9,83,9],[82,10,83,10],[82,11,83,11],[81,0,83,0],[81,1,83,1],[81,4,81,5],[81,6,81,7],[81,8,81,9],[81,10,81,11],[73,0,76,0],[79,0,80,1],[79,4,79,15],[80,4,80,5],[80,6,80,7],[80,8,80,9],[80,10,80,11],[80,12,80,13],[80,14,80,15],[63,12,64,12],[63,13,64,13],[63,14,64,14],[63,15,64,15],[65,0,68,0],[69,0,72,0],[62,12,62,13],[62,14,62,15],[63,4,64,4],[63,5,64,5],[63,6,64,6],[63,7,64,7],[63,8,64,8],[63,9,64,9],[63,10,64,10],[63,11,64,11],[62,0,64,0],[62,1,64,1],[62,4,62,5],[62,6,62,7],[62,8,62,9],[62,10,62,11],[54,0,57,0],[60,0,61,1],[60,4,60,15],[61,4,61,5],[61,6,61,7],[61,8,61,9],[61,10,61,11],[61,12,61,13],[61,14,61,15],[44,12,45,12],[44,13,45,13],[44,14,45,14],[44,15,45,15],[46,0,49,0],[50,0,53,0],[43,12,43,13],[43,14,43,15],[44,4,45,4],[44,5,45,5],[44,6,45,6],[44,7,45,7],[44,8,45,8],[44,9,45,9],[44,10,45,10],[44,11,45,11],[43,0,45,0],[43,1,45,1],[43,4,43,5],[43,6,43,7],[43,8,43,9],[43,10,43,11],[35,0,38,0],[41,0,42,1],[41,4,41,15],[42,4,42,5],[42,6,42,7],[42,8,42,9],[42,10,42,11],[42,12,42,13],[42,14,42,15],[25,12,26,12],[25,13,26,13],[25,14,26,14],[25,15,26,15],[27,0,30,0],[31,0,34,0],[24,12,24,13],[24,14,24,15],[25,4,26,4],[25,5,26,5],[25,6,26,6],[25,7,26,7],[25,8,26,8],[25,9,26,9],[25,10,26,10],[25,11,26,11],[24,0,26,0],[24,1,26,1],[24,4,24,5],[24,6,24,7],[24,8,24,9],[24,10,24,11],[7,0,10,0],[11,0,14,0],[15,0,18,0],[22,4,22,15],[23,4,23,5],[23,6,23,7],[23,8,23,9],[23,10,23,11],[23,12,23,13],[23,14,23,15],[5,10,6,10],[5,11,6,11],[5,12,6,12],[5,13,6,13],[5,14,6,14],[5,15,6,15],[4,10,4,11],[4,12,4,13],[4,14,4,15],[5,2,6,2],[5,3,6,3],[5,4,6,4],[5,5,6,5],[5,6,6,6],[5,7,6,7],[5,8,6,8],[4,0,6,0],[4,1,6,1],[4,2,4,3],[4,4,4,5],[4,6,4,7],[4,8,4,9],[5,9,6,9],[2,0,2,1],[2,2,2,15],[3,2,3,3],[3,4,3,5],[3,6,3,7],[3,8,3,9],[3,10,3,11],[3,12,3,13],[3,14,3,15]]}
[]
["4A7V80_36",18.2]
["Evaporator Air \n",null,"Condenser  Entering Air Temperature ˚F"]
[80,"°F DB",85,null,90,null,95,null,100,null,105,null,110,null,115]
["CFM","EWB†\n˚F","Capacity Mbtuh",null,"Capacity Mbtuh",null,"Capacity Mbtuh",null,"Capacity Mbtuh",null,"Capacity Mbtuh",null,"Capacity Mbtuh",null,"Capacity Mbtuh"]
[null,null,"Total","Sens.","Total","Sens.","Total","Sens.","Total","Sens.","Total","Sens.","Total","Sens.","Total","Sens."]
[null,null,null,null,null,null,null,null,null,null,null,null,null,null,null,null,null,"Total Factors",null,null,null,null,null,null,"Sens. %",null,null,null,null,null,null,"IDB Adj",null,null,null,null,null,null,"Sens Calc"]
[1050,71,{"$f":"R8*$B$2","v":20.240853932584265},{"$f":"IF(AM8>C8,C8,AM8)","v":11.52325842696629},{"$f":"S8*$B$2","v":19.789943820224718},{"$f":"IF(AN8>E8,E8,AN8)","v":11.349801310121695},{"$f":"T8*$B$2","v":19.339033707865166},{"$f":"IF(AO8>G8,G8,AO8)","v":11.172550561797751},{"$f":"U8*$B$2","v":18.863073033707867},{"$f":"IF(AP8>I8,I8,AP8)","v":11.025474310687141},{"$f":"V8*$B$2","v":18.38711235955056},{"$f":"IF(AQ8>K8,K8,AQ8)","v":10.871943820224717},{"$f":"W8*$B$2","v":17.936202247191012},{"$f":"IF(AR8>M8,M8,AR8)","v":10.724639874933626},{"$f":"X8*$B$2","v":17.485292134831457},{"$f":"IF(AS8>O8,O8,AS8)","v":10.571337078651684},null,1.112134831460674,1.0873595505617977,1.0625842696629213,1.0364325842696631,1.0102808988764045,0.98550561797752811,0.96073033707865163,0.56930693069306937,0.57351356897347761,0.57772020725388595,0.58450043060241974,0.59128065395095364,0.59793259058579196,0.60458452722063039,1.0208333333333335,1.015625,1.0104166666666667,1.015625,1.0208333333333333,1.0208333333333335,1.0208333333333335,{"$f":"Y8*C8+($A$4-80)*AF8*$A$8/1000","v":11.52325842696629},{"$f":"Z8*E8+($A$4-80)*AG8*$A$8/1000","v":11.349801310121695},{"$f":"AA8*G8+($A$4-80)*AH8*$A$8/1000","v":11.172550561797751},{"$f":"AB8*I8+($A$4-80)*AI8*$A$8/1000","v":11.025474310687141},{"$f":"AC8*K8+($A$4-80)*AJ8*$A$8/1000","v":10.871943820224717},{"$f":"AD8*M8+($A$4-80)*AK8*$A$8/1000","v":10.724639874933626},{"$f":"AE8*O8+($A$4-80)*AL8*$A$8/1000","v":10.571337078651684}]
[null,67,{"$f":"R9*$B$2","v":18.687719101123594},14.028314606741572,18.261859550561795,{"$f":"IF(AN9>E9,E9,AN9)","v":13.856406663908473},17.835999999999999,{"$f":"IF(AO9>G9,G9,AO9)","v":13.677606741573033},17.410140449438199,{"$f":"IF(AP9>I9,I9,AP9)","v":13.531723087460461},16.984280898876403,{"$f":"IF(AQ9>K9,K9,AQ9)","v":13.376999999999999},16.558421348314607,{"$f":"IF(AR9>M9,M9,AR9)","v":13.231583024045548},16.13256179775281,{"$f":"IF(AS9>O9,O9,AS9)","v":13.076393258426966},null,1.0267977528089887,1.0033988764044943,0.97999999999999987,0.95660112359550553,0.93320224719101119,0.90980337078651685,0.88640449438202251,0.75067024128686333,0.75876208693556646,0.7668539325842697,0.77723227602664813,0.78761061946902655,0.79908481284010335,0.81055900621118004,1.0208333333333335,1.015625,1.0104166666666665,1.0104166666666665,1.0104166666666665,1.015625,1.0208333333333335,{"$f":"Y9*C9+($A$4-80)*AF9*$A$8/1000","v":14.028314606741572},{"$f":"Z9*E9+($A$4-80)*AG9*$A$8/1000","v":13.856406663908473},{"$f":"AA9*G9+($A$4-80)*AH9*$A$8/1000","v":13.677606741573033},{"$f":"AB9*I9+($A$4-80)*AI9*$A$8/1000","v":13.531723087460461},{"$f":"AC9*K9+($A$4-80)*AJ9*$A$8/1000","v":13.376999999999999},{"$f":"AD9*M9+($A$4-80)*AK9*$A$8/1000","v":13.231583024045548},{"$f":"AE9*O9+($A$4-80)*AL9*$A$8/1000","v":13.076393258426966}]
[null,63,17.485292134831457,16.583471910112358,17.084483146067409,16.438690065359133,16.683674157303368,16.282865168539324,16.28286516853932,16.087275196544855,15.88205617977528,15.88205617977528,15.481247191011235,15.481247191011235,15.080438202247191,15.080438202247191,null,0.96073033707865163,0.9387078651685391,0.91668539325842679,0.89466292134831438,0.87264044943820218,0.85061797752808987,0.82859550561797757,0.94842406876790841,0.96220002237194224,0.97597597597597607,0.98798798798798804,1,1,1,1.010416666666667,1.0156250000000002,1.0208333333333335,1.0104166666666665,0.99999999999999978,0.953125,0.90625000000000022,16.583471910112358,{"$f":"Z10*E10+($A$4-80)*AG10*$A$8/1000","v":16.438690065359133},{"$f":"AA10*G10+($A$4-80)*AH10*$A$8/1000","v":16.282865168539324},16.087275196544855,15.88205617977528,15.481247191011235,15.080438202247191]
[null,59,16.683674157303368,16.683674157303368,16.28286516853932,16.28286516853932,15.88205617977528,15.88205617977528,15.506297752808988,15.506297752808988,15.130539325842696,15.130539325842696,14.754780898876403,14.754780898876403,14.379022471910108,14.379022471910108,null,0.91668539325842679,0.89466292134831438,0.87264044943820218,0.85199438202247191,0.83134831460674152,0.81070224719101114,0.79005617977528075,1,1,1,1,1,1,1,0.46874999999999961,0.42187499999999967,0.37499999999999978,0.33333333333333326,0.29166666666666674,0.25000000000000006,0.20833333333333334,16.683674157303368,{"$f":"Z11*E11+($A$4-80)*AG11*$A$8/1000","v":16.28286516853932},{"$f":"AA11*G11+($A$4-80)*AH11*$A$8/1000","v":15.88205617977528},{"$f":"AB11*I11+($A$4-80)*AI11*$A$8/1000","v":15.506297752808988},15.130539325842696,14.754780898876403,14.379022471910108]
[1200,71,20.653932584269661,11.758426966292134,20.193820224719101,11.581429908287445,19.73370786516854,11.400561797752808,19.248033707865169,11.250483990497081,18.762359550561797,11.093820224719099,18.302247191011233,10.94351007646288,17.842134831460672,10.787078651685393,null,1.1348314606741572,1.1095505617977528,1.0842696629213484,1.0575842696629214,1.0308988764044944,1.0056179775280898,0.98033707865168529,0.56930693069306937,0.57351356897347761,0.57772020725388595,0.58450043060241974,0.59128065395095364,0.59793259058579196,0.60458452722063039,1.0208333333333335,1.015625,1.0104166666666667,1.015625,1.0208333333333333,1.0208333333333335,1.0208333333333335,{"$f":"Y12*C12+($A$4-80)*AF12*$A$12/1000","v":11.758426966292134},{"$f":"Z12*E12+($A$4-80)*AG12*$A$12/1000","v":11.581429908287445},{"$f":"AA12*G12+($A$4-80)*AH12*$A$12/1000","v":11.400561797752808},{"$f":"AB12*I12+($A$4-80)*AI12*$A$12/1000","v":11.250483990497081},{"$f":"AC12*K12+($A$4-80)*AJ12*$A$12/1000","v":11.093820224719099},{"$f":"AD12*M12+($A$4-80)*AK12*$A$12/1000","v":10.94351007646288},{"$f":"AE12*O12+($A$4-80)*AL12*$A$12/1000","v":10.787078651685393}]
[null,67,19.069101123595505,14.314606741573035,18.634550561797752,14.139190473375995,18.2,13.956741573033709,17.765449438202246,13.807880701490269,17.330898876404493,13.649999999999999,16.896348314606737,13.501615330658719,16.461797752808987,13.34325842696629,null,1.047752808988764,1.023876404494382,1,0.97612359550561789,0.95224719101123589,0.92837078651685379,0.9044943820224719,0.75067024128686333,0.75876208693556646,0.7668539325842697,0.77723227602664813,0.78761061946902655,0.79908481284010335,0.81055900621118004,1.0208333333333335,1.015625,1.0104166666666665,1.0104166666666665,1.0104166666666665,1.015625,1.0208333333333335,{"$f":"Y13*C13+($A$4-80)*AF13*$A$12/1000","v":14.314606741573035},{"$f":"Z13*E13+($A$4-80)*AG13*$A$12/1000","v":14.139190473375995},{"$f":"AA13*G13+($A$4-80)*AH13*$A$12/1000","v":13.956741573033709},{"$f":"AB13*I13+($A$4-80)*AI13*$A$12/1000","v":13.807880701490269},{"$f":"AC13*K13+($A$4-80)*AJ13*$A$12/1000","v":13.649999999999999},{"$f":"AD13*M13+($A$4-80)*AK13*$A$12/1000","v":13.501615330658719},{"$f":"AE13*O13+($A$4-80)*AL13*$A$12/1000","v":13.34325842696629}]
[null,63,17.842134831460672,16.921910112359551,17.433146067415727,16.774173536080749,17.024157303370785,16.615168539325843,16.61516853932584,16.415586935249856,16.206179775280898,16.206179775280898,15.797191011235954,15.797191011235954,15.38820224719101,15.38820224719101,null,0.98033707865168529,0.95786516853932568,0.93539325842696619,0.9129213483146067,0.89044943820224709,0.8679775280898876,0.8455056179775281,0.94842406876790841,0.96220002237194224,0.97597597597597607,0.98798798798798804,1,1,1,1.010416666666667,1.0156250000000002,1.0208333333333335,1.0104166666666665,0.99999999999999978,0.953125,0.90625000000000022,16.921910112359551,{"$f":"Z14*E14+($A$4-80)*AG14*$A$12/1000","v":16.774173536080749},{"$f":"AA14*G14+($A$4-80)*AH14*$A$12/1000","v":16.615168539325843},16.415586935249856,16.206179775280898,15.797191011235954,15.38820224719101]
[null,59,17.024157303370785,17.024157303370785,16.61516853932584,16.61516853932584,16.206179775280898,16.206179775280898,15.822752808988763,15.822752808988763,15.439325842696627,15.439325842696627,15.055898876404493,15.055898876404493,14.672471910112357,14.672471910112357,null,0.93539325842696619,0.9129213483146067,0.89044943820224709,0.8693820224719101,0.848314606741573,0.82724719101123589,0.80617977528089879,1,1,1,1,1,1,1,0.46874999999999961,0.42187499999999967,0.37499999999999978,0.33333333333333326,0.29166666666666674,0.25000000000000006,0.20833333333333334,17.024157303370785,{"$f":"Z15*E15+($A$4-80)*AG15*$A$12/1000","v":16.61516853932584},{"$f":"AA15*G15+($A$4-80)*AH15*$A$12/1000","v":16.206179775280898},15.822752808988763,15.439325842696627,15.055898876404493,14.672471910112357]
[1350,71,21.067011235955054,11.993595505617977,20.59769662921348,11.813058506453192,20.128382022471911,11.628573033707864,19.632994382022474,11.475493670307024,19.137606741573034,11.315696629213482,18.668292134831461,11.16238027799214,18.198977528089888,11.002820224719102,null,1.1575280898876403,1.1317415730337077,1.1059550561797753,1.0787359550561799,1.0515168539325843,1.0257303370786517,0.99994382022471906,0.56930693069306937,0.57351356897347761,0.57772020725388595,0.58450043060241974,0.59128065395095364,0.59793259058579196,0.60458452722063039,1.0208333333333335,1.015625,1.0104166666666667,1.015625,1.0208333333333333,1.0208333333333335,1.0208333333333335,{"$f":"Y16*C16+($A$4-80)*AF16*$A$16/1000","v":11.993595505617977},{"$f":"Z16*E16+($A$4-80)*AG16*$A$16/1000","v":11.813058506453192},{"$f":"AA16*G16+($A$4-80)*AH16*$A$16/1000","v":11.628573033707864},{"$f":"AB16*I16+($A$4-80)*AI16*$A$16/1000","v":11.475493670307024},{"$f":"AC16*K16+($A$4-80)*AJ16*$A$16/1000","v":11.315696629213482},{"$f":"AD16*M16+($A$4-80)*AK16*$A$16/1000","v":11.16238027799214},{"$f":"AE16*O16+($A$4-80)*AL16*$A$16/1000","v":11.002820224719102}]
[null,67,19.450483146067416,14.600898876404496,19.007241573033706,14.421974282843514,18.564,14.235876404494382,18.12075842696629,14.084038315520074,17.67751685393258,13.922999999999996,17.234275280898874,13.771647637271897,16.791033707865168,13.610123595505616,null,1.0687078651685393,1.0443539325842697,1.02,0.99564606741573025,0.97129213483146049,0.94693820224719094,0.9225842696629214,0.75067024128686333,0.75876208693556646,0.7668539325842697,0.77723227602664813,0.78761061946902655,0.79908481284010335,0.81055900621118004,1.0208333333333335,1.015625,1.0104166666666665,1.0104166666666665,1.0104166666666665,1.015625,1.0208333333333335,{"$f":"Y17*C17+($A$4-80)*AF17*$A$16/1000","v":14.600898876404496},{"$f":"Z17*E17+($A$4-80)*AG17*$A$16/1000","v":14.421974282843514},{"$f":"AA17*G17+($A$4-80)*AH17*$A$16/1000","v":14.235876404494382},{"$f":"AB17*I17+($A$4-80)*AI17*$A$16/1000","v":14.084038315520074},{"$f":"AC17*K17+($A$4-80)*AJ17*$A$16/1000","v":13.922999999999996},{"$f":"AD17*M17+($A$4-80)*AK17*$A$16/1000","v":13.771647637271897},{"$f":"AE17*O17+($A$4-80)*AL17*$A$16/1000","v":13.610123595505616}]
[null,63,18.198977528089888,17.260348314606745,17.781808988764041,17.109657006802365,17.364640449438202,16.947471910112363,16.947471910112363,16.743898673954856,16.530303370786516,16.530303370786516,16.113134831460673,16.113134831460673,15.69596629213483,15.69596629213483,null,0.99994382022471906,0.97702247191011227,0.95410112359550558,0.93117977528089901,0.90825842696629222,0.88533707865168543,0.86241573033707863,0.94842406876790841,0.96220002237194224,0.97597597597597607,0.98798798798798804,1,1,1,1.010416666666667,1.0156250000000002,1.0208333333333335,1.0104166666666665,0.99999999999999978,0.953125,0.90625000000000022,17.260348314606745,{"$f":"Z18*E18+($A$4-80)*AG18*$A$16/1000","v":17.109657006802365},{"$f":"AA18*G18+($A$4-80)*AH18*$A$16/1000","v":16.947471910112363},16.743898673954856,16.530303370786516,16.113134831460673,15.69596629213483]
[null,59,17.364640449438202,17.364640449438202,16.947471910112363,16.947471910112363,16.530303370786516,16.530303370786516,16.13920786516854,16.13920786516854,15.748112359550561,15.748112359550561,15.357016853932583,15.357016853932583,14.965921348314605,14.965921348314605,null,0.95410112359550558,0.93117977528089901,0.90825842696629222,0.8867696629213484,0.86528089887640447,0.84379213483146065,0.82230337078651683,1,1,1,1,1,1,1,0.46874999999999961,0.42187499999999967,0.37499999999999978,0.33333333333333326,0.29166666666666674,0.25000000000000006,0.20833333333333334,17.364640449438202,{"$f":"Z19*E19+($A$4-80)*AG19*$A$16/1000","v":16.947471910112363},{"$f":"AA19*G19+($A$4-80)*AH19*$A$16/1000","v":16.530303370786516},16.13920786516854,15.748112359550561,15.357016853932583,14.965921348314605]

{"sheet":"4A7V80_37","index":42,"n_rows":19,"n_cols":45,"rows_kept":19,"cut":false,"hidden":true,"merged":[[130,0,133,0],[120,12,121,12],[120,13,121,13],[120,14,121,14],[120,15,121,15],[122,0,125,0],[126,0,129,0],[119,12,119,13],[119,14,119,15],[120,4,121,4],[120,5,121,5],[120,6,121,6],[120,7,121,7],[120,8,121,8],[120,9,121,9],[120,10,121,10],[120,11,121,11],[119,0,121,0],[119,1,121,1],[119,4,119,5],[119,6,119,7],[119,8,119,9],[119,10,119,11],[111,0,114,0],[117,0,118,1],[117,4,117,15],[118,4,118,5],[118,6,118,7],[118,8,118,9],[118,10,118,11],[118,12,118,13],[118,14,118,15],[101,12,102,12],[101,13,102,13],[101,14,102,14],[101,15,102,15],[103,0,106,0],[107,0,110,0],[100,12,100,13],[100,14,100,15],[101,4,102,4],[101,5,102,5],[101,6,102,6],[101,7,102,7],[101,8,102,8],[101,9,102,9],[101,10,102,10],[101,11,102,11],[100,0,102,0],[100,1,102,1],[100,4,100,5],[100,6,100,7],[100,8,100,9],[100,10,100,11],[92,0,95,0],[98,0,99,1],[98,4,98,15],[99,4,99,5],[99,6,99,7],[99,8,99,9],[99,10,99,11],[99,12,99,13],[99,14,99,15],[82,12,83,12],[82,13,83,13],[82,14,83,14],[82,15,83,15],[84,0,87,0],[88,0,91,0],[81,12,81,13],[81,14,81,15],[82,4,83,4],[82,5,83,5],[82,6,83,6],[82,7,83,7],[82,8,83,8],[82,9,83,9],[82,10,83,10],[82,11,83,11],[81,0,83,0],[81,1,83,1],[81,4,81,5],[81,6,81,7],[81,8,81,9],[81,10,81,11],[73,0,76,0],[79,0,80,1],[79,4,79,15],[80,4,80,5],[80,6,80,7],[80,8,80,9],[80,10,80,11],[80,12,80,13],[80,14,80,15],[63,12,64,12],[63,13,64,13],[63,14,64,14],[63,15,64,15],[65,0,68,0],[69,0,72,0],[62,12,62,13],[62,14,62,15],[63,4,64,4],[63,5,64,5],[63,6,64,6],[63,7,64,7],[63,8,64,8],[63,9,64,9],[63,10,64,10],[63,11,64,11],[62,0,64,0],[62,1,64,1],[62,4,62,5],[62,6,62,7],[62,8,62,9],[62,10,62,11],[54,0,57,0],[60,0,61,1],[60,4,60,15],[61,4,61,5],[61,6,61,7],[61,8,61,9],[61,10,61,11],[61,12,61,13],[61,14,61,15],[44,12,45,12],[44,13,45,13],[44,14,45,14],[44,15,45,15],[46,0,49,0],[50,0,53,0],[43,12,43,13],[43,14,43,15],[44,4,45,4],[44,5,45,5],[44,6,45,6],[44,7,45,7],[44,8,45,8],[44,9,45,9],[44,10,45,10],[44,11,45,11],[43,0,45,0],[43,1,45,1],[43,4,43,5],[43,6,43,7],[43,8,43,9],[43,10,43,11],[35,0,38,0],[41,0,42,1],[41,4,41,15],[42,4,42,5],[42,6,42,7],[42,8,42,9],[42,10,42,11],[42,12,42,13],[42,14,42,15],[25,12,26,12],[25,13,26,13],[25,14,26,14],[25,15,26,15],[27,0,30,0],[31,0,34,0],[24,12,24,13],[24,14,24,15],[25,4,26,4],[25,5,26,5],[25,6,26,6],[25,7,26,7],[25,8,26,8],[25,9,26,9],[25,10,26,10],[25,11,26,11],[24,0,26,0],[24,1,26,1],[24,4,24,5],[24,6,24,7],[24,8,24,9],[24,10,24,11],[7,0,10,0],[11,0,14,0],[15,0,18,0],[22,4,22,15],[23,4,23,5],[23,6,23,7],[23,8,23,9],[23,10,23,11],[23,12,23,13],[23,14,23,15],[5,10,6,10],[5,11,6,11],[5,12,6,12],[5,13,6,13],[5,14,6,14],[5,15,6,15],[4,10,4,11],[4,12,4,13],[4,14,4,15],[5,2,6,2],[5,3,6,3],[5,4,6,4],[5,5,6,5],[5,6,6,6],[5,7,6,7],[5,8,6,8],[4,0,6,0],[4,1,6,1],[4,2,4,3],[4,4,4,5],[4,6,4,7],[4,8,4,9],[5,9,6,9],[2,0,2,1],[2,2,2,15],[3,2,3,3],[3,4,3,5],[3,6,3,7],[3,8,3,9],[3,10,3,11],[3,12,3,13],[3,14,3,15]]}
[]
["4A7V80_37",18.2]
["Evaporator Air \n",null,"Condenser  Entering Air Temperature ˚F"]
[80,"°F DB",85,null,90,null,95,null,100,null,105,null,110,null,115]
["CFM","EWB†\n˚F","Capacity Mbtuh",null,"Capacity Mbtuh",null,"Capacity Mbtuh",null,"Capacity Mbtuh",null,"Capacity Mbtuh",null,"Capacity Mbtuh",null,"Capacity Mbtuh"]
[null,null,"Total","Sens.","Total","Sens.","Total","Sens.","Total","Sens.","Total","Sens.","Total","Sens.","Total","Sens."]
[null,null,null,null,null,null,null,null,null,null,null,null,null,null,null,null,null,"Total Factors",null,null,null,null,null,null,"Sens. %",null,null,null,null,null,null,"IDB Adj",null,null,null,null,null,null,"Sens Calc"]
[1050,71,{"$f":"R8*$B$2","v":20.850535211267609},{"$f":"IF(AM8>C8,C8,AM8)","v":11.656202816901409},{"$f":"S8*$B$2","v":20.122022535211268},{"$f":"IF(AN8>E8,E8,AN8)","v":11.410853668275962},{"$f":"T8*$B$2","v":19.393509859154928},{"$f":"IF(AO8>G8,G8,AO8)","v":11.153780281690139},{"$f":"U8*$B$2","v":18.639876056338032},{"$f":"IF(AP8>I8,I8,AP8)","v":10.91024706703281},{"$f":"V8*$B$2","v":17.886242253521125},{"$f":"IF(AQ8>K8,K8,AQ8)","v":10.651357746478872},{"$f":"W8*$B$2","v":17.157729577464789},{"$f":"IF(AR8>M8,M8,AR8)","v":10.434479462307985},{"$f":"X8*$B$2","v":16.429216901408452},{"$f":"IF(AS8>O8,O8,AS8)","v":10.199177464788734},null,1.1456338028169015,1.1056056338028171,1.0655774647887324,1.0241690140845072,0.98276056338028162,0.94273239436619716,0.9027042253521127,0.55903614457831319,0.56708283912853474,0.57512953367875641,0.58531757582814226,0.5955056179775281,0.60815036250558363,0.62079510703363916,1,1,1,1,1,1.0052083333333335,1.0104166666666667,{"$f":"Y8*C8+($A$4-80)*AF8*$A$8/1000","v":11.656202816901409},{"$f":"Z8*E8+($A$4-80)*AG8*$A$8/1000","v":11.410853668275962},{"$f":"AA8*G8+($A$4-80)*AH8*$A$8/1000","v":11.153780281690139},{"$f":"AB8*I8+($A$4-80)*AI8*$A$8/1000","v":10.91024706703281},{"$f":"AC8*K8+($A$4-80)*AJ8*$A$8/1000","v":10.651357746478872},{"$f":"AD8*M8+($A$4-80)*AK8*$A$8/1000","v":10.434479462307985},{"$f":"AE8*O8+($A$4-80)*AL8*$A$8/1000","v":10.199177464788734}]
[null,67,{"$f":"R9*$B$2","v":19.192540845070422},14.118073239436619,18.514270422535212,{"$f":"IF(AN9>E9,E9,AN9)","v":13.876282533300238},17.835999999999999,{"$f":"IF(AO9>G9,G9,AO9)","v":13.615650704225352},17.182850704225352,{"$f":"IF(AP9>I9,I9,AP9)","v":13.400328481262161},16.529701408450702,{"$f":"IF(AQ9>K9,K9,AQ9)","v":13.163470422535211},15.85143098591549,{"$f":"IF(AR9>M9,M9,AR9)","v":12.925174950733},15.17316056338028,{"$f":"IF(AS9>O9,O9,AS9)","v":12.661047887323944},null,1.0545352112676056,1.0172676056338028,0.98,0.94411267605633797,0.90822535211267597,0.87095774647887314,0.83369014084507043,0.73560209424083767,0.7494911879654893,0.76338028169014094,0.77986643263838351,0.79635258358662619,0.81539483483967068,0.83443708609271527,1.0000000000000002,1.0000000000000002,1.0000000000000002,1,0.99999999999999978,0.99999999999999989,1,{"$f":"Y9*C9+($A$4-80)*AF9*$A$8/1000","v":14.118073239436619},{"$f":"Z9*E9+($A$4-80)*AG9*$A$8/1000","v":13.876282533300238},{"$f":"AA9*G9+($A$4-80)*AH9*$A$8/1000","v":13.615650704225352},{"$f":"AB9*I9+($A$4-80)*AI9*$A$8/1000","v":13.400328481262161},{"$f":"AC9*K9+($A$4-80)*AJ9*$A$8/1000","v":13.163470422535211},{"$f":"AD9*M9+($A$4-80)*AK9*$A$8/1000","v":12.925174950733},{"$f":"AE9*O9+($A$4-80)*AL9*$A$8/1000","v":12.661047887323944}]
[null,63,17.986726760563378,16.730670422535212,17.358698591549292,16.46589354839929,16.730670422535209,16.178005633802819,16.077521126760562,15.811976483525779,15.424371830985914,15.424371830985914,14.796343661971829,14.796343661971829,14.168315492957747,14.168315492957747,null,0.98828169014084499,0.9537746478873238,0.91926760563380261,0.88338028169014071,0.84749295774647881,0.81298591549295762,0.77847887323943665,0.93016759776536317,0.94856728236616517,0.96696696696696716,0.98348348348348358,1,1,1,0.99999999999999978,1,1.0000000000000002,0.97395833333333326,0.94791666666666641,0.86979166666666641,0.79166666666666641,16.730670422535212,{"$f":"Z10*E10+($A$4-80)*AG10*$A$8/1000","v":16.46589354839929},{"$f":"AA10*G10+($A$4-80)*AH10*$A$8/1000","v":16.178005633802819},15.811976483525779,15.424371830985914,14.796343661971829,14.168315492957747]
[null,59,17.132608450704225,17.132608450704225,16.529701408450702,16.529701408450702,15.926794366197182,15.926794366197182,15.323887323943662,15.323887323943662,14.720980281690139,14.720980281690139,14.118073239436617,14.118073239436617,13.515166197183097,13.515166197183097,null,0.94135211267605634,0.90822535211267597,0.8750985915492957,0.84197183098591555,0.80884507042253517,0.7757183098591548,0.74259154929577464,1,1,1,1,1,1,1,0.53125000000000011,0.46354166666666674,0.39583333333333343,0.32812500000000006,0.26041666666666669,0.18749999999999989,0.11458333333333312,17.132608450704225,{"$f":"Z11*E11+($A$4-80)*AG11*$A$8/1000","v":16.529701408450702},{"$f":"AA11*G11+($A$4-80)*AH11*$A$8/1000","v":15.926794366197182},{"$f":"AB11*I11+($A$4-80)*AI11*$A$8/1000","v":15.323887323943662},14.720980281690139,14.118073239436617,13.515166197183097]
[1200,71,21.27605633802817,11.894084507042253,20.532676056338023,11.643728232934652,19.78929577464789,11.381408450704226,19.020281690140845,11.13290517044164,18.251267605633803,10.868732394366198,17.507887323943663,10.647428022763251,16.764507042253523,10.407323943661973,null,1.1690140845070423,1.1281690140845069,1.0873239436619719,1.0450704225352112,1.0028169014084507,0.96197183098591565,0.92112676056338039,0.55903614457831319,0.56708283912853474,0.57512953367875641,0.58531757582814226,0.5955056179775281,0.60815036250558363,0.62079510703363916,1,1,1,1,1,1.0052083333333335,1.0104166666666667,{"$f":"Y12*C12+($A$4-80)*AF12*$A$12/1000","v":11.894084507042253},{"$f":"Z12*E12+($A$4-80)*AG12*$A$12/1000","v":11.643728232934652},{"$f":"AA12*G12+($A$4-80)*AH12*$A$12/1000","v":11.381408450704226},{"$f":"AB12*I12+($A$4-80)*AI12*$A$12/1000","v":11.13290517044164},{"$f":"AC12*K12+($A$4-80)*AJ12*$A$12/1000","v":10.868732394366198},{"$f":"AD12*M12+($A$4-80)*AK12*$A$12/1000","v":10.647428022763251},{"$f":"AE12*O12+($A$4-80)*AL12*$A$12/1000","v":10.407323943661973}]
[null,67,19.584225352112679,14.406197183098593,18.892112676056335,14.159471972755343,18.2,13.893521126760564,17.533521126760565,13.673804572716492,16.867042253521127,13.43211267605634,16.174929577464788,13.188954031360204,15.48281690140845,12.91943661971831,null,1.0760563380281691,1.0380281690140845,1,0.96338028169014089,0.92676056338028168,0.88873239436619711,0.85070422535211265,0.73560209424083767,0.7494911879654893,0.76338028169014094,0.77986643263838351,0.79635258358662619,0.81539483483967068,0.83443708609271527,1.0000000000000002,1.0000000000000002,1.0000000000000002,1,0.99999999999999978,0.99999999999999989,1,{"$f":"Y13*C13+($A$4-80)*AF13*$A$12/1000","v":14.406197183098593},{"$f":"Z13*E13+($A$4-80)*AG13*$A$12/1000","v":14.159471972755343},{"$f":"AA13*G13+($A$4-80)*AH13*$A$12/1000","v":13.893521126760564},{"$f":"AB13*I13+($A$4-80)*AI13*$A$12/1000","v":13.673804572716492},{"$f":"AC13*K13+($A$4-80)*AJ13*$A$12/1000","v":13.43211267605634},{"$f":"AD13*M13+($A$4-80)*AK13*$A$12/1000","v":13.188954031360204},{"$f":"AE13*O13+($A$4-80)*AL13*$A$12/1000","v":12.91943661971831}]
[null,63,18.353802816901407,17.072112676056339,17.712957746478871,16.801932192244177,17.072112676056335,16.508169014084508,16.405633802816901,16.134669881148756,15.739154929577463,15.739154929577463,15.098309859154929,15.098309859154929,14.457464788732393,14.457464788732393,null,1.0084507042253521,0.97323943661971823,0.93802816901408448,0.90140845070422537,0.86478873239436616,0.8295774647887324,0.79436619718309853,0.93016759776536317,0.94856728236616517,0.96696696696696716,0.98348348348348358,1,1,1,0.99999999999999978,1,1.0000000000000002,0.97395833333333326,0.94791666666666641,0.86979166666666641,0.79166666666666641,17.072112676056339,{"$f":"Z14*E14+($A$4-80)*AG14*$A$12/1000","v":16.801932192244177},{"$f":"AA14*G14+($A$4-80)*AH14*$A$12/1000","v":16.508169014084508},16.134669881148756,15.739154929577463,15.098309859154929,14.457464788732393]
[null,59,17.482253521126761,17.482253521126761,16.867042253521127,16.867042253521127,16.251830985915493,16.251830985915493,15.636619718309857,15.636619718309857,15.021408450704225,15.021408450704225,14.406197183098593,14.406197183098593,13.790985915492957,13.790985915492957,null,0.96056338028169019,0.92676056338028168,0.89295774647887327,0.85915492957746475,0.82535211267605635,0.79154929577464794,0.75774647887323943,1,1,1,1,1,1,1,0.53125000000000011,0.46354166666666674,0.39583333333333343,0.32812500000000006,0.26041666666666669,0.18749999999999989,0.11458333333333312,17.482253521126761,{"$f":"Z15*E15+($A$4-80)*AG15*$A$12/1000","v":16.867042253521127},{"$f":"AA15*G15+($A$4-80)*AH15*$A$12/1000","v":16.251830985915493},15.636619718309857,15.021408450704225,14.406197183098593,13.790985915492957]
[1350,71,21.701577464788731,12.131966197183097,20.943329577464787,11.876602797593348,20.185081690140844,11.609036619718308,19.400687323943661,11.355563273850471,18.616292957746481,11.086107042253522,17.858045070422538,10.860376583218518,17.099797183098595,10.615470422535214,null,1.192394366197183,1.1507323943661971,1.1090704225352113,1.0659718309859154,1.0228732394366198,0.98121126760563393,0.93954929577464807,0.55903614457831319,0.56708283912853474,0.57512953367875641,0.58531757582814226,0.5955056179775281,0.60815036250558363,0.62079510703363916,1,1,1,1,1,1.0052083333333335,1.0104166666666667,{"$f":"Y16*C16+($A$4-80)*AF16*$A$16/1000","v":12.131966197183097},{"$f":"Z16*E16+($A$4-80)*AG16*$A$16/1000","v":11.876602797593348},{"$f":"AA16*G16+($A$4-80)*AH16*$A$16/1000","v":11.609036619718308},{"$f":"AB16*I16+($A$4-80)*AI16*$A$16/1000","v":11.355563273850471},{"$f":"AC16*K16+($A$4-80)*AJ16*$A$16/1000","v":11.086107042253522},{"$f":"AD16*M16+($A$4-80)*AK16*$A$16/1000","v":10.860376583218518},{"$f":"AE16*O16+($A$4-80)*AL16*$A$16/1000","v":10.615470422535214}]
[null,67,19.975909859154932,14.694321126760565,19.269954929577466,14.442661412210452,18.564,14.171391549295777,17.884191549295775,13.947280664170821,17.204383098591549,13.700754929577466,16.498428169014083,13.452733111987408,15.792473239436617,13.177825352112675,null,1.0975774647887326,1.0587887323943663,1.02,0.9826478873239437,0.94529577464788728,0.90650704225352108,0.86771830985915488,0.73560209424083767,0.7494911879654893,0.76338028169014094,0.77986643263838351,0.79635258358662619,0.81539483483967068,0.83443708609271527,1.0000000000000002,1.0000000000000002,1.0000000000000002,1,0.99999999999999978,0.99999999999999989,1,{"$f":"Y17*C17+($A$4-80)*AF17*$A$16/1000","v":14.694321126760565},{"$f":"Z17*E17+($A$4-80)*AG17*$A$16/1000","v":14.442661412210452},{"$f":"AA17*G17+($A$4-80)*AH17*$A$16/1000","v":14.171391549295777},{"$f":"AB17*I17+($A$4-80)*AI17*$A$16/1000","v":13.947280664170821},{"$f":"AC17*K17+($A$4-80)*AJ17*$A$16/1000","v":13.700754929577466},{"$f":"AD17*M17+($A$4-80)*AK17*$A$16/1000","v":13.452733111987408},{"$f":"AE17*O17+($A$4-80)*AL17*$A$16/1000","v":13.177825352112675}]
[null,63,18.720878873239435,17.413554929577465,18.06721690140845,17.13797083608906,17.413554929577465,16.838332394366201,16.73374647887324,16.45736327877173,16.053938028169014,16.053938028169014,15.400276056338027,15.400276056338027,14.746614084507041,14.746614084507041,null,1.0286197183098591,0.99270422535211267,0.95678873239436624,0.91943661971830992,0.8820845070422535,0.84616901408450707,0.81025352112676052,0.93016759776536317,0.94856728236616517,0.96696696696696716,0.98348348348348358,1,1,1,0.99999999999999978,1,1.0000000000000002,0.97395833333333326,0.94791666666666641,0.86979166666666641,0.79166666666666641,17.413554929577465,{"$f":"Z18*E18+($A$4-80)*AG18*$A$16/1000","v":17.13797083608906},{"$f":"AA18*G18+($A$4-80)*AH18*$A$16/1000","v":16.838332394366201},16.45736327877173,16.053938028169014,15.400276056338027,14.746614084507041]
[null,59,17.831898591549297,17.831898591549297,17.204383098591553,17.204383098591553,16.576867605633804,16.576867605633804,15.949352112676058,15.949352112676058,15.32183661971831,15.32183661971831,14.694321126760563,14.694321126760563,14.066805633802817,14.066805633802817,null,0.97977464788732405,0.9452957746478875,0.91081690140845084,0.87633802816901418,0.84185915492957752,0.80738028169014087,0.77290140845070421,1,1,1,1,1,1,1,0.53125000000000011,0.46354166666666674,0.39583333333333343,0.32812500000000006,0.26041666666666669,0.18749999999999989,0.11458333333333312,17.831898591549297,{"$f":"Z19*E19+($A$4-80)*AG19*$A$16/1000","v":17.204383098591553},{"$f":"AA19*G19+($A$4-80)*AH19*$A$16/1000","v":16.576867605633804},15.949352112676058,15.32183661971831,14.694321126760563,14.066805633802817]

{"sheet":"4A7V80_48","index":43,"n_rows":19,"n_cols":45,"rows_kept":19,"cut":false,"hidden":true,"merged":[[130,0,133,0],[120,12,121,12],[120,13,121,13],[120,14,121,14],[120,15,121,15],[122,0,125,0],[126,0,129,0],[119,12,119,13],[119,14,119,15],[120,4,121,4],[120,5,121,5],[120,6,121,6],[120,7,121,7],[120,8,121,8],[120,9,121,9],[120,10,121,10],[120,11,121,11],[119,0,121,0],[119,1,121,1],[119,4,119,5],[119,6,119,7],[119,8,119,9],[119,10,119,11],[111,0,114,0],[117,0,118,1],[117,4,117,15],[118,4,118,5],[118,6,118,7],[118,8,118,9],[118,10,118,11],[118,12,118,13],[118,14,118,15],[101,12,102,12],[101,13,102,13],[101,14,102,14],[101,15,102,15],[103,0,106,0],[107,0,110,0],[100,12,100,13],[100,14,100,15],[101,4,102,4],[101,5,102,5],[101,6,102,6],[101,7,102,7],[101,8,102,8],[101,9,102,9],[101,10,102,10],[101,11,102,11],[100,0,102,0],[100,1,102,1],[100,4,100,5],[100,6,100,7],[100,8,100,9],[100,10,100,11],[92,0,95,0],[98,0,99,1],[98,4,98,15],[99,4,99,5],[99,6,99,7],[99,8,99,9],[99,10,99,11],[99,12,99,13],[99,14,99,15],[82,12,83,12],[82,13,83,13],[82,14,83,14],[82,15,83,15],[84,0,87,0],[88,0,91,0],[81,12,81,13],[81,14,81,15],[82,4,83,4],[82,5,83,5],[82,6,83,6],[82,7,83,7],[82,8,83,8],[82,9,83,9],[82,10,83,10],[82,11,83,11],[81,0,83,0],[81,1,83,1],[81,4,81,5],[81,6,81,7],[81,8,81,9],[81,10,81,11],[73,0,76,0],[79,0,80,1],[79,4,79,15],[80,4,80,5],[80,6,80,7],[80,8,80,9],[80,10,80,11],[80,12,80,13],[80,14,80,15],[63,12,64,12],[63,13,64,13],[63,14,64,14],[63,15,64,15],[65,0,68,0],[69,0,72,0],[62,12,62,13],[62,14,62,15],[63,4,64,4],[63,5,64,5],[63,6,64,6],[63,7,64,7],[63,8,64,8],[63,9,64,9],[63,10,64,10],[63,11,64,11],[62,0,64,0],[62,1,64,1],[62,4,62,5],[62,6,62,7],[62,8,62,9],[62,10,62,11],[54,0,57,0],[60,0,61,1],[60,4,60,15],[61,4,61,5],[61,6,61,7],[61,8,61,9],[61,10,61,11],[61,12,61,13],[61,14,61,15],[44,12,45,12],[44,13,45,13],[44,14,45,14],[44,15,45,15],[46,0,49,0],[50,0,53,0],[43,12,43,13],[43,14,43,15],[44,4,45,4],[44,5,45,5],[44,6,45,6],[44,7,45,7],[44,8,45,8],[44,9,45,9],[44,10,45,10],[44,11,45,11],[43,0,45,0],[43,1,45,1],[43,4,43,5],[43,6,43,7],[43,8,43,9],[43,10,43,11],[35,0,38,0],[41,0,42,1],[41,4,41,15],[42,4,42,5],[42,6,42,7],[42,8,42,9],[42,10,42,11],[42,12,42,13],[42,14,42,15],[25,12,26,12],[25,13,26,13],[25,14,26,14],[25,15,26,15],[27,0,30,0],[31,0,34,0],[24,12,24,13],[24,14,24,15],[25,4,26,4],[25,5,26,5],[25,6,26,6],[25,7,26,7],[25,8,26,8],[25,9,26,9],[25,10,26,10],[25,11,26,11],[24,0,26,0],[24,1,26,1],[24,4,24,5],[24,6,24,7],[24,8,24,9],[24,10,24,11],[7,0,10,0],[11,0,14,0],[15,0,18,0],[22,4,22,15],[23,4,23,5],[23,6,23,7],[23,8,23,9],[23,10,23,11],[23,12,23,13],[23,14,23,15],[5,10,6,10],[5,11,6,11],[5,12,6,12],[5,13,6,13],[5,14,6,14],[5,15,6,15],[4,10,4,11],[4,12,4,13],[4,14,4,15],[5,2,6,2],[5,3,6,3],[5,4,6,4],[5,5,6,5],[5,6,6,6],[5,7,6,7],[5,8,6,8],[4,0,6,0],[4,1,6,1],[4,2,4,3],[4,4,4,5],[4,6,4,7],[4,8,4,9],[5,9,6,9],[2,0,2,1],[2,2,2,15],[3,2,3,3],[3,4,3,5],[3,6,3,7],[3,8,3,9],[3,10,3,11],[3,12,3,13],[3,14,3,15]]}
[]
["4A7V80_48",18.2]
["Evaporator Air \n",null,"Condenser  Entering Air Temperature ˚F"]
[80,"°F DB",85,null,90,null,95,null,100,null,105,null,110,null,115]
["CFM","EWB†\n˚F","Capacity Mbtuh",null,"Capacity Mbtuh",null,"Capacity Mbtuh",null,"Capacity Mbtuh",null,"Capacity Mbtuh",null,"Capacity Mbtuh",null,"Capacity Mbtuh"]
[null,null,"Total","Sens.","Total","Sens.","Total","Sens.","Total","Sens.","Total","Sens.","Total","Sens.","Total","Sens."]
[null,null,null,null,null,null,null,null,null,null,null,null,null,null,null,null,null,"Total Factors",null,null,null,null,null,null,"Sens. %",null,null,null,null,null,null,"IDB Adj",null,null,null,null,null,null,"Sens Calc"]
[1400,71,{"$f":"R8*$B$2","v":20.426290456431534},{"$f":"IF(AM8>C8,C8,AM8)","v":11.545294605809127},{"$f":"S8*$B$2","v":19.889730290456427},{"$f":"IF(AN8>E8,E8,AN8)","v":11.363552366876863},{"$f":"T8*$B$2","v":19.353170124481323},{"$f":"IF(AO8>G8,G8,AO8)","v":11.175253112033191},{"$f":"U8*$B$2","v":18.798107883817423},{"$f":"IF(AP8>I8,I8,AP8)","v":10.994354876444413},{"$f":"V8*$B$2","v":18.243045643153522},{"$f":"IF(AQ8>K8,K8,AQ8)","v":10.805211618257259},{"$f":"W8*$B$2","v":17.706485477178422},{"$f":"IF(AR8>M8,M8,AR8)","v":10.624340233707589},{"$f":"X8*$B$2","v":17.169925311203318},{"$f":"IF(AS8>O8,O8,AS8)","v":10.435170124481326},null,1.1223236514522821,1.0928423236514522,1.0633609958506223,1.0328630705394188,1.0023651452282156,0.97288381742738583,0.94340248962655604,0.56521739130434778,0.57132762490647604,0.57743785850860418,0.58486497387904857,0.59229208924949295,0.60002535496957399,0.60775862068965514,1.03125,1.03125,1.03125,1.03125,1.03125,1.03125,1.03125,{"$f":"Y8*C8+($A$4-80)*AF8*$A$8/1000","v":11.545294605809127},{"$f":"Z8*E8+($A$4-80)*AG8*$A$8/1000","v":11.363552366876863},{"$f":"AA8*G8+($A$4-80)*AH8*$A$8/1000","v":11.175253112033191},{"$f":"AB8*I8+($A$4-80)*AI8*$A$8/1000","v":10.994354876444413},{"$f":"AC8*K8+($A$4-80)*AJ8*$A$8/1000","v":10.805211618257259},{"$f":"AD8*M8+($A$4-80)*AK8*$A$8/1000","v":10.624340233707589},{"$f":"AE8*O8+($A$4-80)*AL8*$A$8/1000","v":10.435170124481326}]
[null,67,{"$f":"R9*$B$2","v":18.835112033195017},14.061576763485474,18.335556016597508,{"$f":"IF(AN9>E9,E9,AN9)","v":13.881819580753508},17.835999999999999,{"$f":"IF(AO9>G9,G9,AO9)","v":13.691535269709542},17.336443983402486,{"$f":"IF(AP9>I9,I9,AP9)","v":13.512402773712569},16.836887966804976,{"$f":"IF(AQ9>K9,K9,AQ9)","v":13.321493775933607},16.337331950207467,{"$f":"IF(AR9>M9,M9,AR9)","v":13.143104190095784},15.837775933609956,{"$f":"IF(AS9>O9,O9,AS9)","v":12.951452282157675},null,1.0348962655601659,1.0074481327800828,0.98,0.95255186721991691,0.92510373443983385,0.89765560165975089,0.87020746887966793,0.74656188605108054,0.75709837041143235,0.76763485477178417,0.77942182299028762,0.79120879120879117,0.80448290027729286,0.81775700934579443,1.03125,1.03125,1.03125,1.03125,1.03125,1.03125,1.03125,{"$f":"Y9*C9+($A$4-80)*AF9*$A$8/1000","v":14.061576763485474},{"$f":"Z9*E9+($A$4-80)*AG9*$A$8/1000","v":13.881819580753508},{"$f":"AA9*G9+($A$4-80)*AH9*$A$8/1000","v":13.691535269709542},{"$f":"AB9*I9+($A$4-80)*AI9*$A$8/1000","v":13.512402773712569},{"$f":"AC9*K9+($A$4-80)*AJ9*$A$8/1000","v":13.321493775933607},{"$f":"AD9*M9+($A$4-80)*AK9*$A$8/1000","v":13.143104190095784},{"$f":"AE9*O9+($A$4-80)*AL9*$A$8/1000","v":12.951452282157675}]
[null,63,17.61397510373444,16.651867219917012,17.151423236514521,16.47383831566226,16.688871369294603,16.281825726141076,16.226319502074688,16.028437556927436,15.763767634854769,15.763767634854769,15.282713692946057,15.282713692946057,14.801659751037343,14.801659751037343,null,0.96780082987551863,0.94238589211618251,0.91697095435684639,0.89155601659751027,0.86614107883817415,0.83970954356846472,0.81327800829875518,0.94537815126050417,0.96049395367903256,0.97560975609756095,0.98780487804878048,1,1,1,1.03125,1.03125,1.03125,1.015625,1,0.94140625,0.8828125,16.651867219917012,{"$f":"Z10*E10+($A$4-80)*AG10*$A$8/1000","v":16.47383831566226},{"$f":"AA10*G10+($A$4-80)*AH10*$A$8/1000","v":16.281825726141076},16.028437556927436,15.763767634854769,15.282713692946057,14.801659751037343]
[null,59,16.799883817427382,16.799883817427382,16.355834024896264,16.355834024896264,15.911784232365145,15.911784232365145,15.467734439834024,15.467734439834024,15.023684647302904,15.023684647302904,14.579634854771783,14.579634854771783,14.135585062240661,14.135585062240661,null,0.92307053941908701,0.89867219917012453,0.87427385892116183,0.84987551867219913,0.82547717842323654,0.80107883817427383,0.77668049792531113,1,1,1,1,1,1,1,0.49218749999999978,0.43749999999999983,0.38281249999999989,0.33203125,0.28125000000000011,0.23046875000000022,0.17968750000000033,16.799883817427382,{"$f":"Z11*E11+($A$4-80)*AG11*$A$8/1000","v":16.355834024896264},{"$f":"AA11*G11+($A$4-80)*AH11*$A$8/1000","v":15.911784232365145},{"$f":"AB11*I11+($A$4-80)*AI11*$A$8/1000","v":15.467734439834024},15.023684647302904,14.579634854771783,14.135585062240661]
[1600,71,20.843153526970951,11.780912863070537,20.295643153526971,11.595461598853946,19.748132780082987,11.403319502074687,19.181742738589207,11.218729465759607,18.615352697095432,11.025726141078836,18.067842323651448,10.841163503783253,17.520331950207467,10.648132780082985,null,1.1452282157676348,1.1151452282157677,1.0850622406639003,1.0539419087136928,1.0228215767634854,0.99273858921161806,0.96265560165975095,0.56521739130434778,0.57132762490647604,0.57743785850860418,0.58486497387904857,0.59229208924949295,0.60002535496957399,0.60775862068965514,1.03125,1.03125,1.03125,1.03125,1.03125,1.03125,1.03125,{"$f":"Y12*C12+($A$4-80)*AF12*$A$12/1000","v":11.780912863070537},{"$f":"Z12*E12+($A$4-80)*AG12*$A$12/1000","v":11.595461598853946},{"$f":"AA12*G12+($A$4-80)*AH12*$A$12/1000","v":11.403319502074687},{"$f":"AB12*I12+($A$4-80)*AI12*$A$12/1000","v":11.218729465759607},{"$f":"AC12*K12+($A$4-80)*AJ12*$A$12/1000","v":11.025726141078836},{"$f":"AD12*M12+($A$4-80)*AK12*$A$12/1000","v":10.841163503783253},{"$f":"AE12*O12+($A$4-80)*AL12*$A$12/1000","v":10.648132780082985}]
[null,67,19.219502074688791,14.348547717842319,18.709751037344397,14.165122021177048,18.2,13.970954356846471,17.690248962655602,13.788166095625074,17.180497925311201,13.59336099585062,16.670746887966803,13.411330806220189,16.160995850622403,13.215767634854769,null,1.0560165975103732,1.0280082987551866,1,0.97199170124481327,0.94398340248962653,0.9159751037344398,0.88796680497925295,0.74656188605108054,0.75709837041143235,0.76763485477178417,0.77942182299028762,0.79120879120879117,0.80448290027729286,0.81775700934579443,1.03125,1.03125,1.03125,1.03125,1.03125,1.03125,1.03125,{"$f":"Y13*C13+($A$4-80)*AF13*$A$12/1000","v":14.348547717842319},{"$f":"Z13*E13+($A$4-80)*AG13*$A$12/1000","v":14.165122021177048},{"$f":"AA13*G13+($A$4-80)*AH13*$A$12/1000","v":13.970954356846471},{"$f":"AB13*I13+($A$4-80)*AI13*$A$12/1000","v":13.788166095625074},{"$f":"AC13*K13+($A$4-80)*AJ13*$A$12/1000","v":13.59336099585062},{"$f":"AD13*M13+($A$4-80)*AK13*$A$12/1000","v":13.411330806220189},{"$f":"AE13*O13+($A$4-80)*AL13*$A$12/1000","v":13.215767634854769}]
[null,63,17.973443983402486,16.991701244813274,17.501452282157675,16.810039097614553,17.029460580912861,16.614107883817425,16.55746887966805,16.355548527476977,16.085477178423236,16.085477178423236,15.594605809128627,15.594605809128627,15.103734439834023,15.103734439834023,null,0.98755186721991695,0.96161825726141081,0.93568464730290457,0.90975103734439833,0.88381742738589208,0.85684647302904549,0.82987551867219911,0.94537815126050417,0.96049395367903256,0.97560975609756095,0.98780487804878048,1,1,1,1.03125,1.03125,1.03125,1.015625,1,0.94140625,0.8828125,16.991701244813274,{"$f":"Z14*E14+($A$4-80)*AG14*$A$12/1000","v":16.810039097614553},{"$f":"AA14*G14+($A$4-80)*AH14*$A$12/1000","v":16.614107883817425},16.355548527476977,16.085477178423236,15.594605809128627,15.103734439834023]
[null,59,17.142738589211614,17.142738589211614,16.689626556016595,16.689626556016595,16.236514522821576,16.236514522821576,15.783402489626553,15.783402489626553,15.330290456431534,15.330290456431534,14.877178423236515,14.877178423236515,14.424066390041492,14.424066390041492,null,0.94190871369294593,0.91701244813278004,0.89211618257261405,0.86721991701244805,0.84232365145228216,0.81742738589211628,0.79253112033195017,1,1,1,1,1,1,1,0.49218749999999978,0.43749999999999983,0.38281249999999989,0.33203125,0.28125000000000011,0.23046875000000022,0.17968750000000033,17.142738589211614,{"$f":"Z15*E15+($A$4-80)*AG15*$A$12/1000","v":16.689626556016595},{"$f":"AA15*G15+($A$4-80)*AH15*$A$12/1000","v":16.236514522821576},15.783402489626553,15.330290456431534,14.877178423236515,14.424066390041492]
[1800,71,21.260016597510372,12.016531120331949,20.701556016597507,11.827370830831024,20.143095435684643,11.63138589211618,19.565377593360996,11.443104055074802,18.987659751037345,11.246240663900416,18.42919917012448,11.05798677385892,17.870738589211616,10.861095435684645,null,1.1681327800829875,1.1374481327800829,1.1067634854771782,1.0750207468879669,1.0432780082987552,1.0125933609958506,0.98190871369294597,0.56521739130434778,0.57132762490647604,0.57743785850860418,0.58486497387904857,0.59229208924949295,0.60002535496957399,0.60775862068965514,1.03125,1.03125,1.03125,1.03125,1.03125,1.03125,1.03125,{"$f":"Y16*C16+($A$4-80)*AF16*$A$16/1000","v":12.016531120331949},{"$f":"Z16*E16+($A$4-80)*AG16*$A$16/1000","v":11.827370830831024},{"$f":"AA16*G16+($A$4-80)*AH16*$A$16/1000","v":11.63138589211618},{"$f":"AB16*I16+($A$4-80)*AI16*$A$16/1000","v":11.443104055074802},{"$f":"AC16*K16+($A$4-80)*AJ16*$A$16/1000","v":11.246240663900416},{"$f":"AD16*M16+($A$4-80)*AK16*$A$16/1000","v":11.05798677385892},{"$f":"AE16*O16+($A$4-80)*AL16*$A$16/1000","v":10.861095435684645}]
[null,67,19.603892116182571,14.635518672199169,19.083946058091286,14.44842446160059,18.564,14.250373443983401,18.044053941908714,14.063929417537576,17.524107883817425,13.865228215767633,17.00416182572614,13.679557422344592,16.484215767634854,13.480082987551867,null,1.0771369294605808,1.0485684647302904,1.02,0.99143153526970962,0.96286307053941911,0.9342946058091286,0.90572614107883809,0.74656188605108054,0.75709837041143235,0.76763485477178417,0.77942182299028762,0.79120879120879117,0.80448290027729286,0.81775700934579443,1.03125,1.03125,1.03125,1.03125,1.03125,1.03125,1.03125,{"$f":"Y17*C17+($A$4-80)*AF17*$A$16/1000","v":14.635518672199169},{"$f":"Z17*E17+($A$4-80)*AG17*$A$16/1000","v":14.44842446160059},{"$f":"AA17*G17+($A$4-80)*AH17*$A$16/1000","v":14.250373443983401},{"$f":"AB17*I17+($A$4-80)*AI17*$A$16/1000","v":14.063929417537576},{"$f":"AC17*K17+($A$4-80)*AJ17*$A$16/1000","v":13.865228215767633},{"$f":"AD17*M17+($A$4-80)*AK17*$A$16/1000","v":13.679557422344592},{"$f":"AE17*O17+($A$4-80)*AL17*$A$16/1000","v":13.480082987551867}]
[null,63,18.33291286307054,17.331535269709544,17.85148132780083,17.146239879566846,17.37004979253112,16.946390041493775,16.888618257261413,16.682659498026517,16.407186721991703,16.407186721991703,15.906497925311204,15.906497925311204,15.405809128630702,15.405809128630702,null,1.0073029045643154,0.98085062240663901,0.95439834024896264,0.92794605809128639,0.90149377593361002,0.87398340248962658,0.84647302904564303,0.94537815126050417,0.96049395367903256,0.97560975609756095,0.98780487804878048,1,1,1,1.03125,1.03125,1.03125,1.015625,1,0.94140625,0.8828125,17.331535269709544,{"$f":"Z18*E18+($A$4-80)*AG18*$A$16/1000","v":17.146239879566846},{"$f":"AA18*G18+($A$4-80)*AH18*$A$16/1000","v":16.946390041493775},16.682659498026517,16.407186721991703,15.906497925311204,15.405809128630702]
[null,59,17.48559336099585,17.48559336099585,17.023419087136929,17.023419087136929,16.561244813278009,16.561244813278009,16.099070539419085,16.099070539419085,15.636896265560162,15.636896265560162,15.174721991701244,15.174721991701244,14.712547717842325,14.712547717842325,null,0.96074688796680496,0.93535269709543567,0.90995850622406638,0.88456431535269697,0.85917012448132768,0.8337759336099585,0.80838174273858932,1,1,1,1,1,1,1,0.49218749999999978,0.43749999999999983,0.38281249999999989,0.33203125,0.28125000000000011,0.23046875000000022,0.17968750000000033,17.48559336099585,{"$f":"Z19*E19+($A$4-80)*AG19*$A$16/1000","v":17.023419087136929},{"$f":"AA19*G19+($A$4-80)*AH19*$A$16/1000","v":16.561244813278009},16.099070539419085,15.636896265560162,15.174721991701244,14.712547717842325]

{"sheet":"4A7V80_60","index":44,"n_rows":19,"n_cols":45,"rows_kept":19,"cut":false,"hidden":true,"merged":[[130,0,133,0],[120,12,121,12],[120,13,121,13],[120,14,121,14],[120,15,121,15],[122,0,125,0],[126,0,129,0],[119,12,119,13],[119,14,119,15],[120,4,121,4],[120,5,121,5],[120,6,121,6],[120,7,121,7],[120,8,121,8],[120,9,121,9],[120,10,121,10],[120,11,121,11],[119,0,121,0],[119,1,121,1],[119,4,119,5],[119,6,119,7],[119,8,119,9],[119,10,119,11],[111,0,114,0],[117,0,118,1],[117,4,117,15],[118,4,118,5],[118,6,118,7],[118,8,118,9],[118,10,118,11],[118,12,118,13],[118,14,118,15],[101,12,102,12],[101,13,102,13],[101,14,102,14],[101,15,102,15],[103,0,106,0],[107,0,110,0],[100,12,100,13],[100,14,100,15],[101,4,102,4],[101,5,102,5],[101,6,102,6],[101,7,102,7],[101,8,102,8],[101,9,102,9],[101,10,102,10],[101,11,102,11],[100,0,102,0],[100,1,102,1],[100,4,100,5],[100,6,100,7],[100,8,100,9],[100,10,100,11],[92,0,95,0],[98,0,99,1],[98,4,98,15],[99,4,99,5],[99,6,99,7],[99,8,99,9],[99,10,99,11],[99,12,99,13],[99,14,99,15],[82,12,83,12],[82,13,83,13],[82,14,83,14],[82,15,83,15],[84,0,87,0],[88,0,91,0],[81,12,81,13],[81,14,81,15],[82,4,83,4],[82,5,83,5],[82,6,83,6],[82,7,83,7],[82,8,83,8],[82,9,83,9],[82,10,83,10],[82,11,83,11],[81,0,83,0],[81,1,83,1],[81,4,81,5],[81,6,81,7],[81,8,81,9],[81,10,81,11],[73,0,76,0],[79,0,80,1],[79,4,79,15],[80,4,80,5],[80,6,80,7],[80,8,80,9],[80,10,80,11],[80,12,80,13],[80,14,80,15],[63,12,64,12],[63,13,64,13],[63,14,64,14],[63,15,64,15],[65,0,68,0],[69,0,72,0],[62,12,62,13],[62,14,62,15],[63,4,64,4],[63,5,64,5],[63,6,64,6],[63,7,64,7],[63,8,64,8],[63,9,64,9],[63,10,64,10],[63,11,64,11],[62,0,64,0],[62,1,64,1],[62,4,62,5],[62,6,62,7],[62,8,62,9],[62,10,62,11],[54,0,57,0],[60,0,61,1],[60,4,60,15],[61,4,61,5],[61,6,61,7],[61,8,61,9],[61,10,61,11],[61,12,61,13],[61,14,61,15],[44,12,45,12],[44,13,45,13],[44,14,45,14],[44,15,45,15],[46,0,49,0],[50,0,53,0],[43,12,43,13],[43,14,43,15],[44,4,45,4],[44,5,45,5],[44,6,45,6],[44,7,45,7],[44,8,45,8],[44,9,45,9],[44,10,45,10],[44,11,45,11],[43,0,45,0],[43,1,45,1],[43,4,43,5],[43,6,43,7],[43,8,43,9],[43,10,43,11],[35,0,38,0],[41,0,42,1],[41,4,41,15],[42,4,42,5],[42,6,42,7],[42,8,42,9],[42,10,42,11],[42,12,42,13],[42,14,42,15],[25,12,26,12],[25,13,26,13],[25,14,26,14],[25,15,26,15],[27,0,30,0],[31,0,34,0],[24,12,24,13],[24,14,24,15],[25,4,26,4],[25,5,26,5],[25,6,26,6],[25,7,26,7],[25,8,26,8],[25,9,26,9],[25,10,26,10],[25,11,26,11],[24,0,26,0],[24,1,26,1],[24,4,24,5],[24,6,24,7],[24,8,24,9],[24,10,24,11],[7,0,10,0],[11,0,14,0],[15,0,18,0],[22,4,22,15],[23,4,23,5],[23,6,23,7],[23,8,23,9],[23,10,23,11],[23,12,23,13],[23,14,23,15],[5,10,6,10],[5,11,6,11],[5,12,6,12],[5,13,6,13],[5,14,6,14],[5,15,6,15],[4,10,4,11],[4,12,4,13],[4,14,4,15],[5,2,6,2],[5,3,6,3],[5,4,6,4],[5,5,6,5],[5,6,6,6],[5,7,6,7],[5,8,6,8],[4,0,6,0],[4,1,6,1],[4,2,4,3],[4,4,4,5],[4,6,4,7],[4,8,4,9],[5,9,6,9],[2,0,2,1],[2,2,2,15],[3,2,3,3],[3,4,3,5],[3,6,3,7],[3,8,3,9],[3,10,3,11],[3,12,3,13],[3,14,3,15]]}
[]
["4A7V80_60",18.2]
["Evaporator Air \n",null,"Condenser  Entering Air Temperature ˚F"]
[80,"°F DB",85,null,90,null,95,null,100,null,105,null,110,null,115]
["CFM","EWB†\n˚F","Capacity Mbtuh",null,"Capacity Mbtuh",null,"Capacity Mbtuh",null,"Capacity Mbtuh",null,"Capacity Mbtuh",null,"Capacity Mbtuh",null,"Capacity Mbtuh"]
[null,null,"Total","Sens.","Total","Sens.","Total","Sens.","Total","Sens.","Total","Sens.","Total","Sens.","Total","Sens."]
[null,null,null,null,null,null,null,null,null,null,null,null,null,null,null,null,null,"Total Factors",null,null,null,null,null,null,"Sens. %",null,null,null,null,null,null,"IDB Adj",null,null,null,null,null,null,"Sens Calc"]
[1725,71,{"$f":"R8*$B$2","v":20.278407207207209},{"$f":"IF(AM8>C8,C8,AM8)","v":11.633571171171173},{"$f":"S8*$B$2","v":19.812421621621624},{"$f":"IF(AN8>E8,E8,AN8)","v":11.475455245183635},{"$f":"T8*$B$2","v":19.346436036036035},{"$f":"IF(AO8>G8,G8,AO8)","v":11.312201801801802},{"$f":"U8*$B$2","v":18.88045045045045},{"$f":"IF(AP8>I8,I8,AP8)","v":11.17082097743671},{"$f":"V8*$B$2","v":18.414464864864865},{"$f":"IF(AQ8>K8,K8,AQ8)","v":11.022969369369369},{"$f":"W8*$B$2","v":17.94847927927928},{"$f":"IF(AR8>M8,M8,AR8)","v":10.865436730827302},{"$f":"X8*$B$2","v":17.482493693693694},{"$f":"IF(AS8>O8,O8,AS8)","v":10.701599999999999},null,1.1141981981981983,1.0885945945945947,1.0629909909909909,1.0373873873873873,1.0117837837837838,0.98618018018018017,0.96057657657657658,0.57369255150554677,0.57920507973948432,0.58471760797342198,0.59166072370747891,0.59860383944153572,0.60536809619135612,0.61213235294117641,1.0000000000000002,1.0000000000000002,1.0000000000000002,1,0.99999999999999978,0.99999999999999978,0.99999999999999978,{"$f":"Y8*C8+($A$4-80)*AF8*$A$8/1000","v":11.633571171171173},{"$f":"Z8*E8+($A$4-80)*AG8*$A$8/1000","v":11.475455245183635},{"$f":"AA8*G8+($A$4-80)*AH8*$A$8/1000","v":11.312201801801802},{"$f":"AB8*I8+($A$4-80)*AI8*$A$8/1000","v":11.17082097743671},{"$f":"AC8*K8+($A$4-80)*AJ8*$A$8/1000","v":11.022969369369369},{"$f":"AD8*M8+($A$4-80)*AK8*$A$8/1000","v":10.865436730827302},{"$f":"AE8*O8+($A$4-80)*AL8*$A$8/1000","v":10.701599999999999}]
[null,67,{"$f":"R9*$B$2","v":18.703697297297296},14.268799999999999,18.269848648648647,{"$f":"IF(AN9>E9,E9,AN9)","v":14.112257568596737},17.835999999999999,{"$f":"IF(AO9>G9,G9,AO9)","v":13.947430630630629},17.402151351351353,{"$f":"IF(AP9>I9,I9,AP9)","v":13.791311838767518},16.968302702702701,{"$f":"IF(AQ9>K9,K9,AQ9)","v":13.626061261261261},16.534454054054052,{"$f":"IF(AR9>M9,M9,AR9)","v":13.486936052710304},16.100605405405407,{"$f":"IF(AS9>O9,O9,AS9)","v":13.33682882882883},null,1.0276756756756757,1.0038378378378379,0.98,0.95616216216216221,0.93232432432432433,0.90848648648648644,0.88464864864864867,0.76288659793814428,0.77243428996006314,0.78198198198198199,0.7925061425061426,0.80303030303030309,0.8156868082017783,0.82834331337325351,1,1,1,1,1,1,1,{"$f":"Y9*C9+($A$4-80)*AF9*$A$8/1000","v":14.268799999999999},{"$f":"Z9*E9+($A$4-80)*AG9*$A$8/1000","v":14.112257568596737},{"$f":"AA9*G9+($A$4-80)*AH9*$A$8/1000","v":13.947430630630629},{"$f":"AB9*I9+($A$4-80)*AI9*$A$8/1000","v":13.791311838767518},{"$f":"AC9*K9+($A$4-80)*AJ9*$A$8/1000","v":13.626061261261261},{"$f":"AD9*M9+($A$4-80)*AK9*$A$8/1000","v":13.486936052710304},{"$f":"AE9*O9+($A$4-80)*AL9*$A$8/1000","v":13.33682882882883}]
[null,63,17.514630630630627,17.000439639639637,17.09685045045045,16.829416553867333,16.679070270270266,16.64693333333333,16.277358558558557,16.261677095592702,15.875646846846847,15.875646846846847,15.473935135135132,15.473935135135132,15.072223423423422,15.072223423423422,null,0.96234234234234228,0.93938738738738736,0.91643243243243233,0.89436036036036037,0.8722882882882883,0.85021621621621613,0.82814414414414406,0.97064220183486238,0.98435770978062964,0.9980732177263969,0.99903660886319845,1,1,1,1,0.99687499999999996,0.9937499999999998,0.95,0.90625,0.859375,0.8125,17.000439639639637,{"$f":"Z10*E10+($A$4-80)*AG10*$A$8/1000","v":16.829416553867333},{"$f":"AA10*G10+($A$4-80)*AH10*$A$8/1000","v":16.64693333333333},16.261677095592702,15.875646846846847,15.473935135135132,15.072223423423422]
[null,59,16.679070270270266,16.679070270270266,16.293427027027025,16.293427027027025,15.907783783783783,15.907783783783783,15.522140540540541,15.522140540540541,15.136497297297296,15.136497297297296,14.750854054054054,14.750854054054054,14.365210810810812,14.365210810810812,null,0.91643243243243233,0.89524324324324311,0.87405405405405401,0.8528648648648649,0.83167567567567569,0.81048648648648647,0.78929729729729736,1,1,1,1,1,1,1,0.38749999999999973,0.34374999999999978,0.29999999999999982,0.25937499999999991,0.21875,0.17500000000000004,0.13125000000000009,16.679070270270266,{"$f":"Z11*E11+($A$4-80)*AG11*$A$8/1000","v":16.293427027027025},{"$f":"AA11*G11+($A$4-80)*AH11*$A$8/1000","v":15.907783783783783},{"$f":"AB11*I11+($A$4-80)*AI11*$A$8/1000","v":15.522140540540541},15.136497297297296,14.750854054054054,14.365210810810812]
[2000,71,20.692252252252249,11.87099099099099,20.216756756756759,11.709648209371057,19.741261261261261,11.543063063063064,19.265765765765767,11.398796915751745,18.790270270270266,11.247927927927924,18.314774774774772,11.087180337578877,17.839279279279278,10.919999999999998,null,1.1369369369369369,1.110810810810811,1.0846846846846847,1.0585585585585586,1.0324324324324323,1.0063063063063062,0.98018018018018016,0.57369255150554677,0.57920507973948432,0.58471760797342198,0.59166072370747891,0.59860383944153572,0.60536809619135612,0.61213235294117641,1.0000000000000002,1.0000000000000002,1.0000000000000002,1,0.99999999999999978,0.99999999999999978,0.99999999999999978,{"$f":"Y12*C12+($A$4-80)*AF12*$A$12/1000","v":11.87099099099099},{"$f":"Z12*E12+($A$4-80)*AG12*$A$12/1000","v":11.709648209371057},{"$f":"AA12*G12+($A$4-80)*AH12*$A$12/1000","v":11.543063063063064},{"$f":"AB12*I12+($A$4-80)*AI12*$A$12/1000","v":11.398796915751745},{"$f":"AC12*K12+($A$4-80)*AJ12*$A$12/1000","v":11.247927927927924},{"$f":"AD12*M12+($A$4-80)*AK12*$A$12/1000","v":11.087180337578877},{"$f":"AE12*O12+($A$4-80)*AL12*$A$12/1000","v":10.919999999999998}]
[null,67,19.085405405405403,14.559999999999997,18.642702702702703,14.400262825098713,18.2,14.232072072072071,17.757297297297296,14.072767182415831,17.314594594594592,13.904144144144142,16.871891891891892,13.76217964562276,16.429189189189188,13.609009009009009,null,1.0486486486486486,1.0243243243243243,1,0.9756756756756757,0.95135135135135129,0.92702702702702711,0.9027027027027027,0.76288659793814428,0.77243428996006314,0.78198198198198199,0.7925061425061426,0.80303030303030309,0.8156868082017783,0.82834331337325351,1,1,1,1,1,1,1,{"$f":"Y13*C13+($A$4-80)*AF13*$A$12/1000","v":14.559999999999997},{"$f":"Z13*E13+($A$4-80)*AG13*$A$12/1000","v":14.400262825098713},{"$f":"AA13*G13+($A$4-80)*AH13*$A$12/1000","v":14.232072072072071},{"$f":"AB13*I13+($A$4-80)*AI13*$A$12/1000","v":14.072767182415831},{"$f":"AC13*K13+($A$4-80)*AJ13*$A$12/1000","v":13.904144144144142},{"$f":"AD13*M13+($A$4-80)*AK13*$A$12/1000","v":13.76217964562276},{"$f":"AE13*O13+($A$4-80)*AL13*$A$12/1000","v":13.609009009009009}]
[null,63,17.872072072072072,17.347387387387386,17.445765765765767,17.172874034558504,17.019459459459458,16.986666666666665,16.609549549549548,16.593548056727247,16.199639639639638,16.199639639639638,15.78972972972973,15.78972972972973,15.37981981981982,15.37981981981982,null,0.98198198198198194,0.95855855855855865,0.93513513513513513,0.91261261261261262,0.8900900900900901,0.86756756756756759,0.84504504504504507,0.97064220183486238,0.98435770978062964,0.9980732177263969,0.99903660886319845,1,1,1,1,0.99687499999999996,0.9937499999999998,0.95,0.90625,0.859375,0.8125,17.347387387387386,{"$f":"Z14*E14+($A$4-80)*AG14*$A$12/1000","v":17.172874034558504},{"$f":"AA14*G14+($A$4-80)*AH14*$A$12/1000","v":16.986666666666665},16.593548056727247,16.199639639639638,15.78972972972973,15.37981981981982]
[null,59,17.019459459459458,17.019459459459458,16.625945945945947,16.625945945945947,16.232432432432432,16.232432432432432,15.838918918918917,15.838918918918917,15.445405405405404,15.445405405405404,15.051891891891893,15.051891891891893,14.65837837837838,14.65837837837838,null,0.93513513513513513,0.91351351351351362,0.89189189189189189,0.87027027027027026,0.84864864864864864,0.82702702702702713,0.80540540540540551,1,1,1,1,1,1,1,0.38749999999999973,0.34374999999999978,0.29999999999999982,0.25937499999999991,0.21875,0.17500000000000004,0.13125000000000009,17.019459459459458,{"$f":"Z15*E15+($A$4-80)*AG15*$A$12/1000","v":16.625945945945947},{"$f":"AA15*G15+($A$4-80)*AH15*$A$12/1000","v":16.232432432432432},15.838918918918917,15.445405405405404,15.051891891891893,14.65837837837838]
[2275,71,21.1060972972973,12.108410810810813,20.621091891891897,11.94384117355848,20.136086486486487,11.773924324324327,19.651081081081081,11.626772854066779,19.166075675675675,11.472886486486486,18.681070270270268,11.308923944330456,18.196064864864862,11.138399999999997,null,1.1596756756756759,1.1330270270270273,1.1063783783783785,1.0797297297297297,1.0530810810810811,1.0264324324324323,0.99978378378378374,0.57369255150554677,0.57920507973948432,0.58471760797342198,0.59166072370747891,0.59860383944153572,0.60536809619135612,0.61213235294117641,1.0000000000000002,1.0000000000000002,1.0000000000000002,1,0.99999999999999978,0.99999999999999978,0.99999999999999978,{"$f":"Y16*C16+($A$4-80)*AF16*$A$16/1000","v":12.108410810810813},{"$f":"Z16*E16+($A$4-80)*AG16*$A$16/1000","v":11.94384117355848},{"$f":"AA16*G16+($A$4-80)*AH16*$A$16/1000","v":11.773924324324327},{"$f":"AB16*I16+($A$4-80)*AI16*$A$16/1000","v":11.626772854066779},{"$f":"AC16*K16+($A$4-80)*AJ16*$A$16/1000","v":11.472886486486486},{"$f":"AD16*M16+($A$4-80)*AK16*$A$16/1000","v":11.308923944330456},{"$f":"AE16*O16+($A$4-80)*AL16*$A$16/1000","v":11.138399999999997}]
[null,67,19.467113513513514,14.851199999999999,19.015556756756759,14.688268081600688,18.564,14.516713513513514,18.112443243243241,14.354222526064149,17.660886486486483,14.182227027027025,17.209329729729728,14.037423238535213,16.757772972972973,13.88118918918919,null,1.0696216216216217,1.044810810810811,1.02,0.99518918918918908,0.97037837837837826,0.94556756756756755,0.92075675675675683,0.76288659793814428,0.77243428996006314,0.78198198198198199,0.7925061425061426,0.80303030303030309,0.8156868082017783,0.82834331337325351,1,1,1,1,1,1,1,{"$f":"Y17*C17+($A$4-80)*AF17*$A$16/1000","v":14.851199999999999},{"$f":"Z17*E17+($A$4-80)*AG17*$A$16/1000","v":14.688268081600688},{"$f":"AA17*G17+($A$4-80)*AH17*$A$16/1000","v":14.516713513513514},{"$f":"AB17*I17+($A$4-80)*AI17*$A$16/1000","v":14.354222526064149},{"$f":"AC17*K17+($A$4-80)*AJ17*$A$16/1000","v":14.182227027027025},{"$f":"AD17*M17+($A$4-80)*AK17*$A$16/1000","v":14.037423238535213},{"$f":"AE17*O17+($A$4-80)*AL17*$A$16/1000","v":13.88118918918919}]
[null,63,18.229513513513513,17.694335135135134,17.794681081081084,17.516331515249675,17.359848648648651,17.326400000000003,16.94174054054054,16.925419017861792,16.523632432432432,16.523632432432432,16.105524324324325,16.105524324324325,15.687416216216215,15.687416216216215,null,1.0016216216216216,0.97772972972972982,0.95383783783783793,0.93086486486486486,0.9078918918918919,0.88491891891891894,0.86194594594594598,0.97064220183486238,0.98435770978062964,0.9980732177263969,0.99903660886319845,1,1,1,1,0.99687499999999996,0.9937499999999998,0.95,0.90625,0.859375,0.8125,17.694335135135134,{"$f":"Z18*E18+($A$4-80)*AG18*$A$16/1000","v":17.516331515249675},{"$f":"AA18*G18+($A$4-80)*AH18*$A$16/1000","v":17.326400000000003},16.925419017861792,16.523632432432432,16.105524324324325,15.687416216216215]
[null,59,17.359848648648651,17.359848648648651,16.958464864864865,16.958464864864865,16.55708108108108,16.55708108108108,16.155697297297298,16.155697297297298,15.754313513513512,15.754313513513512,15.352929729729729,15.352929729729729,14.951545945945945,14.951545945945945,null,0.95383783783783793,0.93178378378378379,0.90972972972972976,0.88767567567567573,0.8656216216216216,0.84356756756756757,0.82151351351351354,1,1,1,1,1,1,1,0.38749999999999973,0.34374999999999978,0.29999999999999982,0.25937499999999991,0.21875,0.17500000000000004,0.13125000000000009,17.359848648648651,{"$f":"Z19*E19+($A$4-80)*AG19*$A$16/1000","v":16.958464864864865},{"$f":"AA19*G19+($A$4-80)*AH19*$A$16/1000","v":16.55708108108108},16.155697297297298,15.754313513513512,15.352929729729729,14.951545945945945]

{"sheet":"4A7Z00_24","index":45,"n_rows":19,"n_cols":45,"rows_kept":19,"cut":false,"hidden":true,"merged":[[130,0,133,0],[120,12,121,12],[120,13,121,13],[120,14,121,14],[120,15,121,15],[122,0,125,0],[126,0,129,0],[119,12,119,13],[119,14,119,15],[120,4,121,4],[120,5,121,5],[120,6,121,6],[120,7,121,7],[120,8,121,8],[120,9,121,9],[120,10,121,10],[120,11,121,11],[119,0,121,0],[119,1,121,1],[119,4,119,5],[119,6,119,7],[119,8,119,9],[119,10,119,11],[111,0,114,0],[117,0,118,1],[117,4,117,15],[118,4,118,5],[118,6,118,7],[118,8,118,9],[118,10,118,11],[118,12,118,13],[118,14,118,15],[101,12,102,12],[101,13,102,13],[101,14,102,14],[101,15,102,15],[103,0,106,0],[107,0,110,0],[100,12,100,13],[100,14,100,15],[101,4,102,4],[101,5,102,5],[101,6,102,6],[101,7,102,7],[101,8,102,8],[101,9,102,9],[101,10,102,10],[101,11,102,11],[100,0,102,0],[100,1,102,1],[100,4,100,5],[100,6,100,7],[100,8,100,9],[100,10,100,11],[92,0,95,0],[98,0,99,1],[98,4,98,15],[99,4,99,5],[99,6,99,7],[99,8,99,9],[99,10,99,11],[99,12,99,13],[99,14,99,15],[82,12,83,12],[82,13,83,13],[82,14,83,14],[82,15,83,15],[84,0,87,0],[88,0,91,0],[81,12,81,13],[81,14,81,15],[82,4,83,4],[82,5,83,5],[82,6,83,6],[82,7,83,7],[82,8,83,8],[82,9,83,9],[82,10,83,10],[82,11,83,11],[81,0,83,0],[81,1,83,1],[81,4,81,5],[81,6,81,7],[81,8,81,9],[81,10,81,11],[73,0,76,0],[79,0,80,1],[79,4,79,15],[80,4,80,5],[80,6,80,7],[80,8,80,9],[80,10,80,11],[80,12,80,13],[80,14,80,15],[63,12,64,12],[63,13,64,13],[63,14,64,14],[63,15,64,15],[65,0,68,0],[69,0,72,0],[62,12,62,13],[62,14,62,15],[63,4,64,4],[63,5,64,5],[63,6,64,6],[63,7,64,7],[63,8,64,8],[63,9,64,9],[63,10,64,10],[63,11,64,11],[62,0,64,0],[62,1,64,1],[62,4,62,5],[62,6,62,7],[62,8,62,9],[62,10,62,11],[54,0,57,0],[60,0,61,1],[60,4,60,15],[61,4,61,5],[61,6,61,7],[61,8,61,9],[61,10,61,11],[61,12,61,13],[61,14,61,15],[44,12,45,12],[44,13,45,13],[44,14,45,14],[44,15,45,15],[46,0,49,0],[50,0,53,0],[43,12,43,13],[43,14,43,15],[44,4,45,4],[44,5,45,5],[44,6,45,6],[44,7,45,7],[44,8,45,8],[44,9,45,9],[44,10,45,10],[44,11,45,11],[43,0,45,0],[43,1,45,1],[43,4,43,5],[43,6,43,7],[43,8,43,9],[43,10,43,11],[35,0,38,0],[41,0,42,1],[41,4,41,15],[42,4,42,5],[42,6,42,7],[42,8,42,9],[42,10,42,11],[42,12,42,13],[42,14,42,15],[25,12,26,12],[25,13,26,13],[25,14,26,14],[25,15,26,15],[27,0,30,0],[31,0,34,0],[24,12,24,13],[24,14,24,15],[25,4,26,4],[25,5,26,5],[25,6,26,6],[25,7,26,7],[25,8,26,8],[25,9,26,9],[25,10,26,10],[25,11,26,11],[24,0,26,0],[24,1,26,1],[24,4,24,5],[24,6,24,7],[24,8,24,9],[24,10,24,11],[7,0,10,0],[11,0,14,0],[15,0,18,0],[22,4,22,15],[23,4,23,5],[23,6,23,7],[23,8,23,9],[23,10,23,11],[23,12,23,13],[23,14,23,15],[5,10,6,10],[5,11,6,11],[5,12,6,12],[5,13,6,13],[5,14,6,14],[5,15,6,15],[4,10,4,11],[4,12,4,13],[4,14,4,15],[5,2,6,2],[5,3,6,3],[5,4,6,4],[5,5,6,5],[5,6,6,6],[5,7,6,7],[5,8,6,8],[4,0,6,0],[4,1,6,1],[4,2,4,3],[4,4,4,5],[4,6,4,7],[4,8,4,9],[5,9,6,9],[2,0,2,1],[2,2,2,15],[3,2,3,3],[3,4,3,5],[3,6,3,7],[3,8,3,9],[3,10,3,11],[3,12,3,13],[3,14,3,15]]}
[]
["4A7Z00_24",18.2]
["Evaporator Air \n",null,"Condenser  Entering Air Temperature ˚F"]
[80,"°F DB",85,null,90,null,95,null,100,null,105,null,110,null,115]
["CFM","EWB†\n˚F","Capacity Mbtuh",null,"Capacity Mbtuh",null,"Capacity Mbtuh",null,"Capacity Mbtuh",null,"Capacity Mbtuh",null,"Capacity Mbtuh",null,"Capacity Mbtuh"]
[null,null,"Total","Sens.","Total","Sens.","Total","Sens.","Total","Sens.","Total","Sens.","Total","Sens.","Total","Sens."]
[null,null,null,null,null,null,null,null,null,null,null,null,null,null,null,null,null,"Total Factors",null,null,null,null,null,null,"Sens. %",null,null,null,null,null,null,"IDB Adj",null,null,null,null,null,null,"Sens Calc"]
[700,71,{"$f":"R8*$B$2","v":20.868842105263159},{"$f":"IF(AM8>C8,C8,AM8)","v":11.481473684210528},{"$f":"S8*$B$2","v":20.110631578947366},{"$f":"IF(AN8>E8,E8,AN8)","v":11.23517828359568},{"$f":"T8*$B$2","v":19.352421052631577},{"$f":"IF(AO8>G8,G8,AO8)","v":10.975999999999999},{"$f":"U8*$B$2","v":18.630315789473684},{"$f":"IF(AP8>I8,I8,AP8)","v":10.729586359374606},{"$f":"V8*$B$2","v":17.908210526315788},{"$f":"IF(AQ8>K8,K8,AQ8)","v":10.470526315789474},{"$f":"W8*$B$2","v":17.186105263157891},{"$f":"IF(AR8>M8,M8,AR8)","v":10.225222008757036},{"$f":"X8*$B$2","v":16.464000000000002},{"$f":"IF(AS8>O8,O8,AS8)","v":9.9650526315789492},null,1.1466396761133604,1.1049797570850202,1.0633198380566802,1.0236437246963563,0.98396761133603239,0.94429149797570844,0.90461538461538471,0.55017301038062283,0.55866859474255026,0.56716417910447758,0.57592079922965822,0.58467741935483875,0.59497028862478785,0.60526315789473684,1,0.99999999999999989,0.99999999999999978,0.99999999999999989,1,1,1,{"$f":"Y8*C8+($A$4-80)*AF8*$A$8/1000","v":11.481473684210528},{"$f":"Z8*E8+($A$4-80)*AG8*$A$8/1000","v":11.23517828359568},{"$f":"AA8*G8+($A$4-80)*AH8*$A$8/1000","v":10.975999999999999},{"$f":"AB8*I8+($A$4-80)*AI8*$A$8/1000","v":10.729586359374606},{"$f":"AC8*K8+($A$4-80)*AJ8*$A$8/1000","v":10.470526315789474},{"$f":"AD8*M8+($A$4-80)*AK8*$A$8/1000","v":10.225222008757036},{"$f":"AE8*O8+($A$4-80)*AL8*$A$8/1000","v":9.9650526315789492}]
[null,67,{"$f":"R9*$B$2","v":19.207999999999998},13.864421052631577,18.521999999999998,{"$f":"IF(AN9>E9,E9,AN9)","v":13.621008097165991},17.835999999999999,{"$f":"IF(AO9>G9,G9,AO9)","v":13.358947368421052},17.186105263157891,{"$f":"IF(AP9>I9,I9,AP9)","v":13.115408071298233},16.536210526315788,{"$f":"IF(AQ9>K9,K9,AQ9)","v":12.853473684210526},15.886315789473683,{"$f":"IF(AR9>M9,M9,AR9)","v":12.6115036364686},15.236421052631579,{"$f":"IF(AS9>O9,O9,AS9)","v":12.348000000000001},null,1.0553846153846154,1.0176923076923077,0.98,0.94429149797570844,0.90858299595141689,0.87287449392712546,0.83716599190283403,0.72180451127819545,0.73539618276460383,0.74898785425101222,0.76314021533511311,0.77729257641921401,0.79385955835178712,0.81042654028436023,0.99999999999999978,0.99999999999999989,1,1,1,1,1.0000000000000002,{"$f":"Y9*C9+($A$4-80)*AF9*$A$8/1000","v":13.864421052631577},{"$f":"Z9*E9+($A$4-80)*AG9*$A$8/1000","v":13.621008097165991},{"$f":"AA9*G9+($A$4-80)*AH9*$A$8/1000","v":13.358947368421052},{"$f":"AB9*I9+($A$4-80)*AI9*$A$8/1000","v":13.115408071298233},{"$f":"AC9*K9+($A$4-80)*AJ9*$A$8/1000","v":12.853473684210526},{"$f":"AD9*M9+($A$4-80)*AK9*$A$8/1000","v":12.6115036364686},{"$f":"AE9*O9+($A$4-80)*AL9*$A$8/1000","v":12.348000000000001}]
[null,63,17.980421052631577,16.31957894736842,17.36663157894737,16.077993124038805,16.752842105263159,15.814105263157895,16.102947368421052,15.576539787472225,15.453052631578947,15.308631578947368,14.839263157894734,14.769920806689617,14.225473684210524,14.225473684210524,null,0.98793522267206468,0.95421052631578951,0.92048582995951422,0.88477732793522268,0.84906882591093114,0.81534412955465574,0.78161943319838045,0.90763052208835349,0.9257980196648663,0.94396551724137923,0.96730986142442799,0.99065420560747663,0.99532710280373826,1,1.0000000000000002,1,0.99999999999999978,0.99999999999999978,0.99999999999999978,0.93749999999999978,0.87499999999999989,16.31957894736842,{"$f":"Z10*E10+($A$4-80)*AG10*$A$8/1000","v":16.077993124038805},{"$f":"AA10*G10+($A$4-80)*AH10*$A$8/1000","v":15.814105263157895},15.576539787472225,15.308631578947368,14.769920806689617,14.225473684210524]
[null,59,17.113894736842106,17.113894736842106,16.536210526315788,16.536210526315788,15.958526315789475,15.958526315789475,15.344736842105263,15.344736842105263,14.730947368421051,14.730947368421051,14.153263157894736,14.153263157894736,13.57557894736842,13.57557894736842,null,0.94032388663967614,0.90858299595141701,0.87684210526315798,0.84311740890688258,0.80939271255060719,0.77765182186234816,0.74591093117408902,1,1,1,1,1,1,1,0.625,0.55468750000000011,0.48437500000000022,0.40624999999999994,0.32812499999999967,0.25781249999999978,0.18749999999999989,17.113894736842106,{"$f":"Z11*E11+($A$4-80)*AG11*$A$8/1000","v":16.536210526315788},{"$f":"AA11*G11+($A$4-80)*AH11*$A$8/1000","v":15.958526315789475},{"$f":"AB11*I11+($A$4-80)*AI11*$A$8/1000","v":15.344736842105263},14.730947368421051,14.153263157894736,13.57557894736842]
[800,71,21.294736842105262,11.715789473684209,20.521052631578947,11.464467636322123,19.747368421052631,11.2,19.010526315789473,10.948557509565923,18.273684210526319,10.684210526315793,17.536842105263158,10.433900008935753,16.8,10.168421052631579,null,1.1700404858299596,1.1275303643724697,1.0850202429149798,1.0445344129554657,1.0040485829959516,0.96356275303643735,0.92307692307692313,0.55017301038062283,0.55866859474255026,0.56716417910447758,0.57592079922965822,0.58467741935483875,0.59497028862478785,0.60526315789473684,1,0.99999999999999989,0.99999999999999978,0.99999999999999989,1,1,1,{"$f":"Y12*C12+($A$4-80)*AF12*$A$12/1000","v":11.715789473684209},{"$f":"Z12*E12+($A$4-80)*AG12*$A$12/1000","v":11.464467636322123},{"$f":"AA12*G12+($A$4-80)*AH12*$A$12/1000","v":11.2},{"$f":"AB12*I12+($A$4-80)*AI12*$A$12/1000","v":10.948557509565923},{"$f":"AC12*K12+($A$4-80)*AJ12*$A$12/1000","v":10.684210526315793},{"$f":"AD12*M12+($A$4-80)*AK12*$A$12/1000","v":10.433900008935753},{"$f":"AE12*O12+($A$4-80)*AL12*$A$12/1000","v":10.168421052631579}]
[null,67,19.600000000000001,14.147368421052631,18.899999999999995,13.898987854251009,18.2,13.631578947368421,17.536842105263155,13.383069460508402,16.873684210526314,13.11578947368421,16.210526315789476,12.868881261702656,15.547368421052632,12.600000000000001,null,1.0769230769230771,1.0384615384615383,1,0.96356275303643713,0.92712550607287447,0.89068825910931182,0.85425101214574906,0.72180451127819545,0.73539618276460383,0.74898785425101222,0.76314021533511311,0.77729257641921401,0.79385955835178712,0.81042654028436023,0.99999999999999978,0.99999999999999989,1,1,1,1,1.0000000000000002,{"$f":"Y13*C13+($A$4-80)*AF13*$A$12/1000","v":14.147368421052631},{"$f":"Z13*E13+($A$4-80)*AG13*$A$12/1000","v":13.898987854251009},{"$f":"AA13*G13+($A$4-80)*AH13*$A$12/1000","v":13.631578947368421},{"$f":"AB13*I13+($A$4-80)*AI13*$A$12/1000","v":13.383069460508402},{"$f":"AC13*K13+($A$4-80)*AJ13*$A$12/1000","v":13.11578947368421},{"$f":"AD13*M13+($A$4-80)*AK13*$A$12/1000","v":12.868881261702656},{"$f":"AE13*O13+($A$4-80)*AL13*$A$12/1000","v":12.600000000000001}]
[null,63,18.347368421052632,16.652631578947371,17.721052631578946,16.406115432692655,17.094736842105263,16.136842105263156,16.431578947368418,15.894428354563493,15.768421052631577,15.621052631578946,15.142105263157893,15.071347761928182,14.51578947368421,14.51578947368421,null,1.0080971659919029,0.97368421052631571,0.93927125506072873,0.90283400809716585,0.8663967611336032,0.83198380566801611,0.79757085020242913,0.90763052208835349,0.9257980196648663,0.94396551724137923,0.96730986142442799,0.99065420560747663,0.99532710280373826,1,1.0000000000000002,1,0.99999999999999978,0.99999999999999978,0.99999999999999978,0.93749999999999978,0.87499999999999989,16.652631578947371,{"$f":"Z14*E14+($A$4-80)*AG14*$A$12/1000","v":16.406115432692655},{"$f":"AA14*G14+($A$4-80)*AH14*$A$12/1000","v":16.136842105263156},15.894428354563493,15.621052631578946,15.071347761928182,14.51578947368421]
[null,59,17.463157894736842,17.463157894736842,16.873684210526314,16.873684210526314,16.284210526315793,16.284210526315793,15.657894736842106,15.657894736842106,15.031578947368418,15.031578947368418,14.442105263157895,14.442105263157895,13.852631578947369,13.852631578947369,null,0.95951417004048578,0.92712550607287447,0.89473684210526327,0.86032388663967618,0.82591093117408898,0.79352226720647778,0.76113360323886647,1,1,1,1,1,1,1,0.625,0.55468750000000011,0.48437500000000022,0.40624999999999994,0.32812499999999967,0.25781249999999978,0.18749999999999989,17.463157894736842,{"$f":"Z15*E15+($A$4-80)*AG15*$A$12/1000","v":16.873684210526314},{"$f":"AA15*G15+($A$4-80)*AH15*$A$12/1000","v":16.284210526315793},15.657894736842106,15.031578947368418,14.442105263157895,13.852631578947369]
[900,71,21.720631578947369,11.950105263157894,20.931473684210523,11.693756989048564,20.142315789473685,11.423999999999999,19.390736842105266,11.167528659757243,18.639157894736844,10.897894736842106,17.887578947368421,10.642578009114468,17.135999999999999,10.37178947368421,null,1.1934412955465588,1.150080971659919,1.1067206477732794,1.065425101214575,1.0241295546558706,0.98283400809716615,0.94153846153846155,0.55017301038062283,0.55866859474255026,0.56716417910447758,0.57592079922965822,0.58467741935483875,0.59497028862478785,0.60526315789473684,1,0.99999999999999989,0.99999999999999978,0.99999999999999989,1,1,1,{"$f":"Y16*C16+($A$4-80)*AF16*$A$16/1000","v":11.950105263157894},{"$f":"Z16*E16+($A$4-80)*AG16*$A$16/1000","v":11.693756989048564},{"$f":"AA16*G16+($A$4-80)*AH16*$A$16/1000","v":11.423999999999999},{"$f":"AB16*I16+($A$4-80)*AI16*$A$16/1000","v":11.167528659757243},{"$f":"AC16*K16+($A$4-80)*AJ16*$A$16/1000","v":10.897894736842106},{"$f":"AD16*M16+($A$4-80)*AK16*$A$16/1000","v":10.642578009114468},{"$f":"AE16*O16+($A$4-80)*AL16*$A$16/1000","v":10.37178947368421}]
[null,67,19.992000000000001,14.430315789473685,19.277999999999999,14.176967611336032,18.564,13.90421052631579,17.887578947368421,13.650730849718574,17.211157894736843,13.378105263157895,16.534736842105264,13.126258886936709,15.858315789473686,12.852000000000002,null,1.0984615384615386,1.0592307692307692,1.02,0.98283400809716603,0.94566801619433205,0.90850202429149807,0.87133603238866408,0.72180451127819545,0.73539618276460383,0.74898785425101222,0.76314021533511311,0.77729257641921401,0.79385955835178712,0.81042654028436023,0.99999999999999978,0.99999999999999989,1,1,1,1,1.0000000000000002,{"$f":"Y17*C17+($A$4-80)*AF17*$A$16/1000","v":14.430315789473685},{"$f":"Z17*E17+($A$4-80)*AG17*$A$16/1000","v":14.176967611336032},{"$f":"AA17*G17+($A$4-80)*AH17*$A$16/1000","v":13.90421052631579},{"$f":"AB17*I17+($A$4-80)*AI17*$A$16/1000","v":13.650730849718574},{"$f":"AC17*K17+($A$4-80)*AJ17*$A$16/1000","v":13.378105263157895},{"$f":"AD17*M17+($A$4-80)*AK17*$A$16/1000","v":13.126258886936709},{"$f":"AE17*O17+($A$4-80)*AL17*$A$16/1000","v":12.852000000000002}]
[null,63,18.71431578947368,16.985684210526312,18.075473684210525,16.734237741346508,17.436631578947367,16.459578947368417,16.760210526315788,16.212316921654764,16.08378947368421,15.933473684210526,15.444947368421051,15.372774717166745,14.806105263157896,14.806105263157896,null,1.0282591093117408,0.99315789473684213,0.95805668016194323,0.92089068825910925,0.88372469635627526,0.84862348178137648,0.8135222672064778,0.90763052208835349,0.9257980196648663,0.94396551724137923,0.96730986142442799,0.99065420560747663,0.99532710280373826,1,1.0000000000000002,1,0.99999999999999978,0.99999999999999978,0.99999999999999978,0.93749999999999978,0.87499999999999989,16.985684210526312,{"$f":"Z18*E18+($A$4-80)*AG18*$A$16/1000","v":16.734237741346508},{"$f":"AA18*G18+($A$4-80)*AH18*$A$16/1000","v":16.459578947368417},16.212316921654764,15.933473684210526,15.372774717166745,14.806105263157896]
[null,59,17.812421052631578,17.812421052631578,17.211157894736843,17.211157894736843,16.609894736842104,16.609894736842104,15.971052631578948,15.971052631578948,15.332210526315789,15.332210526315789,14.730947368421052,14.730947368421052,14.129684210526317,14.129684210526317,null,0.97870445344129553,0.94566801619433205,0.91263157894736846,0.87753036437246967,0.84242914979757089,0.8093927125506073,0.77635627530364382,1,1,1,1,1,1,1,0.625,0.55468750000000011,0.48437500000000022,0.40624999999999994,0.32812499999999967,0.25781249999999978,0.18749999999999989,17.812421052631578,{"$f":"Z19*E19+($A$4-80)*AG19*$A$16/1000","v":17.211157894736843},{"$f":"AA19*G19+($A$4-80)*AH19*$A$16/1000","v":16.609894736842104},15.971052631578948,15.332210526315789,14.730947368421052,14.129684210526317]

{"sheet":"4A7Z00_36","index":46,"n_rows":19,"n_cols":45,"rows_kept":19,"cut":false,"hidden":true,"merged":[[130,0,133,0],[120,12,121,12],[120,13,121,13],[120,14,121,14],[120,15,121,15],[122,0,125,0],[126,0,129,0],[119,12,119,13],[119,14,119,15],[120,4,121,4],[120,5,121,5],[120,6,121,6],[120,7,121,7],[120,8,121,8],[120,9,121,9],[120,10,121,10],[120,11,121,11],[119,0,121,0],[119,1,121,1],[119,4,119,5],[119,6,119,7],[119,8,119,9],[119,10,119,11],[111,0,114,0],[117,0,118,1],[117,4,117,15],[118,4,118,5],[118,6,118,7],[118,8,118,9],[118,10,118,11],[118,12,118,13],[118,14,118,15],[101,12,102,12],[101,13,102,13],[101,14,102,14],[101,15,102,15],[103,0,106,0],[107,0,110,0],[100,12,100,13],[100,14,100,15],[101,4,102,4],[101,5,102,5],[101,6,102,6],[101,7,102,7],[101,8,102,8],[101,9,102,9],[101,10,102,10],[101,11,102,11],[100,0,102,0],[100,1,102,1],[100,4,100,5],[100,6,100,7],[100,8,100,9],[100,10,100,11],[92,0,95,0],[98,0,99,1],[98,4,98,15],[99,4,99,5],[99,6,99,7],[99,8,99,9],[99,10,99,11],[99,12,99,13],[99,14,99,15],[82,12,83,12],[82,13,83,13],[82,14,83,14],[82,15,83,15],[84,0,87,0],[88,0,91,0],[81,12,81,13],[81,14,81,15],[82,4,83,4],[82,5,83,5],[82,6,83,6],[82,7,83,7],[82,8,83,8],[82,9,83,9],[82,10,83,10],[82,11,83,11],[81,0,83,0],[81,1,83,1],[81,4,81,5],[81,6,81,7],[81,8,81,9],[81,10,81,11],[73,0,76,0],[79,0,80,1],[79,4,79,15],[80,4,80,5],[80,6,80,7],[80,8,80,9],[80,10,80,11],[80,12,80,13],[80,14,80,15],[63,12,64,12],[63,13,64,13],[63,14,64,14],[63,15,64,15],[65,0,68,0],[69,0,72,0],[62,12,62,13],[62,14,62,15],[63,4,64,4],[63,5,64,5],[63,6,64,6],[63,7,64,7],[63,8,64,8],[63,9,64,9],[63,10,64,10],[63,11,64,11],[62,0,64,0],[62,1,64,1],[62,4,62,5],[62,6,62,7],[62,8,62,9],[62,10,62,11],[54,0,57,0],[60,0,61,1],[60,4,60,15],[61,4,61,5],[61,6,61,7],[61,8,61,9],[61,10,61,11],[61,12,61,13],[61,14,61,15],[44,12,45,12],[44,13,45,13],[44,14,45,14],[44,15,45,15],[46,0,49,0],[50,0,53,0],[43,12,43,13],[43,14,43,15],[44,4,45,4],[44,5,45,5],[44,6,45,6],[44,7,45,7],[44,8,45,8],[44,9,45,9],[44,10,45,10],[44,11,45,11],[43,0,45,0],[43,1,45,1],[43,4,43,5],[43,6,43,7],[43,8,43,9],[43,10,43,11],[35,0,38,0],[41,0,42,1],[41,4,41,15],[42,4,42,5],[42,6,42,7],[42,8,42,9],[42,10,42,11],[42,12,42,13],[42,14,42,15],[25,12,26,12],[25,13,26,13],[25,14,26,14],[25,15,26,15],[27,0,30,0],[31,0,34,0],[24,12,24,13],[24,14,24,15],[25,4,26,4],[25,5,26,5],[25,6,26,6],[25,7,26,7],[25,8,26,8],[25,9,26,9],[25,10,26,10],[25,11,26,11],[24,0,26,0],[24,1,26,1],[24,4,24,5],[24,6,24,7],[24,8,24,9],[24,10,24,11],[7,0,10,0],[11,0,14,0],[15,0,18,0],[22,4,22,15],[23,4,23,5],[23,6,23,7],[23,8,23,9],[23,10,23,11],[23,12,23,13],[23,14,23,15],[5,10,6,10],[5,11,6,11],[5,12,6,12],[5,13,6,13],[5,14,6,14],[5,15,6,15],[4,10,4,11],[4,12,4,13],[4,14,4,15],[5,2,6,2],[5,3,6,3],[5,4,6,4],[5,5,6,5],[5,6,6,6],[5,7,6,7],[5,8,6,8],[4,0,6,0],[4,1,6,1],[4,2,4,3],[4,4,4,5],[4,6,4,7],[4,8,4,9],[5,9,6,9],[2,0,2,1],[2,2,2,15],[3,2,3,3],[3,4,3,5],[3,6,3,7],[3,8,3,9],[3,10,3,11],[3,12,3,13],[3,14,3,15]]}
[]
["4A7Z00_36",45]
["Evaporator Air \n",null,"Condenser  Entering Air Temperature ˚F"]
[80,"°F DB",85,null,90,null,95,null,100,null,105,null,110,null,115]
["CFM","EWB†\n˚F","Capacity Mbtuh",null,"Capacity Mbtuh",null,"Capacity Mbtuh",null,"Capacity Mbtuh",null,"Capacity Mbtuh",null,"Capacity Mbtuh",null,"Capacity Mbtuh"]
[null,null,"Total","Sens.","Total","Sens.","Total","Sens.","Total","Sens.","Total","Sens.","Total","Sens.","Total","Sens."]
[null,null,null,null,null,null,null,null,null,null,null,null,null,null,null,null,null,"Total Factors",null,null,null,null,null,null,"Sens. %",null,null,null,null,null,null,"IDB Adj",null,null,null,null,null,null,"Sens Calc"]
[1050,71,{"$f":"R8*$B$2","v":52.338461538461537},{"$f":"IF(AM8>C8,C8,AM8)","v":28.834615384615383},{"$f":"S8*$B$2","v":50.097115384615378},{"$f":"IF(AN8>E8,E8,AN8)","v":28.068065613842904},{"$f":"T8*$B$2","v":47.855769230769234},{"$f":"IF(AO8>G8,G8,AO8)","v":27.259615384615387},{"$f":"U8*$B$2","v":45.674999999999997},{"$f":"IF(AP8>I8,I8,AP8)","v":26.558528436938047},{"$f":"V8*$B$2","v":43.494230769230768},{"$f":"IF(AQ8>K8,K8,AQ8)","v":25.805769230769233},{"$f":"W8*$B$2","v":41.252884615384616},{"$f":"IF(AR8>M8,M8,AR8)","v":25.049427583588749},{"$f":"X8*$B$2","v":39.011538461538464},{"$f":"IF(AS8>O8,O8,AS8)","v":24.23076923076923},null,1.1630769230769231,1.1132692307692307,1.0634615384615385,1.0149999999999999,0.96653846153846146,0.91673076923076924,0.86692307692307702,0.55092592592592593,0.56027308954524147,0.569620253164557,0.5814675081978774,0.59331476323119781,0.607216387826779,0.6211180124223602,1.0104166666666667,1.0104166666666665,1.0104166666666665,1.0104166666666665,1.0104166666666667,1.0052083333333335,1,{"$f":"Y8*C8+($A$4-80)*AF8*$A$8/1000","v":28.834615384615383},{"$f":"Z8*E8+($A$4-80)*AG8*$A$8/1000","v":28.068065613842904},{"$f":"AA8*G8+($A$4-80)*AH8*$A$8/1000","v":27.259615384615387},{"$f":"AB8*I8+($A$4-80)*AI8*$A$8/1000","v":26.558528436938047},{"$f":"AC8*K8+($A$4-80)*AJ8*$A$8/1000","v":25.805769230769233},{"$f":"AD8*M8+($A$4-80)*AK8*$A$8/1000","v":25.049427583588749},{"$f":"AE8*O8+($A$4-80)*AL8*$A$8/1000","v":24.23076923076923}]
[null,67,{"$f":"R9*$B$2","v":48.219230769230769},34.771153846153851,46.159615384615371,{"$f":"IF(AN9>E9,E9,AN9)","v":34.016238738069035},44.1,{"$f":"IF(AO9>G9,G9,AO9)","v":33.196153846153848},42.10096153846154,{"$f":"IF(AP9>I9,I9,AP9)","v":32.508005651245107},40.101923076923086,{"$f":"IF(AQ9>K9,K9,AQ9)","v":31.742307692307698},38.042307692307695,{"$f":"IF(AR9>M9,M9,AR9)","v":31.067091317544492},35.982692307692311,{"$f":"IF(AS9>O9,O9,AS9)","v":30.288461538461544},null,1.0715384615384616,1.0257692307692305,0.98,0.93557692307692308,0.8911538461538463,0.8453846153846154,0.79961538461538462,0.72110552763819102,0.73692639019272188,0.75274725274725274,0.77214401912287101,0.79154078549848939,0.8166458136246656,0.84175084175084181,0.99999999999999978,0.99999999999999978,0.99999999999999978,0.99999999999999978,0.99999999999999978,1.005208333333333,1.0104166666666665,{"$f":"Y9*C9+($A$4-80)*AF9*$A$8/1000","v":34.771153846153851},{"$f":"Z9*E9+($A$4-80)*AG9*$A$8/1000","v":34.016238738069035},{"$f":"AA9*G9+($A$4-80)*AH9*$A$8/1000","v":33.196153846153848},{"$f":"AB9*I9+($A$4-80)*AI9*$A$8/1000","v":32.508005651245107},{"$f":"AC9*K9+($A$4-80)*AJ9*$A$8/1000","v":31.742307692307698},{"$f":"AD9*M9+($A$4-80)*AK9*$A$8/1000","v":31.067091317544492},{"$f":"AE9*O9+($A$4-80)*AL9*$A$8/1000","v":30.288461538461544}]
[null,63,45.190384615384609,41.071153846153841,43.251923076923077,40.32936717459657,41.313461538461539,39.496153846153845,39.375,38.508980938416421,37.436538461538461,37.436538461538461,35.558653846153845,35.558653846153845,33.680769230769236,33.680769230769236,null,1.004230769230769,0.96115384615384614,0.91807692307692312,0.875,0.83192307692307688,0.79019230769230764,0.74846153846153851,0.90884718498659522,0.93242945759593687,0.95601173020527863,0.97800586510263932,1,1,1,1.0104166666666665,1.0104166666666667,1.010416666666667,0.98958333333333326,0.96874999999999967,0.86979166666666663,0.77083333333333359,41.071153846153841,{"$f":"Z10*E10+($A$4-80)*AG10*$A$8/1000","v":40.32936717459657},{"$f":"AA10*G10+($A$4-80)*AH10*$A$8/1000","v":39.496153846153845},38.508980938416421,37.436538461538461,35.558653846153845,33.680769230769236]
[null,59,43.130769230769232,43.130769230769232,41.252884615384616,41.252884615384616,39.375,39.375,37.557692307692307,37.557692307692307,35.74038461538462,35.74038461538462,33.92307692307692,33.92307692307692,32.105769230769234,32.105769230769234,null,0.95846153846153848,0.91673076923076924,0.875,0.83461538461538465,0.7942307692307693,0.75384615384615383,0.71346153846153848,1,1,1,1,1,1,1,0.625,0.53645833333333337,0.44791666666666674,0.35937500000000011,0.27083333333333348,0.18229166666666666,9.3749999999999847E-2,43.130769230769232,{"$f":"Z11*E11+($A$4-80)*AG11*$A$8/1000","v":41.252884615384616},{"$f":"AA11*G11+($A$4-80)*AH11*$A$8/1000","v":39.375},{"$f":"AB11*I11+($A$4-80)*AI11*$A$8/1000","v":37.557692307692307},35.74038461538462,33.92307692307692,32.105769230769234]
[1200,71,53.406593406593416,29.423076923076927,51.119505494505503,28.640883279431545,48.832417582417591,27.815934065934073,46.607142857142861,27.100539221365359,44.381868131868131,26.332417582417584,42.094780219780219,25.560640391417092,39.807692307692314,24.725274725274726,null,1.186813186813187,1.1359890109890112,1.0851648351648353,1.0357142857142858,0.98626373626373631,0.93543956043956045,0.88461538461538469,0.55092592592592593,0.56027308954524147,0.569620253164557,0.5814675081978774,0.59331476323119781,0.607216387826779,0.6211180124223602,1.0104166666666667,1.0104166666666665,1.0104166666666665,1.0104166666666665,1.0104166666666667,1.0052083333333335,1,{"$f":"Y12*C12+($A$4-80)*AF12*$A$12/1000","v":29.423076923076927},{"$f":"Z12*E12+($A$4-80)*AG12*$A$12/1000","v":28.640883279431545},{"$f":"AA12*G12+($A$4-80)*AH12*$A$12/1000","v":27.815934065934073},{"$f":"AB12*I12+($A$4-80)*AI12*$A$12/1000","v":27.100539221365359},{"$f":"AC12*K12+($A$4-80)*AJ12*$A$12/1000","v":26.332417582417584},{"$f":"AD12*M12+($A$4-80)*AK12*$A$12/1000","v":25.560640391417092},{"$f":"AE12*O12+($A$4-80)*AL12*$A$12/1000","v":24.725274725274726}]
[null,67,49.203296703296701,35.480769230769234,47.101648351648343,34.710447691907184,45,33.873626373626372,42.960164835164839,33.171434338005213,40.920329670329672,32.390109890109891,38.818681318681321,31.701113589331115,36.717032967032964,30.906593406593405,null,1.0934065934065933,1.0467032967032965,1,0.95467032967032972,0.90934065934065944,0.86263736263736268,0.81593406593406592,0.72110552763819102,0.73692639019272188,0.75274725274725274,0.77214401912287101,0.79154078549848939,0.8166458136246656,0.84175084175084181,0.99999999999999978,0.99999999999999978,0.99999999999999978,0.99999999999999978,0.99999999999999978,1.005208333333333,1.0104166666666665,{"$f":"Y13*C13+($A$4-80)*AF13*$A$12/1000","v":35.480769230769234},{"$f":"Z13*E13+($A$4-80)*AG13*$A$12/1000","v":34.710447691907184},{"$f":"AA13*G13+($A$4-80)*AH13*$A$12/1000","v":33.873626373626372},{"$f":"AB13*I13+($A$4-80)*AI13*$A$12/1000","v":33.171434338005213},{"$f":"AC13*K13+($A$4-80)*AJ13*$A$12/1000","v":32.390109890109891},{"$f":"AD13*M13+($A$4-80)*AK13*$A$12/1000","v":31.701113589331115},{"$f":"AE13*O13+($A$4-80)*AL13*$A$12/1000","v":30.906593406593405}]
[null,63,46.112637362637358,41.909340659340657,44.134615384615387,41.152415484282216,42.156593406593409,40.302197802197803,40.178571428571431,39.294878508588191,38.200549450549453,38.200549450549453,36.284340659340657,36.284340659340657,34.368131868131869,34.368131868131869,null,1.0247252747252746,0.98076923076923084,0.93681318681318693,0.8928571428571429,0.84890109890109888,0.80631868131868134,0.7637362637362638,0.90884718498659522,0.93242945759593687,0.95601173020527863,0.97800586510263932,1,1,1,1.0104166666666665,1.0104166666666667,1.010416666666667,0.98958333333333326,0.96874999999999967,0.86979166666666663,0.77083333333333359,41.909340659340657,{"$f":"Z14*E14+($A$4-80)*AG14*$A$12/1000","v":41.152415484282216},{"$f":"AA14*G14+($A$4-80)*AH14*$A$12/1000","v":40.302197802197803},39.294878508588191,38.200549450549453,36.284340659340657,34.368131868131869]
[null,59,44.010989010989015,44.010989010989015,42.094780219780219,42.094780219780219,40.178571428571431,40.178571428571431,38.324175824175825,38.324175824175825,36.469780219780219,36.469780219780219,34.61538461538462,34.61538461538462,32.760989010989015,32.760989010989015,null,0.9780219780219781,0.93543956043956045,0.8928571428571429,0.85164835164835173,0.81043956043956045,0.76923076923076927,0.7280219780219781,1,1,1,1,1,1,1,0.625,0.53645833333333337,0.44791666666666674,0.35937500000000011,0.27083333333333348,0.18229166666666666,9.3749999999999847E-2,44.010989010989015,{"$f":"Z15*E15+($A$4-80)*AG15*$A$12/1000","v":42.094780219780219},{"$f":"AA15*G15+($A$4-80)*AH15*$A$12/1000","v":40.178571428571431},38.324175824175825,36.469780219780219,34.61538461538462,32.760989010989015]
[1350,71,54.47472527472528,30.011538461538464,52.141895604395614,29.213700945020175,49.809065934065934,28.372252747252748,47.539285714285718,27.642550005792668,45.269505494505495,26.859065934065935,42.936675824175829,26.071853199245435,40.603846153846156,25.219780219780219,null,1.2105494505494507,1.1587087912087914,1.1068681318681319,1.0564285714285715,1.0059890109890111,0.95414835164835177,0.90230769230769237,0.55092592592592593,0.56027308954524147,0.569620253164557,0.5814675081978774,0.59331476323119781,0.607216387826779,0.6211180124223602,1.0104166666666667,1.0104166666666665,1.0104166666666665,1.0104166666666665,1.0104166666666667,1.0052083333333335,1,{"$f":"Y16*C16+($A$4-80)*AF16*$A$16/1000","v":30.011538461538464},{"$f":"Z16*E16+($A$4-80)*AG16*$A$16/1000","v":29.213700945020175},{"$f":"AA16*G16+($A$4-80)*AH16*$A$16/1000","v":28.372252747252748},{"$f":"AB16*I16+($A$4-80)*AI16*$A$16/1000","v":27.642550005792668},{"$f":"AC16*K16+($A$4-80)*AJ16*$A$16/1000","v":26.859065934065935},{"$f":"AD16*M16+($A$4-80)*AK16*$A$16/1000","v":26.071853199245435},{"$f":"AE16*O16+($A$4-80)*AL16*$A$16/1000","v":25.219780219780219}]
[null,67,50.187362637362639,36.190384615384623,48.043681318681315,35.404656645745327,45.9,34.551098901098896,43.819368131868139,33.834863024765319,41.738736263736264,33.037912087912083,39.59505494505494,32.335135861117728,37.451373626373631,31.524725274725281,null,1.1152747252747253,1.0676373626373625,1.02,0.97376373626373636,0.92752747252747259,0.87989010989010985,0.83225274725274734,0.72110552763819102,0.73692639019272188,0.75274725274725274,0.77214401912287101,0.79154078549848939,0.8166458136246656,0.84175084175084181,0.99999999999999978,0.99999999999999978,0.99999999999999978,0.99999999999999978,0.99999999999999978,1.005208333333333,1.0104166666666665,{"$f":"Y17*C17+($A$4-80)*AF17*$A$16/1000","v":36.190384615384623},{"$f":"Z17*E17+($A$4-80)*AG17*$A$16/1000","v":35.404656645745327},{"$f":"AA17*G17+($A$4-80)*AH17*$A$16/1000","v":34.551098901098896},{"$f":"AB17*I17+($A$4-80)*AI17*$A$16/1000","v":33.834863024765319},{"$f":"AC17*K17+($A$4-80)*AJ17*$A$16/1000","v":33.037912087912083},{"$f":"AD17*M17+($A$4-80)*AK17*$A$16/1000","v":32.335135861117728},{"$f":"AE17*O17+($A$4-80)*AL17*$A$16/1000","v":31.524725274725281}]
[null,63,47.034890109890114,42.74752747252748,45.017307692307696,41.975463793967862,42.999725274725286,41.108241758241768,40.982142857142868,40.080776078759961,38.964560439560437,38.964560439560437,37.010027472527476,37.010027472527476,35.055494505494508,35.055494505494508,null,1.0452197802197802,1.0003846153846154,0.95554945054945073,0.91071428571428592,0.86587912087912089,0.82244505494505504,0.77901098901098909,0.90884718498659522,0.93242945759593687,0.95601173020527863,0.97800586510263932,1,1,1,1.0104166666666665,1.0104166666666667,1.010416666666667,0.98958333333333326,0.96874999999999967,0.86979166666666663,0.77083333333333359,42.74752747252748,{"$f":"Z18*E18+($A$4-80)*AG18*$A$16/1000","v":41.975463793967862},{"$f":"AA18*G18+($A$4-80)*AH18*$A$16/1000","v":41.108241758241768},40.080776078759961,38.964560439560437,37.010027472527476,35.055494505494508]
[null,59,44.891208791208797,44.891208791208797,42.936675824175829,42.936675824175829,40.982142857142854,40.982142857142854,39.090659340659336,39.090659340659336,37.199175824175825,37.199175824175825,35.307692307692314,35.307692307692314,33.416208791208796,33.416208791208796,null,0.99758241758241772,0.95414835164835177,0.9107142857142857,0.86868131868131859,0.82664835164835171,0.78461538461538471,0.74258241758241761,1,1,1,1,1,1,1,0.625,0.53645833333333337,0.44791666666666674,0.35937500000000011,0.27083333333333348,0.18229166666666666,9.3749999999999847E-2,44.891208791208797,{"$f":"Z19*E19+($A$4-80)*AG19*$A$16/1000","v":42.936675824175829},{"$f":"AA19*G19+($A$4-80)*AH19*$A$16/1000","v":40.982142857142854},39.090659340659336,37.199175824175825,35.307692307692314,33.416208791208796]

{"sheet":"4A7Z00_48","index":47,"n_rows":19,"n_cols":45,"rows_kept":19,"cut":false,"hidden":true,"merged":[[130,0,133,0],[120,12,121,12],[120,13,121,13],[120,14,121,14],[120,15,121,15],[122,0,125,0],[126,0,129,0],[119,12,119,13],[119,14,119,15],[120,4,121,4],[120,5,121,5],[120,6,121,6],[120,7,121,7],[120,8,121,8],[120,9,121,9],[120,10,121,10],[120,11,121,11],[119,0,121,0],[119,1,121,1],[119,4,119,5],[119,6,119,7],[119,8,119,9],[119,10,119,11],[111,0,114,0],[117,0,118,1],[117,4,117,15],[118,4,118,5],[118,6,118,7],[118,8,118,9],[118,10,118,11],[118,12,118,13],[118,14,118,15],[101,12,102,12],[101,13,102,13],[101,14,102,14],[101,15,102,15],[103,0,106,0],[107,0,110,0],[100,12,100,13],[100,14,100,15],[101,4,102,4],[101,5,102,5],[101,6,102,6],[101,7,102,7],[101,8,102,8],[101,9,102,9],[101,10,102,10],[101,11,102,11],[100,0,102,0],[100,1,102,1],[100,4,100,5],[100,6,100,7],[100,8,100,9],[100,10,100,11],[92,0,95,0],[98,0,99,1],[98,4,98,15],[99,4,99,5],[99,6,99,7],[99,8,99,9],[99,10,99,11],[99,12,99,13],[99,14,99,15],[82,12,83,12],[82,13,83,13],[82,14,83,14],[82,15,83,15],[84,0,87,0],[88,0,91,0],[81,12,81,13],[81,14,81,15],[82,4,83,4],[82,5,83,5],[82,6,83,6],[82,7,83,7],[82,8,83,8],[82,9,83,9],[82,10,83,10],[82,11,83,11],[81,0,83,0],[81,1,83,1],[81,4,81,5],[81,6,81,7],[81,8,81,9],[81,10,81,11],[73,0,76,0],[79,0,80,1],[79,4,79,15],[80,4,80,5],[80,6,80,7],[80,8,80,9],[80,10,80,11],[80,12,80,13],[80,14,80,15],[63,12,64,12],[63,13,64,13],[63,14,64,14],[63,15,64,15],[65,0,68,0],[69,0,72,0],[62,12,62,13],[62,14,62,15],[63,4,64,4],[63,5,64,5],[63,6,64,6],[63,7,64,7],[63,8,64,8],[63,9,64,9],[63,10,64,10],[63,11,64,11],[62,0,64,0],[62,1,64,1],[62,4,62,5],[62,6,62,7],[62,8,62,9],[62,10,62,11],[54,0,57,0],[60,0,61,1],[60,4,60,15],[61,4,61,5],[61,6,61,7],[61,8,61,9],[61,10,61,11],[61,12,61,13],[61,14,61,15],[44,12,45,12],[44,13,45,13],[44,14,45,14],[44,15,45,15],[46,0,49,0],[50,0,53,0],[43,12,43,13],[43,14,43,15],[44,4,45,4],[44,5,45,5],[44,6,45,6],[44,7,45,7],[44,8,45,8],[44,9,45,9],[44,10,45,10],[44,11,45,11],[43,0,45,0],[43,1,45,1],[43,4,43,5],[43,6,43,7],[43,8,43,9],[43,10,43,11],[35,0,38,0],[41,0,42,1],[41,4,41,15],[42,4,42,5],[42,6,42,7],[42,8,42,9],[42,10,42,11],[42,12,42,13],[42,14,42,15],[25,12,26,12],[25,13,26,13],[25,14,26,14],[25,15,26,15],[27,0,30,0],[31,0,34,0],[24,12,24,13],[24,14,24,15],[25,4,26,4],[25,5,26,5],[25,6,26,6],[25,7,26,7],[25,8,26,8],[25,9,26,9],[25,10,26,10],[25,11,26,11],[24,0,26,0],[24,1,26,1],[24,4,24,5],[24,6,24,7],[24,8,24,9],[24,10,24,11],[7,0,10,0],[11,0,14,0],[15,0,18,0],[22,4,22,15],[23,4,23,5],[23,6,23,7],[23,8,23,9],[23,10,23,11],[23,12,23,13],[23,14,23,15],[5,10,6,10],[5,11,6,11],[5,12,6,12],[5,13,6,13],[5,14,6,14],[5,15,6,15],[4,10,4,11],[4,12,4,13],[4,14,4,15],[5,2,6,2],[5,3,6,3],[5,4,6,4],[5,5,6,5],[5,6,6,6],[5,7,6,7],[5,8,6,8],[4,0,6,0],[4,1,6,1],[4,2,4,3],[4,4,4,5],[4,6,4,7],[4,8,4,9],[5,9,6,9],[2,0,2,1],[2,2,2,15],[3,2,3,3],[3,4,3,5],[3,6,3,7],[3,8,3,9],[3,10,3,11],[3,12,3,13],[3,14,3,15]]}
[]
["4A7Z00_48",18.2]
["Evaporator Air \n",null,"Condenser  Entering Air Temperature ˚F"]
[80,"°F DB",85,null,90,null,95,null,100,null,105,null,110,null,115]
["CFM","EWB†\n˚F","Capacity Mbtuh",null,"Capacity Mbtuh",null,"Capacity Mbtuh",null,"Capacity Mbtuh",null,"Capacity Mbtuh",null,"Capacity Mbtuh",null,"Capacity Mbtuh"]
[null,null,"Total","Sens.","Total","Sens.","Total","Sens.","Total","Sens.","Total","Sens.","Total","Sens.","Total","Sens."]
[null,null,null,null,null,null,null,null,null,null,null,null,null,null,null,null,null,"Total Factors",null,null,null,null,null,null,"Sens. %",null,null,null,null,null,null,"IDB Adj",null,null,null,null,null,null,"Sens Calc"]
[1400,71,{"$f":"R8*$B$2","v":21.426115631691648},{"$f":"IF(AM8>C8,C8,AM8)","v":11.877935760171304},{"$f":"S8*$B$2","v":20.375815845824409},{"$f":"IF(AN8>E8,E8,AN8)","v":11.527029974935695},{"$f":"T8*$B$2","v":19.325516059957174},{"$f":"IF(AO8>G8,G8,AO8)","v":11.15227408993576},{"$f":"U8*$B$2","v":18.294312633832973},{"$f":"IF(AP8>I8,I8,AP8)","v":10.823553725796963},{"$f":"V8*$B$2","v":17.263109207708776},{"$f":"IF(AQ8>K8,K8,AQ8)","v":10.464805139186293},{"$f":"W8*$B$2","v":16.23190578158458},{"$f":"IF(AR8>M8,M8,AR8)","v":10.140158955985894},{"$f":"X8*$B$2","v":15.200702355460384},{"$f":"IF(AS8>O8,O8,AS8)","v":9.7773361884368324},null,1.1772591006423982,1.1195503211991433,1.0618415417558886,1.0051820128479656,0.94852248394004279,0.89186295503211988,0.83520342612419696,0.55436720142602491,0.56572115012012714,0.57707509881422925,0.59163489453985796,0.60619469026548667,0.62470538533374842,0.64321608040201017,1.0078125000000002,1.0078125,1.0078124999999998,1.0117187499999998,1.0156249999999998,1.01171875,1.0078125000000002,{"$f":"Y8*C8+($A$4-80)*AF8*$A$8/1000","v":11.877935760171304},{"$f":"Z8*E8+($A$4-80)*AG8*$A$8/1000","v":11.527029974935695},{"$f":"AA8*G8+($A$4-80)*AH8*$A$8/1000","v":11.15227408993576},{"$f":"AB8*I8+($A$4-80)*AI8*$A$8/1000","v":10.823553725796963},{"$f":"AC8*K8+($A$4-80)*AJ8*$A$8/1000","v":10.464805139186293},{"$f":"AD8*M8+($A$4-80)*AK8*$A$8/1000","v":10.140158955985894},{"$f":"AE8*O8+($A$4-80)*AL8*$A$8/1000","v":9.7773361884368324}]
[null,67,{"$f":"R9*$B$2","v":19.745635974304069},14.436847965738755,18.790817987152035,{"$f":"IF(AN9>E9,E9,AN9)","v":14.091965521041294},17.836000000000002,{"$f":"IF(AO9>G9,G9,AO9)","v":13.711186295503213},16.881182012847965,{"$f":"IF(AP9>I9,I9,AP9)","v":13.370608021170332},15.92636402569593,{"$f":"IF(AQ9>K9,K9,AQ9)","v":12.985524625267663},14.971546038543895,{"$f":"IF(AR9>M9,M9,AR9)","v":12.671406920683452},14.016728051391862,{"$f":"IF(AS9>O9,O9,AS9)","v":12.298055674518199},null,1.0849250535331907,1.0324625267665954,0.98000000000000009,0.92753747323340474,0.87507494646680939,0.82261241970021404,0.7701498929336188,0.73114119922630549,0.74993890796433038,0.76873661670235538,0.79204216926244864,0.81534772182254189,0.84636595900391398,0.87738419618528607,1.0156249999999998,1.015625,1.015625,1.01171875,1.0078124999999998,1.0078125,1.0078125000000002,{"$f":"Y9*C9+($A$4-80)*AF9*$A$8/1000","v":14.436847965738755},{"$f":"Z9*E9+($A$4-80)*AG9*$A$8/1000","v":14.091965521041294},{"$f":"AA9*G9+($A$4-80)*AH9*$A$8/1000","v":13.711186295503213},{"$f":"AB9*I9+($A$4-80)*AI9*$A$8/1000","v":13.370608021170332},{"$f":"AC9*K9+($A$4-80)*AJ9*$A$8/1000","v":12.985524625267663},{"$f":"AD9*M9+($A$4-80)*AK9*$A$8/1000","v":12.671406920683452},{"$f":"AE9*O9+($A$4-80)*AL9*$A$8/1000","v":12.298055674518199}]
[null,63,18.485276231263381,17.072145610278373,17.587747323340469,16.714255579491393,16.690218415417558,16.308291220556743,15.792689507494643,15.611995119537037,14.895160599571733,14.895160599571733,13.997631691648822,13.997631691648822,13.100102783725907,13.100102783725907,null,1.0156745182012847,0.96635974304068517,0.9170449678800856,0.86773019271948593,0.81841541755888647,0.7691006423982869,0.71978586723768723,0.92355371900826455,0.9503352119068782,0.97711670480549195,0.98855835240274592,1,1,1,1.0156250000000002,1.0117187500000002,1.0078125000000002,0.93750000000000022,0.86718750000000011,0.7578125,0.64843749999999978,17.072145610278373,{"$f":"Z10*E10+($A$4-80)*AG10*$A$8/1000","v":16.714255579491393},{"$f":"AA10*G10+($A$4-80)*AH10*$A$8/1000","v":16.308291220556743},15.611995119537037,14.895160599571733,13.997631691648822,13.100102783725907]
[null,59,17.606843683083511,17.606843683083511,16.766603854389718,16.766603854389718,15.92636402569593,15.92636402569593,15.067027837259099,15.067027837259099,14.207691648822269,14.207691648822269,13.348355460385438,13.348355460385438,12.489019271948607,12.489019271948607,null,0.96740899357601706,0.92124197002141317,0.87507494646680939,0.82785867237687361,0.78064239828693793,0.73342612419700215,0.68620985010706637,1,1,1,1,1,1,1,0.56250000000000022,0.46875000000000028,0.37500000000000033,0.27343750000000028,0.17187500000000022,8.5937500000000111E-2,0,17.606843683083511,{"$f":"Z11*E11+($A$4-80)*AG11*$A$8/1000","v":16.766603854389718},{"$f":"AA11*G11+($A$4-80)*AH11*$A$8/1000","v":15.92636402569593},{"$f":"AB11*I11+($A$4-80)*AI11*$A$8/1000","v":15.067027837259099},14.207691648822269,13.348355460385438,12.489019271948607]
[1600,71,21.863383297644539,12.1203426124197,20.791648822269806,11.762275484628262,19.719914346895074,11.379871520342611,18.66766595289079,11.044442577343839,17.615417558886509,10.678372591006422,16.563169164882225,10.347100975495811,15.510920770877942,9.9768736616702363,null,1.2012847965738758,1.1423982869379015,1.0835117773019272,1.025695931477516,0.9678800856531049,0.91006423982869378,0.85224839400428254,0.55436720142602491,0.56572115012012714,0.57707509881422925,0.59163489453985796,0.60619469026548667,0.62470538533374842,0.64321608040201017,1.0078125000000002,1.0078125,1.0078124999999998,1.0117187499999998,1.0156249999999998,1.01171875,1.0078125000000002,{"$f":"Y12*C12+($A$4-80)*AF12*$A$12/1000","v":12.1203426124197},{"$f":"Z12*E12+($A$4-80)*AG12*$A$12/1000","v":11.762275484628262},{"$f":"AA12*G12+($A$4-80)*AH12*$A$12/1000","v":11.379871520342611},{"$f":"AB12*I12+($A$4-80)*AI12*$A$12/1000","v":11.044442577343839},{"$f":"AC12*K12+($A$4-80)*AJ12*$A$12/1000","v":10.678372591006422},{"$f":"AD12*M12+($A$4-80)*AK12*$A$12/1000","v":10.347100975495811},{"$f":"AE12*O12+($A$4-80)*AL12*$A$12/1000","v":9.9768736616702363}]
[null,67,20.148608137044967,14.731477516059954,19.174304068522481,14.379556654123766,18.2,13.991006423982867,17.225695931477517,13.643477572622789,16.251391862955032,13.25053533190578,15.277087794432548,12.930007061921893,14.302783725910064,12.549036402569593,null,1.1070663811563168,1.0535331905781584,1,0.94646680942184158,0.89293361884368305,0.83940042826552463,0.78586723768736622,0.73114119922630549,0.74993890796433038,0.76873661670235538,0.79204216926244864,0.81534772182254189,0.84636595900391398,0.87738419618528607,1.0156249999999998,1.015625,1.015625,1.01171875,1.0078124999999998,1.0078125,1.0078125000000002,{"$f":"Y13*C13+($A$4-80)*AF13*$A$12/1000","v":14.731477516059954},{"$f":"Z13*E13+($A$4-80)*AG13*$A$12/1000","v":14.379556654123766},{"$f":"AA13*G13+($A$4-80)*AH13*$A$12/1000","v":13.991006423982867},{"$f":"AB13*I13+($A$4-80)*AI13*$A$12/1000","v":13.643477572622789},{"$f":"AC13*K13+($A$4-80)*AJ13*$A$12/1000","v":13.25053533190578},{"$f":"AD13*M13+($A$4-80)*AK13*$A$12/1000","v":12.930007061921893},{"$f":"AE13*O13+($A$4-80)*AL13*$A$12/1000","v":12.549036402569593}]
[null,63,18.862526766595284,17.420556745182012,17.946680942184152,17.055362836215707,17.03083511777302,16.641113490364024,16.114989293361884,15.930607264833714,15.199143468950748,15.199143468950748,14.283297644539612,14.283297644539612,13.367451820128476,13.367451820128476,null,1.0364025695931476,0.9860813704496787,0.93576017130620981,0.88543897216274092,0.83511777301927193,0.78479657387580293,0.73447537473233393,0.92355371900826455,0.9503352119068782,0.97711670480549195,0.98855835240274592,1,1,1,1.0156250000000002,1.0117187500000002,1.0078125000000002,0.93750000000000022,0.86718750000000011,0.7578125,0.64843749999999978,17.420556745182012,{"$f":"Z14*E14+($A$4-80)*AG14*$A$12/1000","v":17.055362836215707},{"$f":"AA14*G14+($A$4-80)*AH14*$A$12/1000","v":16.641113490364024},15.930607264833714,15.199143468950748,14.283297644539612,13.367451820128476]
[null,59,17.966167023554604,17.966167023554604,17.108779443254818,17.108779443254818,16.251391862955032,16.251391862955032,15.374518201284797,15.374518201284797,14.49764453961456,14.49764453961456,13.620770877944326,13.620770877944326,12.743897216274091,12.743897216274091,null,0.98715203426124198,0.94004282655246263,0.89293361884368305,0.84475374732334052,0.79657387580299788,0.74839400428265523,0.7002141327623127,1,1,1,1,1,1,1,0.56250000000000022,0.46875000000000028,0.37500000000000033,0.27343750000000028,0.17187500000000022,8.5937500000000111E-2,0,17.966167023554604,{"$f":"Z15*E15+($A$4-80)*AG15*$A$12/1000","v":17.108779443254818},{"$f":"AA15*G15+($A$4-80)*AH15*$A$12/1000","v":16.251391862955032},15.374518201284797,14.49764453961456,13.620770877944326,12.743897216274091]
[1800,71,22.30065096359743,12.362749464668093,21.207481798715204,11.997520994320828,20.114312633832974,11.607468950749462,19.04101927194861,11.265331428890718,17.967725910064242,10.891940042826553,16.894432548179871,10.554042995005728,15.8211391862955,10.17641113490364,null,1.2253104925053533,1.1652462526766596,1.1051820128479657,1.0462098501070665,0.98723768736616713,0.92826552462526768,0.86929336188436823,0.55436720142602491,0.56572115012012714,0.57707509881422925,0.59163489453985796,0.60619469026548667,0.62470538533374842,0.64321608040201017,1.0078125000000002,1.0078125,1.0078124999999998,1.0117187499999998,1.0156249999999998,1.01171875,1.0078125000000002,{"$f":"Y16*C16+($A$4-80)*AF16*$A$16/1000","v":12.362749464668093},{"$f":"Z16*E16+($A$4-80)*AG16*$A$16/1000","v":11.997520994320828},{"$f":"AA16*G16+($A$4-80)*AH16*$A$16/1000","v":11.607468950749462},{"$f":"AB16*I16+($A$4-80)*AI16*$A$16/1000","v":11.265331428890718},{"$f":"AC16*K16+($A$4-80)*AJ16*$A$16/1000","v":10.891940042826553},{"$f":"AD16*M16+($A$4-80)*AK16*$A$16/1000","v":10.554042995005728},{"$f":"AE16*O16+($A$4-80)*AL16*$A$16/1000","v":10.17641113490364}]
[null,67,20.551580299785865,15.026107066381153,19.557790149892934,14.667147787206245,18.564,14.270826552462525,17.570209850107066,13.916347124075243,16.576419700214135,13.515546038543897,15.582629550321201,13.188607203160332,14.588839400428265,12.800017130620985,null,1.1292077087794432,1.0746038543897216,1.02,0.96539614561027842,0.91079229122055683,0.85618843683083523,0.80158458244111352,0.73114119922630549,0.74993890796433038,0.76873661670235538,0.79204216926244864,0.81534772182254189,0.84636595900391398,0.87738419618528607,1.0156249999999998,1.015625,1.015625,1.01171875,1.0078124999999998,1.0078125,1.0078125000000002,{"$f":"Y17*C17+($A$4-80)*AF17*$A$16/1000","v":15.026107066381153},{"$f":"Z17*E17+($A$4-80)*AG17*$A$16/1000","v":14.667147787206245},{"$f":"AA17*G17+($A$4-80)*AH17*$A$16/1000","v":14.270826552462525},{"$f":"AB17*I17+($A$4-80)*AI17*$A$16/1000","v":13.916347124075243},{"$f":"AC17*K17+($A$4-80)*AJ17*$A$16/1000","v":13.515546038543897},{"$f":"AD17*M17+($A$4-80)*AK17*$A$16/1000","v":13.188607203160332},{"$f":"AE17*O17+($A$4-80)*AL17*$A$16/1000","v":12.800017130620985}]
[null,63,19.239777301927194,17.768967880085654,18.305614561027838,17.396470092940024,17.371451820128481,16.973935760171308,16.437289079229124,16.24921941013039,15.503126338329764,15.503126338329764,14.568963597430404,14.568963597430404,13.634800856531047,13.634800856531047,null,1.0571306209850106,1.0058029978586724,0.95447537473233413,0.90314775160599581,0.85182012847965738,0.80049250535331895,0.74916488222698063,0.92355371900826455,0.9503352119068782,0.97711670480549195,0.98855835240274592,1,1,1,1.0156250000000002,1.0117187500000002,1.0078125000000002,0.93750000000000022,0.86718750000000011,0.7578125,0.64843749999999978,17.768967880085654,{"$f":"Z18*E18+($A$4-80)*AG18*$A$16/1000","v":17.396470092940024},{"$f":"AA18*G18+($A$4-80)*AH18*$A$16/1000","v":16.973935760171308},16.24921941013039,15.503126338329764,14.568963597430404,13.634800856531047]
[null,59,18.325490364025697,18.325490364025697,17.450955032119914,17.450955032119914,16.576419700214135,16.576419700214135,15.682008565310493,15.682008565310493,14.787597430406851,14.787597430406851,13.893186295503211,13.893186295503211,12.998775160599571,12.998775160599571,null,1.0068950749464669,0.95884368308351187,0.91079229122055683,0.86164882226980732,0.81250535331905782,0.76336188436830832,0.71421841541755893,1,1,1,1,1,1,1,0.56250000000000022,0.46875000000000028,0.37500000000000033,0.27343750000000028,0.17187500000000022,8.5937500000000111E-2,0,18.325490364025697,{"$f":"Z19*E19+($A$4-80)*AG19*$A$16/1000","v":17.450955032119914},{"$f":"AA19*G19+($A$4-80)*AH19*$A$16/1000","v":16.576419700214135},15.682008565310493,14.787597430406851,13.893186295503211,12.998775160599571]

{"sheet":"4A7Z00_60","index":48,"n_rows":19,"n_cols":45,"rows_kept":19,"cut":false,"hidden":true,"merged":[[130,0,133,0],[120,12,121,12],[120,13,121,13],[120,14,121,14],[120,15,121,15],[122,0,125,0],[126,0,129,0],[119,12,119,13],[119,14,119,15],[120,4,121,4],[120,5,121,5],[120,6,121,6],[120,7,121,7],[120,8,121,8],[120,9,121,9],[120,10,121,10],[120,11,121,11],[119,0,121,0],[119,1,121,1],[119,4,119,5],[119,6,119,7],[119,8,119,9],[119,10,119,11],[111,0,114,0],[117,0,118,1],[117,4,117,15],[118,4,118,5],[118,6,118,7],[118,8,118,9],[118,10,118,11],[118,12,118,13],[118,14,118,15],[101,12,102,12],[101,13,102,13],[101,14,102,14],[101,15,102,15],[103,0,106,0],[107,0,110,0],[100,12,100,13],[100,14,100,15],[101,4,102,4],[101,5,102,5],[101,6,102,6],[101,7,102,7],[101,8,102,8],[101,9,102,9],[101,10,102,10],[101,11,102,11],[100,0,102,0],[100,1,102,1],[100,4,100,5],[100,6,100,7],[100,8,100,9],[100,10,100,11],[92,0,95,0],[98,0,99,1],[98,4,98,15],[99,4,99,5],[99,6,99,7],[99,8,99,9],[99,10,99,11],[99,12,99,13],[99,14,99,15],[82,12,83,12],[82,13,83,13],[82,14,83,14],[82,15,83,15],[84,0,87,0],[88,0,91,0],[81,12,81,13],[81,14,81,15],[82,4,83,4],[82,5,83,5],[82,6,83,6],[82,7,83,7],[82,8,83,8],[82,9,83,9],[82,10,83,10],[82,11,83,11],[81,0,83,0],[81,1,83,1],[81,4,81,5],[81,6,81,7],[81,8,81,9],[81,10,81,11],[73,0,76,0],[79,0,80,1],[79,4,79,15],[80,4,80,5],[80,6,80,7],[80,8,80,9],[80,10,80,11],[80,12,80,13],[80,14,80,15],[63,12,64,12],[63,13,64,13],[63,14,64,14],[63,15,64,15],[65,0,68,0],[69,0,72,0],[62,12,62,13],[62,14,62,15],[63,4,64,4],[63,5,64,5],[63,6,64,6],[63,7,64,7],[63,8,64,8],[63,9,64,9],[63,10,64,10],[63,11,64,11],[62,0,64,0],[62,1,64,1],[62,4,62,5],[62,6,62,7],[62,8,62,9],[62,10,62,11],[54,0,57,0],[60,0,61,1],[60,4,60,15],[61,4,61,5],[61,6,61,7],[61,8,61,9],[61,10,61,11],[61,12,61,13],[61,14,61,15],[44,12,45,12],[44,13,45,13],[44,14,45,14],[44,15,45,15],[46,0,49,0],[50,0,53,0],[43,12,43,13],[43,14,43,15],[44,4,45,4],[44,5,45,5],[44,6,45,6],[44,7,45,7],[44,8,45,8],[44,9,45,9],[44,10,45,10],[44,11,45,11],[43,0,45,0],[43,1,45,1],[43,4,43,5],[43,6,43,7],[43,8,43,9],[43,10,43,11],[35,0,38,0],[41,0,42,1],[41,4,41,15],[42,4,42,5],[42,6,42,7],[42,8,42,9],[42,10,42,11],[42,12,42,13],[42,14,42,15],[25,12,26,12],[25,13,26,13],[25,14,26,14],[25,15,26,15],[27,0,30,0],[31,0,34,0],[24,12,24,13],[24,14,24,15],[25,4,26,4],[25,5,26,5],[25,6,26,6],[25,7,26,7],[25,8,26,8],[25,9,26,9],[25,10,26,10],[25,11,26,11],[24,0,26,0],[24,1,26,1],[24,4,24,5],[24,6,24,7],[24,8,24,9],[24,10,24,11],[7,0,10,0],[11,0,14,0],[15,0,18,0],[22,4,22,15],[23,4,23,5],[23,6,23,7],[23,8,23,9],[23,10,23,11],[23,12,23,13],[23,14,23,15],[5,10,6,10],[5,11,6,11],[5,12,6,12],[5,13,6,13],[5,14,6,14],[5,15,6,15],[4,10,4,11],[4,12,4,13],[4,14,4,15],[5,2,6,2],[5,3,6,3],[5,4,6,4],[5,5,6,5],[5,6,6,6],[5,7,6,7],[5,8,6,8],[4,0,6,0],[4,1,6,1],[4,2,4,3],[4,4,4,5],[4,6,4,7],[4,8,4,9],[5,9,6,9],[2,0,2,1],[2,2,2,15],[3,2,3,3],[3,4,3,5],[3,6,3,7],[3,8,3,9],[3,10,3,11],[3,12,3,13],[3,14,3,15]]}
[]
["4A7Z00_60",18.2]
["Evaporator Air \n",null,"Condenser  Entering Air Temperature ˚F"]
[80,"°F DB",85,null,90,null,95,null,100,null,105,null,110,null,115]
["CFM","EWB†\n˚F","Capacity Mbtuh",null,"Capacity Mbtuh",null,"Capacity Mbtuh",null,"Capacity Mbtuh",null,"Capacity Mbtuh",null,"Capacity Mbtuh",null,"Capacity Mbtuh"]
[null,null,"Total","Sens.","Total","Sens.","Total","Sens.","Total","Sens.","Total","Sens.","Total","Sens.","Total","Sens."]
[null,null,null,null,null,null,null,null,null,null,null,null,null,null,null,null,null,"Total Factors",null,null,null,null,null,null,"Sens. %",null,null,null,null,null,null,"IDB Adj",null,null,null,null,null,null,"Sens Calc"]
[1600,71,{"$f":"R8*$B$2","v":20.390369999999994},{"$f":"IF(AM8>C8,C8,AM8)","v":11.357406666666664},{"$f":"S8*$B$2","v":19.772479999999998},{"$f":"IF(AN8>E8,E8,AN8)","v":11.155901414141415},{"$f":"T8*$B$2","v":19.154589999999999},{"$f":"IF(AO8>G8,G8,AO8)","v":10.945480000000002},{"$f":"U8*$B$2","v":18.5367},{"$f":"IF(AP8>I8,I8,AP8)","v":10.744589655172415},{"$f":"V8*$B$2","v":17.918810000000001},{"$f":"IF(AQ8>K8,K8,AQ8)","v":10.533553333333332},{"$f":"W8*$B$2","v":17.315631666666665},{"$f":"IF(AR8>M8,M8,AR8)","v":10.332953724164913},{"$f":"X8*$B$2","v":16.712453333333332},{"$f":"IF(AS8>O8,O8,AS8)","v":10.121626666666666},null,1.1203499999999997,1.0864,1.0524499999999999,1.0185,0.98455000000000004,0.9514083333333333,0.91826666666666656,0.55699855699855705,0.56421356421356428,0.57142857142857151,0.57963875205254523,0.58784893267651883,0.59674136774671016,0.60563380281690138,1.0125000000000002,1.0125000000000002,1.0125000000000002,1.0125,1.0124999999999997,1.0124999999999997,1.0125,{"$f":"Y8*C8+($A$4-80)*AF8*$A$8/1000","v":11.357406666666664},{"$f":"Z8*E8+($A$4-80)*AG8*$A$8/1000","v":11.155901414141415},{"$f":"AA8*G8+($A$4-80)*AH8*$A$8/1000","v":10.945480000000002},{"$f":"AB8*I8+($A$4-80)*AI8*$A$8/1000","v":10.744589655172415},{"$f":"AC8*K8+($A$4-80)*AJ8*$A$8/1000","v":10.533553333333332},{"$f":"AD8*M8+($A$4-80)*AK8*$A$8/1000","v":10.332953724164913},{"$f":"AE8*O8+($A$4-80)*AL8*$A$8/1000","v":10.121626666666666}]
[null,67,{"$f":"R9*$B$2","v":18.80151},13.828966666666668,18.227754999999998,{"$f":"IF(AN9>E9,E9,AN9)","v":13.614835077562596},17.654,{"$f":"IF(AO9>G9,G9,AO9)","v":13.387616666666666},17.094956666666665,{"$f":"IF(AP9>I9,I9,AP9)","v":13.189022691627123},16.535913333333333,{"$f":"IF(AQ9>K9,K9,AQ9)","v":12.97569},15.962158333333333,{"$f":"IF(AR9>M9,M9,AR9)","v":12.763573714770045},15.388403333333331,{"$f":"IF(AS9>O9,O9,AS9)","v":12.53434},null,1.03305,1.001525,0.97,0.93928333333333336,0.90856666666666674,0.87704166666666672,0.84551666666666658,0.73552425665101728,0.74692879499217524,0.7583333333333333,0.77151542111506521,0.78469750889679712,0.79961452882698369,0.81453154875717027,1.0125,1.0125,1.0125,1.0125000000000002,1.0125000000000002,1.0125000000000002,1.0125000000000002,{"$f":"Y9*C9+($A$4-80)*AF9*$A$8/1000","v":13.828966666666668},{"$f":"Z9*E9+($A$4-80)*AG9*$A$8/1000","v":13.614835077562596},{"$f":"AA9*G9+($A$4-80)*AH9*$A$8/1000","v":13.387616666666666},{"$f":"AB9*I9+($A$4-80)*AI9*$A$8/1000","v":13.189022691627123},{"$f":"AC9*K9+($A$4-80)*AJ9*$A$8/1000","v":12.97569},{"$f":"AD9*M9+($A$4-80)*AK9*$A$8/1000","v":12.763573714770045},{"$f":"AE9*O9+($A$4-80)*AL9*$A$8/1000","v":12.53434}]
[null,63,17.595153333333332,16.359373333333334,17.065533333333331,16.147401993398315,16.535913333333333,15.918023333333332,16.006293333333335,15.707243368920524,15.476673333333332,15.476673333333332,14.947053333333331,14.947053333333331,14.417433333333333,14.417433333333333,null,0.96676666666666655,0.93766666666666665,0.90856666666666674,0.87946666666666673,0.8503666666666666,0.82126666666666659,0.79216666666666669,0.92976588628762546,0.94619966912246034,0.96263345195729533,0.98131672597864772,1,1,1,1.0125000000000002,1.0125000000000002,1.0125000000000002,1.0125000000000002,1.0125000000000002,0.94375000000000009,0.875,16.359373333333334,{"$f":"Z10*E10+($A$4-80)*AG10*$A$8/1000","v":16.147401993398315},{"$f":"AA10*G10+($A$4-80)*AH10*$A$8/1000","v":15.918023333333332},15.707243368920524,15.476673333333332,14.947053333333331,14.417433333333333]
[null,59,16.7713,16.7713,16.271103333333333,16.271103333333333,15.770906666666665,15.770906666666665,15.255998333333332,15.255998333333332,14.74109,14.74109,14.240893333333332,14.240893333333332,13.740696666666667,13.740696666666667,null,0.92149999999999999,0.89401666666666668,0.86653333333333327,0.83824166666666666,0.80995000000000006,0.78246666666666664,0.75498333333333334,1,1,1,1,1,1,1,0.53750000000000009,0.48125000000000018,0.42500000000000027,0.36250000000000027,0.30000000000000027,0.24062500000000031,0.18125000000000036,16.7713,{"$f":"Z11*E11+($A$4-80)*AG11*$A$8/1000","v":16.271103333333333},{"$f":"AA11*G11+($A$4-80)*AH11*$A$8/1000","v":15.770906666666665},{"$f":"AB11*I11+($A$4-80)*AI11*$A$8/1000","v":15.255998333333332},14.74109,14.240893333333332,13.740696666666667]
[2000,71,21.021000000000001,11.708666666666668,20.383999999999997,11.500929292929293,19.747,11.284000000000001,19.11,11.07689655172414,18.472999999999999,10.859333333333332,17.851166666666664,10.652529612541146,17.229333333333333,10.434666666666667,null,1.155,1.1199999999999999,1.085,1.05,1.0149999999999999,0.98083333333333322,0.94666666666666666,0.55699855699855705,0.56421356421356428,0.57142857142857151,0.57963875205254523,0.58784893267651883,0.59674136774671016,0.60563380281690138,1.0125000000000002,1.0125000000000002,1.0125000000000002,1.0125,1.0124999999999997,1.0124999999999997,1.0125,{"$f":"Y12*C12+($A$4-80)*AF12*$A$12/1000","v":11.708666666666668},{"$f":"Z12*E12+($A$4-80)*AG12*$A$12/1000","v":11.500929292929293},{"$f":"AA12*G12+($A$4-80)*AH12*$A$12/1000","v":11.284000000000001},{"$f":"AB12*I12+($A$4-80)*AI12*$A$12/1000","v":11.07689655172414},{"$f":"AC12*K12+($A$4-80)*AJ12*$A$12/1000","v":10.859333333333332},{"$f":"AD12*M12+($A$4-80)*AK12*$A$12/1000","v":10.652529612541146},{"$f":"AE12*O12+($A$4-80)*AL12*$A$12/1000","v":10.434666666666667}]
[null,67,19.382999999999999,14.256666666666668,18.791499999999999,14.035912451095461,18.2,13.801666666666666,17.623666666666665,13.59693060992487,17.047333333333334,13.377000000000001,16.455833333333334,13.158323417288706,15.864333333333331,12.921999999999999,null,1.0649999999999999,1.0325,1,0.96833333333333338,0.93666666666666676,0.90416666666666667,0.87166666666666659,0.73552425665101728,0.74692879499217524,0.7583333333333333,0.77151542111506521,0.78469750889679712,0.79961452882698369,0.81453154875717027,1.0125,1.0125,1.0125,1.0125000000000002,1.0125000000000002,1.0125000000000002,1.0125000000000002,{"$f":"Y13*C13+($A$4-80)*AF13*$A$12/1000","v":14.256666666666668},{"$f":"Z13*E13+($A$4-80)*AG13*$A$12/1000","v":14.035912451095461},{"$f":"AA13*G13+($A$4-80)*AH13*$A$12/1000","v":13.801666666666666},{"$f":"AB13*I13+($A$4-80)*AI13*$A$12/1000","v":13.59693060992487},{"$f":"AC13*K13+($A$4-80)*AJ13*$A$12/1000","v":13.377000000000001},{"$f":"AD13*M13+($A$4-80)*AK13*$A$12/1000","v":13.158323417288706},{"$f":"AE13*O13+($A$4-80)*AL13*$A$12/1000","v":12.921999999999999}]
[null,63,18.13933333333333,16.865333333333332,17.593333333333334,16.646806178761153,17.047333333333334,16.410333333333334,16.501333333333335,16.193034400948992,15.955333333333334,15.955333333333334,15.409333333333331,15.409333333333331,14.863333333333333,14.863333333333333,null,0.99666666666666659,0.96666666666666667,0.93666666666666676,0.90666666666666673,0.87666666666666671,0.84666666666666657,0.81666666666666665,0.92976588628762546,0.94619966912246034,0.96263345195729533,0.98131672597864772,1,1,1,1.0125000000000002,1.0125000000000002,1.0125000000000002,1.0125000000000002,1.0125000000000002,0.94375000000000009,0.875,16.865333333333332,{"$f":"Z14*E14+($A$4-80)*AG14*$A$12/1000","v":16.646806178761153},{"$f":"AA14*G14+($A$4-80)*AH14*$A$12/1000","v":16.410333333333334},16.193034400948992,15.955333333333334,15.409333333333331,14.863333333333333]
[null,59,17.29,17.29,16.774333333333331,16.774333333333331,16.258666666666667,16.258666666666667,15.727833333333333,15.727833333333333,15.197000000000001,15.197000000000001,14.681333333333335,14.681333333333335,14.165666666666668,14.165666666666668,null,0.95,0.92166666666666663,0.89333333333333331,0.86416666666666664,0.83500000000000008,0.80666666666666675,0.77833333333333343,1,1,1,1,1,1,1,0.53750000000000009,0.48125000000000018,0.42500000000000027,0.36250000000000027,0.30000000000000027,0.24062500000000031,0.18125000000000036,17.29,{"$f":"Z15*E15+($A$4-80)*AG15*$A$12/1000","v":16.774333333333331},{"$f":"AA15*G15+($A$4-80)*AH15*$A$12/1000","v":16.258666666666667},15.727833333333333,15.197000000000001,14.681333333333335,14.165666666666668]
[2400,71,21.651630000000001,12.059926666666668,20.995520000000003,11.845957171717174,20.339410000000001,11.622520000000002,19.683299999999999,11.409203448275862,19.027189999999997,11.18511333333333,18.386701666666664,10.97210550091738,17.746213333333333,10.747706666666666,null,1.1896500000000001,1.1536000000000002,1.11755,1.0814999999999999,1.04545,1.0102583333333333,0.97506666666666664,0.55699855699855705,0.56421356421356428,0.57142857142857151,0.57963875205254523,0.58784893267651883,0.59674136774671016,0.60563380281690138,1.0125000000000002,1.0125000000000002,1.0125000000000002,1.0125,1.0124999999999997,1.0124999999999997,1.0125,{"$f":"Y16*C16+($A$4-80)*AF16*$A$16/1000","v":12.059926666666668},{"$f":"Z16*E16+($A$4-80)*AG16*$A$16/1000","v":11.845957171717174},{"$f":"AA16*G16+($A$4-80)*AH16*$A$16/1000","v":11.622520000000002},{"$f":"AB16*I16+($A$4-80)*AI16*$A$16/1000","v":11.409203448275862},{"$f":"AC16*K16+($A$4-80)*AJ16*$A$16/1000","v":11.18511333333333},{"$f":"AD16*M16+($A$4-80)*AK16*$A$16/1000","v":10.97210550091738},{"$f":"AE16*O16+($A$4-80)*AL16*$A$16/1000","v":10.747706666666666}]
[null,67,19.964490000000001,14.684366666666669,19.355245000000004,14.456989824628327,18.745999999999999,14.215716666666665,18.152376666666669,14.004838528222619,17.558753333333332,13.778309999999998,16.949508333333331,13.553073119807365,16.340263333333333,13.309660000000001,null,1.0969500000000001,1.0634750000000002,1.03,0.9973833333333334,0.96476666666666666,0.93129166666666663,0.89781666666666671,0.73552425665101728,0.74692879499217524,0.7583333333333333,0.77151542111506521,0.78469750889679712,0.79961452882698369,0.81453154875717027,1.0125,1.0125,1.0125,1.0125000000000002,1.0125000000000002,1.0125000000000002,1.0125000000000002,{"$f":"Y17*C17+($A$4-80)*AF17*$A$16/1000","v":14.684366666666669},{"$f":"Z17*E17+($A$4-80)*AG17*$A$16/1000","v":14.456989824628327},{"$f":"AA17*G17+($A$4-80)*AH17*$A$16/1000","v":14.215716666666665},{"$f":"AB17*I17+($A$4-80)*AI17*$A$16/1000","v":14.004838528222619},{"$f":"AC17*K17+($A$4-80)*AJ17*$A$16/1000","v":13.778309999999998},{"$f":"AD17*M17+($A$4-80)*AK17*$A$16/1000","v":13.553073119807365},{"$f":"AE17*O17+($A$4-80)*AL17*$A$16/1000","v":13.309660000000001}]
[null,63,18.68351333333333,17.37129333333333,18.121133333333333,17.146210364123988,17.558753333333332,16.90264333333333,16.996373333333334,16.678825432977462,16.433993333333333,16.433993333333333,15.871613333333332,15.871613333333332,15.309233333333331,15.309233333333331,null,1.0265666666666666,0.9956666666666667,0.96476666666666666,0.93386666666666673,0.9029666666666667,0.87206666666666666,0.84116666666666662,0.92976588628762546,0.94619966912246034,0.96263345195729533,0.98131672597864772,1,1,1,1.0125000000000002,1.0125000000000002,1.0125000000000002,1.0125000000000002,1.0125000000000002,0.94375000000000009,0.875,17.37129333333333,{"$f":"Z18*E18+($A$4-80)*AG18*$A$16/1000","v":17.146210364123988},{"$f":"AA18*G18+($A$4-80)*AH18*$A$16/1000","v":16.90264333333333},16.678825432977462,16.433993333333333,15.871613333333332,15.309233333333331]
[null,59,17.808699999999998,17.808699999999998,17.277563333333333,17.277563333333333,16.746426666666668,16.746426666666668,16.199668333333335,16.199668333333335,15.652909999999999,15.652909999999999,15.121773333333334,15.121773333333334,14.590636666666667,14.590636666666667,null,0.97850000000000004,0.9493166666666667,0.92013333333333347,0.89009166666666673,0.86004999999999998,0.83086666666666675,0.80168333333333341,1,1,1,1,1,1,1,0.53750000000000009,0.48125000000000018,0.42500000000000027,0.36250000000000027,0.30000000000000027,0.24062500000000031,0.18125000000000036,17.808699999999998,{"$f":"Z19*E19+($A$4-80)*AG19*$A$16/1000","v":17.277563333333333},{"$f":"AA19*G19+($A$4-80)*AH19*$A$16/1000","v":16.746426666666668},16.199668333333335,15.652909999999999,15.121773333333334,14.590636666666667]

{"sheet":"4TTA30_30","index":49,"n_rows":19,"n_cols":45,"rows_kept":19,"cut":false,"hidden":true,"merged":[[130,0,133,0],[120,12,121,12],[120,13,121,13],[120,14,121,14],[120,15,121,15],[122,0,125,0],[126,0,129,0],[119,12,119,13],[119,14,119,15],[120,4,121,4],[120,5,121,5],[120,6,121,6],[120,7,121,7],[120,8,121,8],[120,9,121,9],[120,10,121,10],[120,11,121,11],[119,0,121,0],[119,1,121,1],[119,4,119,5],[119,6,119,7],[119,8,119,9],[119,10,119,11],[111,0,114,0],[117,0,118,1],[117,4,117,15],[118,4,118,5],[118,6,118,7],[118,8,118,9],[118,10,118,11],[118,12,118,13],[118,14,118,15],[101,12,102,12],[101,13,102,13],[101,14,102,14],[101,15,102,15],[103,0,106,0],[107,0,110,0],[100,12,100,13],[100,14,100,15],[101,4,102,4],[101,5,102,5],[101,6,102,6],[101,7,102,7],[101,8,102,8],[101,9,102,9],[101,10,102,10],[101,11,102,11],[100,0,102,0],[100,1,102,1],[100,4,100,5],[100,6,100,7],[100,8,100,9],[100,10,100,11],[92,0,95,0],[98,0,99,1],[98,4,98,15],[99,4,99,5],[99,6,99,7],[99,8,99,9],[99,10,99,11],[99,12,99,13],[99,14,99,15],[82,12,83,12],[82,13,83,13],[82,14,83,14],[82,15,83,15],[84,0,87,0],[88,0,91,0],[81,12,81,13],[81,14,81,15],[82,4,83,4],[82,5,83,5],[82,6,83,6],[82,7,83,7],[82,8,83,8],[82,9,83,9],[82,10,83,10],[82,11,83,11],[81,0,83,0],[81,1,83,1],[81,4,81,5],[81,6,81,7],[81,8,81,9],[81,10,81,11],[73,0,76,0],[79,0,80,1],[79,4,79,15],[80,4,80,5],[80,6,80,7],[80,8,80,9],[80,10,80,11],[80,12,80,13],[80,14,80,15],[63,12,64,12],[63,13,64,13],[63,14,64,14],[63,15,64,15],[65,0,68,0],[69,0,72,0],[62,12,62,13],[62,14,62,15],[63,4,64,4],[63,5,64,5],[63,6,64,6],[63,7,64,7],[63,8,64,8],[63,9,64,9],[63,10,64,10],[63,11,64,11],[62,0,64,0],[62,1,64,1],[62,4,62,5],[62,6,62,7],[62,8,62,9],[62,10,62,11],[54,0,57,0],[60,0,61,1],[60,4,60,15],[61,4,61,5],[61,6,61,7],[61,8,61,9],[61,10,61,11],[61,12,61,13],[61,14,61,15],[44,12,45,12],[44,13,45,13],[44,14,45,14],[44,15,45,15],[46,0,49,0],[50,0,53,0],[43,12,43,13],[43,14,43,15],[44,4,45,4],[44,5,45,5],[44,6,45,6],[44,7,45,7],[44,8,45,8],[44,9,45,9],[44,10,45,10],[44,11,45,11],[43,0,45,0],[43,1,45,1],[43,4,43,5],[43,6,43,7],[43,8,43,9],[43,10,43,11],[35,0,38,0],[41,0,42,1],[41,4,41,15],[42,4,42,5],[42,6,42,7],[42,8,42,9],[42,10,42,11],[42,12,42,13],[42,14,42,15],[25,12,26,12],[25,13,26,13],[25,14,26,14],[25,15,26,15],[27,0,30,0],[31,0,34,0],[24,12,24,13],[24,14,24,15],[25,4,26,4],[25,5,26,5],[25,6,26,6],[25,7,26,7],[25,8,26,8],[25,9,26,9],[25,10,26,10],[25,11,26,11],[24,0,26,0],[24,1,26,1],[24,4,24,5],[24,6,24,7],[24,8,24,9],[24,10,24,11],[7,0,10,0],[11,0,14,0],[15,0,18,0],[22,4,22,15],[23,4,23,5],[23,6,23,7],[23,8,23,9],[23,10,23,11],[23,12,23,13],[23,14,23,15],[5,10,6,10],[5,11,6,11],[5,12,6,12],[5,13,6,13],[5,14,6,14],[5,15,6,15],[4,10,4,11],[4,12,4,13],[4,14,4,15],[5,2,6,2],[5,3,6,3],[5,4,6,4],[5,5,6,5],[5,6,6,6],[5,7,6,7],[5,8,6,8],[4,0,6,0],[4,1,6,1],[4,2,4,3],[4,4,4,5],[4,6,4,7],[4,8,4,9],[5,9,6,9],[2,0,2,1],[2,2,2,15],[3,2,3,3],[3,4,3,5],[3,6,3,7],[3,8,3,9],[3,10,3,11],[3,12,3,13],[3,14,3,15]]}
[]
["4TTA30_30",18.2]
["Evaporator Air \n",null,"Condenser  Entering Air Temperature ˚F"]
[80,"°F DB",85,null,90,null,95,null,100,null,105,null,110,null,115]
["CFM","EWB†\n˚F","Capacity Mbtuh",null,"Capacity Mbtuh",null,"Capacity Mbtuh",null,"Capacity Mbtuh",null,"Capacity Mbtuh",null,"Capacity Mbtuh",null,"Capacity Mbtuh"]
[null,null,"Total","Sens.","Total","Sens.","Total","Sens.","Total","Sens.","Total","Sens.","Total","Sens.","Total","Sens."]
[null,null,null,null,null,null,null,null,null,null,null,null,null,null,null,null,null,"Total Factors",null,null,null,null,null,null,"Sens. %",null,null,null,null,null,null,"IDB Adj",null,null,null,null,null,null,"Sens Calc"]
[875,71,{"$f":"R8*$B$2","v":20.788165517241378},{"$f":"IF(AM8>C8,C8,AM8)","v":10.886110344827586},{"$f":"S8*$B$2","v":20.080875862068968},{"$f":"IF(AN8>E8,E8,AN8)","v":10.644637102858828},{"$f":"T8*$B$2","v":19.373586206896551},{"$f":"IF(AO8>G8,G8,AO8)","v":10.394082758620689},{"$f":"U8*$B$2","v":18.635544827586209},{"$f":"IF(AP8>I8,I8,AP8)","v":10.154252522810761},{"$f":"V8*$B$2","v":17.897503448275863},{"$f":"IF(AQ8>K8,K8,AQ8)","v":9.9020551724137942},{"$f":"W8*$B$2","v":17.190213793103446},{"$f":"IF(AR8>M8,M8,AR8)","v":9.662276462117072},{"$f":"X8*$B$2","v":16.482924137931033},{"$f":"IF(AS8>O8,O8,AS8)","v":9.4100275862068958},null,1.142206896551724,1.103344827586207,1.0644827586206898,1.0239310344827588,0.98337931034482762,0.94451724137931026,0.90565517241379312,0.52366863905325445,0.53008828778059547,0.53650793650793649,0.5448862706594666,0.5532646048109966,0.56208006359952822,0.57089552238805974,0.89999999999999991,0.89999999999999991,0.89999999999999991,0.9,0.90000000000000013,0.90000000000000013,0.90000000000000013,{"$f":"Y8*C8+($A$4-80)*AF8*$A$8/1000","v":10.886110344827586},{"$f":"Z8*E8+($A$4-80)*AG8*$A$8/1000","v":10.644637102858828},{"$f":"AA8*G8+($A$4-80)*AH8*$A$8/1000","v":10.394082758620689},{"$f":"AB8*I8+($A$4-80)*AI8*$A$8/1000","v":10.154252522810761},{"$f":"AC8*K8+($A$4-80)*AJ8*$A$8/1000","v":9.9020551724137942},{"$f":"AD8*M8+($A$4-80)*AK8*$A$8/1000","v":9.662276462117072},{"$f":"AE8*O8+($A$4-80)*AL8*$A$8/1000","v":9.4100275862068958}]
[null,67,{"$f":"R9*$B$2","v":19.189075862068965},13.161737931034482,18.51253793103448,{"$f":"IF(AN9>E9,E9,AN9)","v":12.923993931827189},17.835999999999999,{"$f":"IF(AO9>G9,G9,AO9)","v":12.669710344827587},17.159462068965517,{"$f":"IF(AP9>I9,I9,AP9)","v":12.433324072976379},16.482924137931033,{"$f":"IF(AQ9>K9,K9,AQ9)","v":12.177682758620689},15.837137931034482,{"$f":"IF(AR9>M9,M9,AR9)","v":11.941492923314463},15.191351724137931,{"$f":"IF(AS9>O9,O9,AS9)","v":11.685655172413794},null,1.0543448275862068,1.0171724137931033,0.98,0.94282758620689655,0.90565517241379312,0.87017241379310339,0.83468965517241378,0.6858974358974359,0.69812113174182144,0.71034482758620698,0.72457539886773037,0.73880597014925375,0.75401836969001157,0.76923076923076927,0.89999999999999991,0.9,0.90000000000000013,0.90000000000000013,0.90000000000000013,0.9,0.89999999999999991,{"$f":"Y9*C9+($A$4-80)*AF9*$A$8/1000","v":13.161737931034482},{"$f":"Z9*E9+($A$4-80)*AG9*$A$8/1000","v":12.923993931827189},{"$f":"AA9*G9+($A$4-80)*AH9*$A$8/1000","v":12.669710344827587},{"$f":"AB9*I9+($A$4-80)*AI9*$A$8/1000","v":12.433324072976379},{"$f":"AC9*K9+($A$4-80)*AJ9*$A$8/1000","v":12.177682758620689},{"$f":"AD9*M9+($A$4-80)*AK9*$A$8/1000","v":11.941492923314463},{"$f":"AE9*O9+($A$4-80)*AL9*$A$8/1000","v":11.685655172413794}]
[null,63,17.959006896551724,15.560372413793104,17.313220689655171,15.294562868633291,16.667434482758619,15.006841379310341,16.052400000000002,14.773088310962791,15.43736551724138,14.51481379310345,14.822331034482758,14.283183793977694,14.20729655172414,14.022786206896553,null,0.98675862068965514,0.95127586206896553,0.9157931034482758,0.88200000000000012,0.84820689655172421,0.8144137931034483,0.78062068965517251,0.86643835616438358,0.88340367992721025,0.90036900369003681,0.92030402375736897,0.94023904382470125,0.96362601541884407,0.98701298701298701,0.89999999999999991,0.89999999999999991,0.89999999999999991,0.90000000000000013,0.90000000000000036,0.90000000000000024,0.90000000000000013,15.560372413793104,{"$f":"Z10*E10+($A$4-80)*AG10*$A$8/1000","v":15.294562868633291},{"$f":"AA10*G10+($A$4-80)*AH10*$A$8/1000","v":15.006841379310341},14.773088310962791,14.51481379310345,14.283183793977694,14.022786206896553]
[null,59,17.097958620689653,17.097958620689653,16.513675862068965,16.513675862068965,15.929393103448273,15.929393103448273,15.345110344827585,15.345110344827585,14.760827586206895,14.760827586206895,14.145793103448273,14.145793103448273,13.530758620689655,13.530758620689655,null,0.93944827586206892,0.90734482758620683,0.87524137931034474,0.84313793103448276,0.81103448275862067,0.77724137931034476,0.74344827586206896,1,1,1,1,1,1,1,0.71249999999999991,0.64374999999999982,0.57499999999999973,0.50624999999999987,0.4375,0.36874999999999991,0.29999999999999982,17.097958620689653,{"$f":"Z11*E11+($A$4-80)*AG11*$A$8/1000","v":16.513675862068965},{"$f":"AA11*G11+($A$4-80)*AH11*$A$8/1000","v":15.929393103448273},{"$f":"AB11*I11+($A$4-80)*AI11*$A$8/1000","v":15.345110344827585},14.760827586206895,14.145793103448273,13.530758620689655]
[1000,71,21.212413793103444,11.108275862068963,20.490689655172414,10.861874594753905,19.76896551724138,10.606206896551724,19.015862068965514,10.361482166133428,18.262758620689656,10.104137931034483,17.541034482758622,9.8594657776704846,16.819310344827588,9.602068965517244,null,1.1655172413793102,1.1258620689655172,1.0862068965517242,1.0448275862068965,1.0034482758620691,0.96379310344827596,0.92413793103448283,0.52366863905325445,0.53008828778059547,0.53650793650793649,0.5448862706594666,0.5532646048109966,0.56208006359952822,0.57089552238805974,0.89999999999999991,0.89999999999999991,0.89999999999999991,0.9,0.90000000000000013,0.90000000000000013,0.90000000000000013,{"$f":"Y12*C12+($A$4-80)*AF12*$A$12/1000","v":11.108275862068963},{"$f":"Z12*E12+($A$4-80)*AG12*$A$12/1000","v":10.861874594753905},{"$f":"AA12*G12+($A$4-80)*AH12*$A$12/1000","v":10.606206896551724},{"$f":"AB12*I12+($A$4-80)*AI12*$A$12/1000","v":10.361482166133428},{"$f":"AC12*K12+($A$4-80)*AJ12*$A$12/1000","v":10.104137931034483},{"$f":"AD12*M12+($A$4-80)*AK12*$A$12/1000","v":9.8594657776704846},{"$f":"AE12*O12+($A$4-80)*AL12*$A$12/1000","v":9.602068965517244}]
[null,67,19.58068965517241,13.430344827586204,18.890344827586205,13.187748910027745,18.2,12.928275862068967,17.50965517241379,12.687065380588141,16.819310344827588,12.426206896551726,16.160344827586208,12.185196860524963,15.501379310344825,11.924137931034481,null,1.0758620689655172,1.0379310344827586,1,0.9620689655172413,0.92413793103448283,0.88793103448275867,0.85172413793103441,0.6858974358974359,0.69812113174182144,0.71034482758620698,0.72457539886773037,0.73880597014925375,0.75401836969001157,0.76923076923076927,0.89999999999999991,0.9,0.90000000000000013,0.90000000000000013,0.90000000000000013,0.9,0.89999999999999991,{"$f":"Y13*C13+($A$4-80)*AF13*$A$12/1000","v":13.430344827586204},{"$f":"Z13*E13+($A$4-80)*AG13*$A$12/1000","v":13.187748910027745},{"$f":"AA13*G13+($A$4-80)*AH13*$A$12/1000","v":12.928275862068967},{"$f":"AB13*I13+($A$4-80)*AI13*$A$12/1000","v":12.687065380588141},{"$f":"AC13*K13+($A$4-80)*AJ13*$A$12/1000","v":12.426206896551726},{"$f":"AD13*M13+($A$4-80)*AK13*$A$12/1000","v":12.185196860524963},{"$f":"AE13*O13+($A$4-80)*AL13*$A$12/1000","v":11.924137931034481}]
[null,63,18.325517241379309,15.877931034482758,17.666551724137932,15.60669680472785,17.007586206896551,15.313103448275861,16.38,15.074579909145703,15.752413793103448,14.811034482758622,15.124827586206896,14.574677340793565,14.497241379310346,14.308965517241379,null,1.0068965517241379,0.97068965517241379,0.93448275862068975,0.9,0.86551724137931041,0.83103448275862069,0.79655172413793107,0.86643835616438358,0.88340367992721025,0.90036900369003681,0.92030402375736897,0.94023904382470125,0.96362601541884407,0.98701298701298701,0.89999999999999991,0.89999999999999991,0.89999999999999991,0.90000000000000013,0.90000000000000036,0.90000000000000024,0.90000000000000013,15.877931034482758,{"$f":"Z14*E14+($A$4-80)*AG14*$A$12/1000","v":15.60669680472785},{"$f":"AA14*G14+($A$4-80)*AH14*$A$12/1000","v":15.313103448275861},15.074579909145703,14.811034482758622,14.574677340793565,14.308965517241379]
[null,59,17.446896551724137,17.446896551724137,16.850689655172413,16.850689655172413,16.254482758620686,16.254482758620686,15.658275862068965,15.658275862068965,15.062068965517241,15.062068965517241,14.434482758620689,14.434482758620689,13.806896551724137,13.806896551724137,null,0.95862068965517244,0.92586206896551726,0.89310344827586197,0.8603448275862069,0.82758620689655171,0.7931034482758621,0.75862068965517238,1,1,1,1,1,1,1,0.71249999999999991,0.64374999999999982,0.57499999999999973,0.50624999999999987,0.4375,0.36874999999999991,0.29999999999999982,17.446896551724137,{"$f":"Z15*E15+($A$4-80)*AG15*$A$12/1000","v":16.850689655172413},{"$f":"AA15*G15+($A$4-80)*AH15*$A$12/1000","v":16.254482758620686},15.658275862068965,15.062068965517241,14.434482758620689,13.806896551724137]
[1125,71,21.636662068965514,11.330441379310344,20.90050344827586,11.079112086648982,20.164344827586206,10.818331034482757,19.396179310344827,10.568711809456097,18.628013793103449,10.306220689655174,17.891855172413795,10.056655093223894,17.155696551724141,9.7941103448275886,null,1.1888275862068964,1.1483793103448274,1.1079310344827586,1.0657241379310345,1.0235172413793103,0.98306896551724143,0.94262068965517254,0.52366863905325445,0.53008828778059547,0.53650793650793649,0.5448862706594666,0.5532646048109966,0.56208006359952822,0.57089552238805974,0.89999999999999991,0.89999999999999991,0.89999999999999991,0.9,0.90000000000000013,0.90000000000000013,0.90000000000000013,{"$f":"Y16*C16+($A$4-80)*AF16*$A$16/1000","v":11.330441379310344},{"$f":"Z16*E16+($A$4-80)*AG16*$A$16/1000","v":11.079112086648982},{"$f":"AA16*G16+($A$4-80)*AH16*$A$16/1000","v":10.818331034482757},{"$f":"AB16*I16+($A$4-80)*AI16*$A$16/1000","v":10.568711809456097},{"$f":"AC16*K16+($A$4-80)*AJ16*$A$16/1000","v":10.306220689655174},{"$f":"AD16*M16+($A$4-80)*AK16*$A$16/1000","v":10.056655093223894},{"$f":"AE16*O16+($A$4-80)*AL16*$A$16/1000","v":9.7941103448275886}]
[null,67,19.972303448275859,13.698951724137929,19.268151724137926,13.451503888228297,18.564,13.186841379310346,17.85984827586207,12.940806688199906,17.155696551724141,12.674731034482761,16.483551724137932,12.428900797735462,15.811406896551723,12.162620689655173,null,1.0973793103448275,1.0586896551724136,1.02,0.98131034482758628,0.94262068965517254,0.90568965517241384,0.86875862068965515,0.6858974358974359,0.69812113174182144,0.71034482758620698,0.72457539886773037,0.73880597014925375,0.75401836969001157,0.76923076923076927,0.89999999999999991,0.9,0.90000000000000013,0.90000000000000013,0.90000000000000013,0.9,0.89999999999999991,{"$f":"Y17*C17+($A$4-80)*AF17*$A$16/1000","v":13.698951724137929},{"$f":"Z17*E17+($A$4-80)*AG17*$A$16/1000","v":13.451503888228297},{"$f":"AA17*G17+($A$4-80)*AH17*$A$16/1000","v":13.186841379310346},{"$f":"AB17*I17+($A$4-80)*AI17*$A$16/1000","v":12.940806688199906},{"$f":"AC17*K17+($A$4-80)*AJ17*$A$16/1000","v":12.674731034482761},{"$f":"AD17*M17+($A$4-80)*AK17*$A$16/1000","v":12.428900797735462},{"$f":"AE17*O17+($A$4-80)*AL17*$A$16/1000","v":12.162620689655173}]
[null,63,18.692027586206894,16.195489655172413,18.019882758620689,15.918830740822406,17.347737931034484,15.619365517241379,16.707599999999999,15.376071507328618,16.067462068965519,15.107255172413796,15.427324137931036,14.866170887609437,14.787186206896553,14.595144827586209,null,1.0270344827586206,0.99010344827586205,0.95317241379310358,0.91800000000000004,0.88282758620689661,0.84765517241379318,0.81248275862068975,0.86643835616438358,0.88340367992721025,0.90036900369003681,0.92030402375736897,0.94023904382470125,0.96362601541884407,0.98701298701298701,0.89999999999999991,0.89999999999999991,0.89999999999999991,0.90000000000000013,0.90000000000000036,0.90000000000000024,0.90000000000000013,16.195489655172413,{"$f":"Z18*E18+($A$4-80)*AG18*$A$16/1000","v":15.918830740822406},{"$f":"AA18*G18+($A$4-80)*AH18*$A$16/1000","v":15.619365517241379},15.376071507328618,15.107255172413796,14.866170887609437,14.595144827586209]
[null,59,17.795834482758622,17.795834482758622,17.187703448275862,17.187703448275862,16.579572413793102,16.579572413793102,15.971441379310342,15.971441379310342,15.363310344827585,15.363310344827585,14.723172413793103,14.723172413793103,14.08303448275862,14.08303448275862,null,0.97779310344827597,0.94437931034482758,0.91096551724137931,0.87755172413793092,0.84413793103448276,0.80896551724137933,0.7737931034482759,1,1,1,1,1,1,1,0.71249999999999991,0.64374999999999982,0.57499999999999973,0.50624999999999987,0.4375,0.36874999999999991,0.29999999999999982,17.795834482758622,{"$f":"Z19*E19+($A$4-80)*AG19*$A$16/1000","v":17.187703448275862},{"$f":"AA19*G19+($A$4-80)*AH19*$A$16/1000","v":16.579572413793102},15.971441379310342,15.363310344827585,14.723172413793103,14.08303448275862]

{"sheet":"4TTA30_36","index":50,"n_rows":19,"n_cols":45,"rows_kept":19,"cut":false,"hidden":true,"merged":[[130,0,133,0],[120,12,121,12],[120,13,121,13],[120,14,121,14],[120,15,121,15],[122,0,125,0],[126,0,129,0],[119,12,119,13],[119,14,119,15],[120,4,121,4],[120,5,121,5],[120,6,121,6],[120,7,121,7],[120,8,121,8],[120,9,121,9],[120,10,121,10],[120,11,121,11],[119,0,121,0],[119,1,121,1],[119,4,119,5],[119,6,119,7],[119,8,119,9],[119,10,119,11],[111,0,114,0],[117,0,118,1],[117,4,117,15],[118,4,118,5],[118,6,118,7],[118,8,118,9],[118,10,118,11],[118,12,118,13],[118,14,118,15],[101,12,102,12],[101,13,102,13],[101,14,102,14],[101,15,102,15],[103,0,106,0],[107,0,110,0],[100,12,100,13],[100,14,100,15],[101,4,102,4],[101,5,102,5],[101,6,102,6],[101,7,102,7],[101,8,102,8],[101,9,102,9],[101,10,102,10],[101,11,102,11],[100,0,102,0],[100,1,102,1],[100,4,100,5],[100,6,100,7],[100,8,100,9],[100,10,100,11],[92,0,95,0],[98,0,99,1],[98,4,98,15],[99,4,99,5],[99,6,99,7],[99,8,99,9],[99,10,99,11],[99,12,99,13],[99,14,99,15],[82,12,83,12],[82,13,83,13],[82,14,83,14],[82,15,83,15],[84,0,87,0],[88,0,91,0],[81,12,81,13],[81,14,81,15],[82,4,83,4],[82,5,83,5],[82,6,83,6],[82,7,83,7],[82,8,83,8],[82,9,83,9],[82,10,83,10],[82,11,83,11],[81,0,83,0],[81,1,83,1],[81,4,81,5],[81,6,81,7],[81,8,81,9],[81,10,81,11],[73,0,76,0],[79,0,80,1],[79,4,79,15],[80,4,80,5],[80,6,80,7],[80,8,80,9],[80,10,80,11],[80,12,80,13],[80,14,80,15],[63,12,64,12],[63,13,64,13],[63,14,64,14],[63,15,64,15],[65,0,68,0],[69,0,72,0],[62,12,62,13],[62,14,62,15],[63,4,64,4],[63,5,64,5],[63,6,64,6],[63,7,64,7],[63,8,64,8],[63,9,64,9],[63,10,64,10],[63,11,64,11],[62,0,64,0],[62,1,64,1],[62,4,62,5],[62,6,62,7],[62,8,62,9],[62,10,62,11],[54,0,57,0],[60,0,61,1],[60,4,60,15],[61,4,61,5],[61,6,61,7],[61,8,61,9],[61,10,61,11],[61,12,61,13],[61,14,61,15],[44,12,45,12],[44,13,45,13],[44,14,45,14],[44,15,45,15],[46,0,49,0],[50,0,53,0],[43,12,43,13],[43,14,43,15],[44,4,45,4],[44,5,45,5],[44,6,45,6],[44,7,45,7],[44,8,45,8],[44,9,45,9],[44,10,45,10],[44,11,45,11],[43,0,45,0],[43,1,45,1],[43,4,43,5],[43,6,43,7],[43,8,43,9],[43,10,43,11],[35,0,38,0],[41,0,42,1],[41,4,41,15],[42,4,42,5],[42,6,42,7],[42,8,42,9],[42,10,42,11],[42,12,42,13],[42,14,42,15],[25,12,26,12],[25,13,26,13],[25,14,26,14],[25,15,26,15],[27,0,30,0],[31,0,34,0],[24,12,24,13],[24,14,24,15],[25,4,26,4],[25,5,26,5],[25,6,26,6],[25,7,26,7],[25,8,26,8],[25,9,26,9],[25,10,26,10],[25,11,26,11],[24,0,26,0],[24,1,26,1],[24,4,24,5],[24,6,24,7],[24,8,24,9],[24,10,24,11],[7,0,10,0],[11,0,14,0],[15,0,18,0],[22,4,22,15],[23,4,23,5],[23,6,23,7],[23,8,23,9],[23,10,23,11],[23,12,23,13],[23,14,23,15],[5,10,6,10],[5,11,6,11],[5,12,6,12],[5,13,6,13],[5,14,6,14],[5,15,6,15],[4,10,4,11],[4,12,4,13],[4,14,4,15],[5,2,6,2],[5,3,6,3],[5,4,6,4],[5,5,6,5],[5,6,6,6],[5,7,6,7],[5,8,6,8],[4,0,6,0],[4,1,6,1],[4,2,4,3],[4,4,4,5],[4,6,4,7],[4,8,4,9],[5,9,6,9],[2,0,2,1],[2,2,2,15],[3,2,3,3],[3,4,3,5],[3,6,3,7],[3,8,3,9],[3,10,3,11],[3,12,3,13],[3,14,3,15]]}
[]
["4TTA30_36",18.2]
["Evaporator Air \n",null,"Condenser  Entering Air Temperature ˚F"]
[80,"°F DB",85,null,90,null,95,null,100,null,105,null,110,null,115]
["CFM","EWB†\n˚F","Capacity Mbtuh",null,"Capacity Mbtuh",null,"Capacity Mbtuh",null,"Capacity Mbtuh",null,"Capacity Mbtuh",null,"Capacity Mbtuh",null,"Capacity Mbtuh"]
[null,null,"Total","Sens.","Total","Sens.","Total","Sens.","Total","Sens.","Total","Sens.","Total","Sens.","Total","Sens."]
[null,null,null,null,null,null,null,null,null,null,null,null,null,null,null,null,null,"Total Factors",null,null,null,null,null,null,"Sens. %",null,null,null,null,null,null,"IDB Adj",null,null,null,null,null,null,"Sens Calc"]
[1050,71,{"$f":"R8*$B$2","v":20.144188235294113},{"$f":"IF(AM8>C8,C8,AM8)","v":10.491764705882352},{"$f":"S8*$B$2","v":19.750747058823528},{"$f":"IF(AN8>E8,E8,AN8)","v":10.335354511896222},{"$f":"T8*$B$2","v":19.357305882352943},{"$f":"IF(AO8>G8,G8,AO8)","v":10.177011764705883},{"$f":"U8*$B$2","v":18.963864705882351},{"$f":"IF(AP8>I8,I8,AP8)","v":10.047468578208461},{"$f":"V8*$B$2","v":18.570423529411766},{"$f":"IF(AQ8>K8,K8,AQ8)","v":9.9147176470588239},{"$f":"W8*$B$2","v":18.176982352941177},{"$f":"IF(AR8>M8,M8,AR8)","v":9.7853163961654861},{"$f":"X8*$B$2","v":17.783541176470589},{"$f":"IF(AS8>O8,O8,AS8)","v":9.6524235294117648},null,1.1068235294117645,1.0852058823529411,1.0635882352941177,1.0419705882352941,1.0203529411764707,0.99873529411764705,0.97711764705882354,0.52083333333333337,0.52328929539295399,0.5257452574525745,0.52982178126866009,0.53389830508474578,0.53833558322083896,0.54277286135693215,0.86458333333333337,0.859375,0.85416666666666663,0.85416666666666663,0.85416666666666663,0.85416666666666663,0.85416666666666663,{"$f":"Y8*C8+($A$4-80)*AF8*$A$8/1000","v":10.491764705882352},{"$f":"Z8*E8+($A$4-80)*AG8*$A$8/1000","v":10.335354511896222},{"$f":"AA8*G8+($A$4-80)*AH8*$A$8/1000","v":10.177011764705883},{"$f":"AB8*I8+($A$4-80)*AI8*$A$8/1000","v":10.047468578208461},{"$f":"AC8*K8+($A$4-80)*AJ8*$A$8/1000","v":9.9147176470588239},{"$f":"AD8*M8+($A$4-80)*AK8*$A$8/1000","v":9.7853163961654861},{"$f":"AE8*O8+($A$4-80)*AL8*$A$8/1000","v":9.6524235294117648}]
[null,67,{"$f":"R9*$B$2","v":18.570423529411766},12.695035294117648,18.20321176470588,{"$f":"IF(AN9>E9,E9,AN9)","v":12.566356449963832},17.835999999999999,{"$f":"IF(AO9>G9,G9,AO9)","v":12.432741176470586},17.468788235294117,{"$f":"IF(AP9>I9,I9,AP9)","v":12.304274326214788},17.101576470588235,{"$f":"IF(AQ9>K9,K9,AQ9)","v":12.170447058823529},16.734364705882353,{"$f":"IF(AR9>M9,M9,AR9)","v":12.015402847948994},16.367152941176471,{"$f":"IF(AS9>O9,O9,AS9)","v":11.85569411764706},null,1.0203529411764707,1.0001764705882352,0.98,0.95982352941176474,0.93964705882352939,0.91947058823529415,0.8992941176470588,0.68361581920903958,0.69033732136922565,0.69705882352941173,0.70435763262360163,0.71165644171779141,0.71800770803838287,0.72435897435897445,0.85416666666666663,0.85416666666666663,0.85416666666666663,0.85937499999999989,0.86458333333333315,0.859375,0.85416666666666685,{"$f":"Y9*C9+($A$4-80)*AF9*$A$8/1000","v":12.695035294117648},{"$f":"Z9*E9+($A$4-80)*AG9*$A$8/1000","v":12.566356449963832},{"$f":"AA9*G9+($A$4-80)*AH9*$A$8/1000","v":12.432741176470586},{"$f":"AB9*I9+($A$4-80)*AI9*$A$8/1000","v":12.304274326214788},{"$f":"AC9*K9+($A$4-80)*AJ9*$A$8/1000","v":12.170447058823529},{"$f":"AD9*M9+($A$4-80)*AK9*$A$8/1000","v":12.015402847948994},{"$f":"AE9*O9+($A$4-80)*AL9*$A$8/1000","v":11.85569411764706}]
[null,63,17.363870588235294,15.003223529411764,17.022888235294118,14.875418005645512,16.681905882352943,14.740929411764707,16.340923529411764,14.586620340938726,15.999941176470589,14.426176470588237,15.658958823529412,14.29895381005535,15.317976470588235,14.163882352941176,null,0.95405882352941185,0.93532352941176478,0.9165882352941177,0.89785294117647063,0.87911764705882356,0.86038235294117649,0.84164705882352941,0.86404833836858008,0.87384806855535924,0.88364779874213839,0.89264357150221674,0.90163934426229508,0.91314843925443523,0.92465753424657537,0.85416666666666696,0.85416666666666696,0.85416666666666696,0.85416666666666674,0.85416666666666663,0.85416666666666663,0.85416666666666663,15.003223529411764,{"$f":"Z10*E10+($A$4-80)*AG10*$A$8/1000","v":14.875418005645512},{"$f":"AA10*G10+($A$4-80)*AH10*$A$8/1000","v":14.740929411764707},14.586620340938726,14.426176470588237,14.29895381005535,14.163882352941176]
[null,59,16.576988235294117,16.576988235294117,16.262235294117648,16.262235294117648,15.947482352941174,15.947482352941174,15.6065,15.6065,15.265517647058823,15.265517647058823,14.950764705882351,14.950764705882351,14.636011764705881,14.636011764705881,null,0.9108235294117647,0.89352941176470591,0.876235294117647,0.85750000000000004,0.83876470588235297,0.82147058823529406,0.80417647058823527,1,1,1,1,1,1,1,0.68750000000000022,0.65104166666666674,0.61458333333333315,0.578125,0.54166666666666696,0.50520833333333348,0.46875,16.576988235294117,{"$f":"Z11*E11+($A$4-80)*AG11*$A$8/1000","v":16.262235294117648},{"$f":"AA11*G11+($A$4-80)*AH11*$A$8/1000","v":15.947482352941174},{"$f":"AB11*I11+($A$4-80)*AI11*$A$8/1000","v":15.6065},15.265517647058823,14.950764705882351,14.636011764705881]
[1200,71,20.555294117647058,10.705882352941178,20.153823529411763,10.546280114179819,19.752352941176468,10.384705882352939,19.350882352941177,10.252518957355575,18.949411764705879,10.11705882352941,18.547941176470587,9.9850167307811084,18.146470588235292,9.8494117647058808,null,1.1294117647058823,1.1073529411764707,1.0852941176470587,1.0632352941176471,1.0411764705882351,1.0191176470588235,0.99705882352941178,0.52083333333333337,0.52328929539295399,0.5257452574525745,0.52982178126866009,0.53389830508474578,0.53833558322083896,0.54277286135693215,0.86458333333333337,0.859375,0.85416666666666663,0.85416666666666663,0.85416666666666663,0.85416666666666663,0.85416666666666663,{"$f":"Y12*C12+($A$4-80)*AF12*$A$12/1000","v":10.705882352941178},{"$f":"Z12*E12+($A$4-80)*AG12*$A$12/1000","v":10.546280114179819},{"$f":"AA12*G12+($A$4-80)*AH12*$A$12/1000","v":10.384705882352939},{"$f":"AB12*I12+($A$4-80)*AI12*$A$12/1000","v":10.252518957355575},{"$f":"AC12*K12+($A$4-80)*AJ12*$A$12/1000","v":10.11705882352941},{"$f":"AD12*M12+($A$4-80)*AK12*$A$12/1000","v":9.9850167307811084},{"$f":"AE12*O12+($A$4-80)*AL12*$A$12/1000","v":9.8494117647058808}]
[null,67,18.949411764705879,12.954117647058821,18.574705882352944,12.822812704044731,18.2,12.686470588235293,17.825294117647058,12.555381965525294,17.450588235294116,12.418823529411764,17.075882352941175,12.260615150968361,16.701176470588234,12.097647058823529,null,1.0411764705882351,1.0205882352941178,1,0.97941176470588232,0.95882352941176474,0.93823529411764706,0.91764705882352937,0.68361581920903958,0.69033732136922565,0.69705882352941173,0.70435763262360163,0.71165644171779141,0.71800770803838287,0.72435897435897445,0.85416666666666663,0.85416666666666663,0.85416666666666663,0.85937499999999989,0.86458333333333315,0.859375,0.85416666666666685,{"$f":"Y13*C13+($A$4-80)*AF13*$A$12/1000","v":12.954117647058821},{"$f":"Z13*E13+($A$4-80)*AG13*$A$12/1000","v":12.822812704044731},{"$f":"AA13*G13+($A$4-80)*AH13*$A$12/1000","v":12.686470588235293},{"$f":"AB13*I13+($A$4-80)*AI13*$A$12/1000","v":12.555381965525294},{"$f":"AC13*K13+($A$4-80)*AJ13*$A$12/1000","v":12.418823529411764},{"$f":"AD13*M13+($A$4-80)*AK13*$A$12/1000","v":12.260615150968361},{"$f":"AE13*O13+($A$4-80)*AL13*$A$12/1000","v":12.097647058823529}]
[null,63,17.718235294117648,15.309411764705883,17.37029411764706,15.178997964944401,17.022352941176472,15.041764705882354,16.67441176470588,14.884306470345637,16.326470588235296,14.72058823529412,15.978529411764706,14.59076919393403,15.630588235294116,14.452941176470587,null,0.97352941176470598,0.9544117647058824,0.93529411764705883,0.91617647058823526,0.8970588235294118,0.87794117647058822,0.85882352941176465,0.86404833836858008,0.87384806855535924,0.88364779874213839,0.89264357150221674,0.90163934426229508,0.91314843925443523,0.92465753424657537,0.85416666666666696,0.85416666666666696,0.85416666666666696,0.85416666666666674,0.85416666666666663,0.85416666666666663,0.85416666666666663,15.309411764705883,{"$f":"Z14*E14+($A$4-80)*AG14*$A$12/1000","v":15.178997964944401},{"$f":"AA14*G14+($A$4-80)*AH14*$A$12/1000","v":15.041764705882354},14.884306470345637,14.72058823529412,14.59076919393403,14.452941176470587]
[null,59,16.915294117647058,16.915294117647058,16.594117647058823,16.594117647058823,16.272941176470585,16.272941176470585,15.924999999999999,15.924999999999999,15.577058823529413,15.577058823529413,15.255882352941176,15.255882352941176,14.93470588235294,14.93470588235294,null,0.92941176470588238,0.91176470588235292,0.89411764705882346,0.875,0.85588235294117654,0.83823529411764708,0.82058823529411762,1,1,1,1,1,1,1,0.68750000000000022,0.65104166666666674,0.61458333333333315,0.578125,0.54166666666666696,0.50520833333333348,0.46875,16.915294117647058,{"$f":"Z15*E15+($A$4-80)*AG15*$A$12/1000","v":16.594117647058823},{"$f":"AA15*G15+($A$4-80)*AH15*$A$12/1000","v":16.272941176470585},15.924999999999999,15.577058823529413,15.255882352941176,14.93470588235294]
[1350,71,20.966399999999997,10.919999999999998,20.556899999999999,10.757205716463416,20.147399999999998,10.592399999999998,19.7379,10.457569336502686,19.328399999999995,10.319399999999998,18.918899999999997,10.184717065396729,18.509399999999996,10.046399999999998,null,1.1519999999999999,1.1294999999999999,1.107,1.0845,1.0619999999999998,1.0394999999999999,1.0169999999999999,0.52083333333333337,0.52328929539295399,0.5257452574525745,0.52982178126866009,0.53389830508474578,0.53833558322083896,0.54277286135693215,0.86458333333333337,0.859375,0.85416666666666663,0.85416666666666663,0.85416666666666663,0.85416666666666663,0.85416666666666663,{"$f":"Y16*C16+($A$4-80)*AF16*$A$16/1000","v":10.919999999999998},{"$f":"Z16*E16+($A$4-80)*AG16*$A$16/1000","v":10.757205716463416},{"$f":"AA16*G16+($A$4-80)*AH16*$A$16/1000","v":10.592399999999998},{"$f":"AB16*I16+($A$4-80)*AI16*$A$16/1000","v":10.457569336502686},{"$f":"AC16*K16+($A$4-80)*AJ16*$A$16/1000","v":10.319399999999998},{"$f":"AD16*M16+($A$4-80)*AK16*$A$16/1000","v":10.184717065396729},{"$f":"AE16*O16+($A$4-80)*AL16*$A$16/1000","v":10.046399999999998}]
[null,67,19.328399999999995,13.213199999999997,18.946199999999997,13.079268958125621,18.564,12.940199999999999,18.181799999999999,12.8064896048358,17.799600000000002,12.667200000000001,17.417399999999997,12.505827453987727,17.0352,12.339600000000001,null,1.0619999999999998,1.0409999999999999,1.02,0.999,0.97800000000000009,0.95699999999999985,0.93599999999999994,0.68361581920903958,0.69033732136922565,0.69705882352941173,0.70435763262360163,0.71165644171779141,0.71800770803838287,0.72435897435897445,0.85416666666666663,0.85416666666666663,0.85416666666666663,0.85937499999999989,0.86458333333333315,0.859375,0.85416666666666685,{"$f":"Y17*C17+($A$4-80)*AF17*$A$16/1000","v":13.213199999999997},{"$f":"Z17*E17+($A$4-80)*AG17*$A$16/1000","v":13.079268958125621},{"$f":"AA17*G17+($A$4-80)*AH17*$A$16/1000","v":12.940199999999999},{"$f":"AB17*I17+($A$4-80)*AI17*$A$16/1000","v":12.8064896048358},{"$f":"AC17*K17+($A$4-80)*AJ17*$A$16/1000","v":12.667200000000001},{"$f":"AD17*M17+($A$4-80)*AK17*$A$16/1000","v":12.505827453987727},{"$f":"AE17*O17+($A$4-80)*AL17*$A$16/1000","v":12.339600000000001}]
[null,63,18.072599999999998,15.615599999999999,17.717700000000001,15.482577924243289,17.3628,15.342600000000001,17.007899999999999,15.181992599752551,16.652999999999999,15.014999999999999,16.298099999999998,14.882584577812709,15.943199999999999,14.741999999999999,null,0.99299999999999999,0.97350000000000014,0.95399999999999996,0.9345,0.91500000000000004,0.89549999999999996,0.876,0.86404833836858008,0.87384806855535924,0.88364779874213839,0.89264357150221674,0.90163934426229508,0.91314843925443523,0.92465753424657537,0.85416666666666696,0.85416666666666696,0.85416666666666696,0.85416666666666674,0.85416666666666663,0.85416666666666663,0.85416666666666663,15.615599999999999,{"$f":"Z18*E18+($A$4-80)*AG18*$A$16/1000","v":15.482577924243289},{"$f":"AA18*G18+($A$4-80)*AH18*$A$16/1000","v":15.342600000000001},15.181992599752551,15.014999999999999,14.882584577812709,14.741999999999999]
[null,59,17.253599999999999,17.253599999999999,16.925999999999998,16.925999999999998,16.598399999999998,16.598399999999998,16.243499999999997,16.243499999999997,15.888600000000002,15.888600000000002,15.561,15.561,15.2334,15.2334,null,0.94799999999999995,0.92999999999999994,0.91199999999999992,0.89249999999999996,0.87300000000000011,0.85499999999999998,0.83699999999999997,1,1,1,1,1,1,1,0.68750000000000022,0.65104166666666674,0.61458333333333315,0.578125,0.54166666666666696,0.50520833333333348,0.46875,17.253599999999999,{"$f":"Z19*E19+($A$4-80)*AG19*$A$16/1000","v":16.925999999999998},{"$f":"AA19*G19+($A$4-80)*AH19*$A$16/1000","v":16.598399999999998},16.243499999999997,15.888600000000002,15.561,15.2334]

{"sheet":"4TTA30_42","index":51,"n_rows":19,"n_cols":45,"rows_kept":19,"cut":false,"hidden":true,"merged":[[130,0,133,0],[120,12,121,12],[120,13,121,13],[120,14,121,14],[120,15,121,15],[122,0,125,0],[126,0,129,0],[119,12,119,13],[119,14,119,15],[120,4,121,4],[120,5,121,5],[120,6,121,6],[120,7,121,7],[120,8,121,8],[120,9,121,9],[120,10,121,10],[120,11,121,11],[119,0,121,0],[119,1,121,1],[119,4,119,5],[119,6,119,7],[119,8,119,9],[119,10,119,11],[111,0,114,0],[117,0,118,1],[117,4,117,15],[118,4,118,5],[118,6,118,7],[118,8,118,9],[118,10,118,11],[118,12,118,13],[118,14,118,15],[101,12,102,12],[101,13,102,13],[101,14,102,14],[101,15,102,15],[103,0,106,0],[107,0,110,0],[100,12,100,13],[100,14,100,15],[101,4,102,4],[101,5,102,5],[101,6,102,6],[101,7,102,7],[101,8,102,8],[101,9,102,9],[101,10,102,10],[101,11,102,11],[100,0,102,0],[100,1,102,1],[100,4,100,5],[100,6,100,7],[100,8,100,9],[100,10,100,11],[92,0,95,0],[98,0,99,1],[98,4,98,15],[99,4,99,5],[99,6,99,7],[99,8,99,9],[99,10,99,11],[99,12,99,13],[99,14,99,15],[82,12,83,12],[82,13,83,13],[82,14,83,14],[82,15,83,15],[84,0,87,0],[88,0,91,0],[81,12,81,13],[81,14,81,15],[82,4,83,4],[82,5,83,5],[82,6,83,6],[82,7,83,7],[82,8,83,8],[82,9,83,9],[82,10,83,10],[82,11,83,11],[81,0,83,0],[81,1,83,1],[81,4,81,5],[81,6,81,7],[81,8,81,9],[81,10,81,11],[73,0,76,0],[79,0,80,1],[79,4,79,15],[80,4,80,5],[80,6,80,7],[80,8,80,9],[80,10,80,11],[80,12,80,13],[80,14,80,15],[63,12,64,12],[63,13,64,13],[63,14,64,14],[63,15,64,15],[65,0,68,0],[69,0,72,0],[62,12,62,13],[62,14,62,15],[63,4,64,4],[63,5,64,5],[63,6,64,6],[63,7,64,7],[63,8,64,8],[63,9,64,9],[63,10,64,10],[63,11,64,11],[62,0,64,0],[62,1,64,1],[62,4,62,5],[62,6,62,7],[62,8,62,9],[62,10,62,11],[54,0,57,0],[60,0,61,1],[60,4,60,15],[61,4,61,5],[61,6,61,7],[61,8,61,9],[61,10,61,11],[61,12,61,13],[61,14,61,15],[44,12,45,12],[44,13,45,13],[44,14,45,14],[44,15,45,15],[46,0,49,0],[50,0,53,0],[43,12,43,13],[43,14,43,15],[44,4,45,4],[44,5,45,5],[44,6,45,6],[44,7,45,7],[44,8,45,8],[44,9,45,9],[44,10,45,10],[44,11,45,11],[43,0,45,0],[43,1,45,1],[43,4,43,5],[43,6,43,7],[43,8,43,9],[43,10,43,11],[35,0,38,0],[41,0,42,1],[41,4,41,15],[42,4,42,5],[42,6,42,7],[42,8,42,9],[42,10,42,11],[42,12,42,13],[42,14,42,15],[25,12,26,12],[25,13,26,13],[25,14,26,14],[25,15,26,15],[27,0,30,0],[31,0,34,0],[24,12,24,13],[24,14,24,15],[25,4,26,4],[25,5,26,5],[25,6,26,6],[25,7,26,7],[25,8,26,8],[25,9,26,9],[25,10,26,10],[25,11,26,11],[24,0,26,0],[24,1,26,1],[24,4,24,5],[24,6,24,7],[24,8,24,9],[24,10,24,11],[7,0,10,0],[11,0,14,0],[15,0,18,0],[22,4,22,15],[23,4,23,5],[23,6,23,7],[23,8,23,9],[23,10,23,11],[23,12,23,13],[23,14,23,15],[5,10,6,10],[5,11,6,11],[5,12,6,12],[5,13,6,13],[5,14,6,14],[5,15,6,15],[4,10,4,11],[4,12,4,13],[4,14,4,15],[5,2,6,2],[5,3,6,3],[5,4,6,4],[5,5,6,5],[5,6,6,6],[5,7,6,7],[5,8,6,8],[4,0,6,0],[4,1,6,1],[4,2,4,3],[4,4,4,5],[4,6,4,7],[4,8,4,9],[5,9,6,9],[2,0,2,1],[2,2,2,15],[3,2,3,3],[3,4,3,5],[3,6,3,7],[3,8,3,9],[3,10,3,11],[3,12,3,13],[3,14,3,15]]}
[]
["4TTA30_42",18.2]
["Evaporator Air \n",null,"Condenser  Entering Air Temperature ˚F"]
[80,"°F DB",85,null,90,null,95,null,100,null,105,null,110,null,115]
["CFM","EWB†\n˚F","Capacity Mbtuh",null,"Capacity Mbtuh",null,"Capacity Mbtuh",null,"Capacity Mbtuh",null,"Capacity Mbtuh",null,"Capacity Mbtuh",null,"Capacity Mbtuh"]
[null,null,"Total","Sens.","Total","Sens.","Total","Sens.","Total","Sens.","Total","Sens.","Total","Sens.","Total","Sens."]
[null,null,null,null,null,null,null,null,null,null,null,null,null,null,null,null,null,"Total Factors",null,null,null,null,null,null,"Sens. %",null,null,null,null,null,null,"IDB Adj",null,null,null,null,null,null,"Sens Calc"]
[1225,71,{"$f":"R8*$B$2","v":20.214133333333333},{"$f":"IF(AM8>C8,C8,AM8)","v":10.659133333333333},{"$f":"S8*$B$2","v":19.768233333333335},{"$f":"IF(AN8>E8,E8,AN8)","v":10.490772696078432},{"$f":"T8*$B$2","v":19.322333333333329},{"$f":"IF(AO8>G8,G8,AO8)","v":10.319399999999998},{"$f":"U8*$B$2","v":18.897666666666666},{"$f":"IF(AP8>I8,I8,AP8)","v":10.194285057471262},{"$f":"V8*$B$2","v":18.473000000000003},{"$f":"IF(AQ8>K8,K8,AQ8)","v":10.0646},{"$f":"W8*$B$2","v":18.027099999999997},{"$f":"IF(AR8>M8,M8,AR8)","v":9.8965866075295672},{"$f":"X8*$B$2","v":17.581199999999995},{"$f":"IF(AS8>O8,O8,AS8)","v":9.7248666666666637},null,1.1106666666666667,1.0861666666666667,1.0616666666666665,1.0383333333333333,1.0150000000000001,0.99049999999999994,0.96599999999999986,0.52731092436974791,0.53068842921784098,0.53406593406593406,0.53944676013641524,0.54482758620689653,0.54898384141262702,0.5531400966183575,0.91071428571428581,0.90625000000000011,0.90178571428571441,0.90625,0.91071428571428559,0.90624999999999978,0.90178571428571408,{"$f":"Y8*C8+($A$4-80)*AF8*$A$8/1000","v":10.659133333333333},{"$f":"Z8*E8+($A$4-80)*AG8*$A$8/1000","v":10.490772696078432},{"$f":"AA8*G8+($A$4-80)*AH8*$A$8/1000","v":10.319399999999998},{"$f":"AB8*I8+($A$4-80)*AI8*$A$8/1000","v":10.194285057471262},{"$f":"AC8*K8+($A$4-80)*AJ8*$A$8/1000","v":10.0646},{"$f":"AD8*M8+($A$4-80)*AK8*$A$8/1000","v":9.8965866075295672},{"$f":"AE8*O8+($A$4-80)*AL8*$A$8/1000","v":9.7248666666666637}]
[null,67,{"$f":"R9*$B$2","v":18.642866666666666},12.867400000000002,18.239433333333327,{"$f":"IF(AN9>E9,E9,AN9)","v":12.721703034674762},17.835999999999999,{"$f":"IF(AO9>G9,G9,AO9)","v":12.570133333333333},17.432566666666666,{"$f":"IF(AP9>I9,I9,AP9)","v":12.424714627320588},17.029133333333334,{"$f":"IF(AQ9>K9,K9,AQ9)","v":12.272866666666667},16.604466666666667,{"$f":"IF(AR9>M9,M9,AR9)","v":12.128365175643568},16.1798,{"$f":"IF(AS9>O9,O9,AS9)","v":11.975599999999998},null,1.0243333333333333,1.0021666666666664,0.97999999999999987,0.95783333333333331,0.93566666666666676,0.91233333333333333,0.88900000000000001,0.69020501138952173,0.69748345807571321,0.70476190476190481,0.71273007956299728,0.72069825436408974,0.73042786733952514,0.74015748031496054,0.91071428571428559,0.91071428571428581,0.91071428571428592,0.91071428571428581,0.91071428571428559,0.91071428571428559,0.91071428571428559,{"$f":"Y9*C9+($A$4-80)*AF9*$A$8/1000","v":12.867400000000002},{"$f":"Z9*E9+($A$4-80)*AG9*$A$8/1000","v":12.721703034674762},{"$f":"AA9*G9+($A$4-80)*AH9*$A$8/1000","v":12.570133333333333},{"$f":"AB9*I9+($A$4-80)*AI9*$A$8/1000","v":12.424714627320588},{"$f":"AC9*K9+($A$4-80)*AJ9*$A$8/1000","v":12.272866666666667},{"$f":"AD9*M9+($A$4-80)*AK9*$A$8/1000","v":12.128365175643568},{"$f":"AE9*O9+($A$4-80)*AL9*$A$8/1000","v":11.975599999999998}]
[null,63,17.453799999999998,15.203066666666663,17.0716,15.036933905388087,16.689399999999999,14.863333333333333,16.307199999999998,14.719301960305343,15.924999999999999,14.566066666666664,15.542800000000002,14.422499356862746,15.160600000000001,14.268800000000001,null,0.95899999999999996,0.93800000000000006,0.91699999999999993,0.89599999999999991,0.875,0.85400000000000009,0.83300000000000007,0.87104622871046222,0.88081573522037115,0.89058524173027998,0.90262595419847336,0.91466666666666663,0.9279215686274509,0.94117647058823528,0.91071428571428537,0.90624999999999989,0.90178571428571441,0.90624999999999989,0.91071428571428537,0.91071428571428559,0.91071428571428592,15.203066666666663,{"$f":"Z10*E10+($A$4-80)*AG10*$A$8/1000","v":15.036933905388087},{"$f":"AA10*G10+($A$4-80)*AH10*$A$8/1000","v":14.863333333333333},14.719301960305343,14.566066666666664,14.422499356862746,14.268800000000001]
[null,59,16.646933333333333,16.646933333333333,16.285966666666663,16.285966666666663,15.924999999999999,15.924999999999999,15.564033333333334,15.564033333333334,15.203066666666665,15.203066666666665,14.820866666666664,14.820866666666664,14.438666666666666,14.438666666666666,null,0.91466666666666674,0.89483333333333326,0.875,0.85516666666666674,0.83533333333333326,0.81433333333333324,0.79333333333333333,1,1,1,1,1,1,1,0.69642857142857184,0.65625000000000011,0.61607142857142838,0.57589285714285687,0.53571428571428537,0.49107142857142838,0.4464285714285714,16.646933333333333,{"$f":"Z11*E11+($A$4-80)*AG11*$A$8/1000","v":16.285966666666663},{"$f":"AA11*G11+($A$4-80)*AH11*$A$8/1000","v":15.924999999999999},{"$f":"AB11*I11+($A$4-80)*AI11*$A$8/1000","v":15.564033333333334},15.203066666666665,14.820866666666664,14.438666666666666]
[1400,71,20.626666666666665,10.876666666666667,20.171666666666663,10.704870098039214,19.716666666666665,10.53,19.283333333333331,10.402331691297206,18.850000000000001,10.27,18.395,10.098557762785275,17.939999999999998,9.923333333333332,null,1.1333333333333333,1.1083333333333332,1.0833333333333333,1.0595238095238095,1.0357142857142858,1.0107142857142857,0.98571428571428565,0.52731092436974791,0.53068842921784098,0.53406593406593406,0.53944676013641524,0.54482758620689653,0.54898384141262702,0.5531400966183575,0.91071428571428581,0.90625000000000011,0.90178571428571441,0.90625,0.91071428571428559,0.90624999999999978,0.90178571428571408,{"$f":"Y12*C12+($A$4-80)*AF12*$A$12/1000","v":10.876666666666667},{"$f":"Z12*E12+($A$4-80)*AG12*$A$12/1000","v":10.704870098039214},{"$f":"AA12*G12+($A$4-80)*AH12*$A$12/1000","v":10.53},{"$f":"AB12*I12+($A$4-80)*AI12*$A$12/1000","v":10.402331691297206},{"$f":"AC12*K12+($A$4-80)*AJ12*$A$12/1000","v":10.27},{"$f":"AD12*M12+($A$4-80)*AK12*$A$12/1000","v":10.098557762785275},{"$f":"AE12*O12+($A$4-80)*AL12*$A$12/1000","v":9.923333333333332}]
[null,67,19.023333333333333,13.130000000000003,18.611666666666668,12.98132962721915,18.2,12.826666666666666,17.78833333333333,12.678280231959782,17.376666666666665,12.523333333333332,16.943333333333332,12.375882832289353,16.509999999999998,12.219999999999997,null,1.0452380952380953,1.0226190476190478,1,0.97738095238095235,0.95476190476190481,0.93095238095238098,0.90714285714285714,0.69020501138952173,0.69748345807571321,0.70476190476190481,0.71273007956299728,0.72069825436408974,0.73042786733952514,0.74015748031496054,0.91071428571428559,0.91071428571428581,0.91071428571428592,0.91071428571428581,0.91071428571428559,0.91071428571428559,0.91071428571428559,{"$f":"Y13*C13+($A$4-80)*AF13*$A$12/1000","v":13.130000000000003},{"$f":"Z13*E13+($A$4-80)*AG13*$A$12/1000","v":12.98132962721915},{"$f":"AA13*G13+($A$4-80)*AH13*$A$12/1000","v":12.826666666666666},{"$f":"AB13*I13+($A$4-80)*AI13*$A$12/1000","v":12.678280231959782},{"$f":"AC13*K13+($A$4-80)*AJ13*$A$12/1000","v":12.523333333333332},{"$f":"AD13*M13+($A$4-80)*AK13*$A$12/1000","v":12.375882832289353},{"$f":"AE13*O13+($A$4-80)*AL13*$A$12/1000","v":12.219999999999997}]
[null,63,17.810000000000002,15.513333333333334,17.420000000000002,15.343810107538866,17.029999999999998,15.166666666666666,16.64,15.019695877862597,16.25,14.863333333333333,15.86,14.716836078431371,15.47,14.56,null,0.97857142857142865,0.95714285714285718,0.93571428571428561,0.91428571428571426,0.8928571428571429,0.87142857142857144,0.85000000000000009,0.87104622871046222,0.88081573522037115,0.89058524173027998,0.90262595419847336,0.91466666666666663,0.9279215686274509,0.94117647058823528,0.91071428571428537,0.90624999999999989,0.90178571428571441,0.90624999999999989,0.91071428571428537,0.91071428571428559,0.91071428571428592,15.513333333333334,{"$f":"Z14*E14+($A$4-80)*AG14*$A$12/1000","v":15.343810107538866},{"$f":"AA14*G14+($A$4-80)*AH14*$A$12/1000","v":15.166666666666666},15.019695877862597,14.863333333333333,14.716836078431371,14.56]
[null,59,16.986666666666665,16.986666666666665,16.618333333333336,16.618333333333336,16.25,16.25,15.881666666666666,15.881666666666666,15.513333333333332,15.513333333333332,15.123333333333331,15.123333333333331,14.733333333333333,14.733333333333333,null,0.93333333333333335,0.91309523809523818,0.8928571428571429,0.87261904761904763,0.85238095238095235,0.83095238095238089,0.80952380952380953,1,1,1,1,1,1,1,0.69642857142857184,0.65625000000000011,0.61607142857142838,0.57589285714285687,0.53571428571428537,0.49107142857142838,0.4464285714285714,16.986666666666665,{"$f":"Z15*E15+($A$4-80)*AG15*$A$12/1000","v":16.618333333333336},{"$f":"AA15*G15+($A$4-80)*AH15*$A$12/1000","v":16.25},15.881666666666666,15.513333333333332,15.123333333333331,14.733333333333333]
[1575,71,21.039199999999997,11.094199999999999,20.575099999999999,10.918967499999999,20.111000000000001,10.740600000000001,19.669,10.610378325123152,19.226999999999997,10.475399999999997,18.762899999999998,10.300528918040978,18.2988,10.1218,null,1.1559999999999999,1.1305000000000001,1.105,1.0807142857142857,1.0564285714285713,1.0309285714285714,1.0054285714285716,0.52731092436974791,0.53068842921784098,0.53406593406593406,0.53944676013641524,0.54482758620689653,0.54898384141262702,0.5531400966183575,0.91071428571428581,0.90625000000000011,0.90178571428571441,0.90625,0.91071428571428559,0.90624999999999978,0.90178571428571408,{"$f":"Y16*C16+($A$4-80)*AF16*$A$16/1000","v":11.094199999999999},{"$f":"Z16*E16+($A$4-80)*AG16*$A$16/1000","v":10.918967499999999},{"$f":"AA16*G16+($A$4-80)*AH16*$A$16/1000","v":10.740600000000001},{"$f":"AB16*I16+($A$4-80)*AI16*$A$16/1000","v":10.610378325123152},{"$f":"AC16*K16+($A$4-80)*AJ16*$A$16/1000","v":10.475399999999997},{"$f":"AD16*M16+($A$4-80)*AK16*$A$16/1000","v":10.300528918040978},{"$f":"AE16*O16+($A$4-80)*AL16*$A$16/1000","v":10.1218}]
[null,67,19.403799999999997,13.3926,18.983899999999995,13.240956219763529,18.564,13.083200000000001,18.144100000000002,12.931845836598979,17.7242,12.7738,17.282200000000003,12.623400488935143,16.840199999999999,12.464399999999998,null,1.0661428571428571,1.0430714285714284,1.02,0.9969285714285715,0.97385714285714287,0.94957142857142873,0.92528571428571438,0.69020501138952173,0.69748345807571321,0.70476190476190481,0.71273007956299728,0.72069825436408974,0.73042786733952514,0.74015748031496054,0.91071428571428559,0.91071428571428581,0.91071428571428592,0.91071428571428581,0.91071428571428559,0.91071428571428559,0.91071428571428559,{"$f":"Y17*C17+($A$4-80)*AF17*$A$16/1000","v":13.3926},{"$f":"Z17*E17+($A$4-80)*AG17*$A$16/1000","v":13.240956219763529},{"$f":"AA17*G17+($A$4-80)*AH17*$A$16/1000","v":13.083200000000001},{"$f":"AB17*I17+($A$4-80)*AI17*$A$16/1000","v":12.931845836598979},{"$f":"AC17*K17+($A$4-80)*AJ17*$A$16/1000","v":12.7738},{"$f":"AD17*M17+($A$4-80)*AK17*$A$16/1000","v":12.623400488935143},{"$f":"AE17*O17+($A$4-80)*AL17*$A$16/1000","v":12.464399999999998}]
[null,63,18.1662,15.823599999999999,17.768400000000003,15.650686309689645,17.3706,15.47,16.972799999999999,15.320089795419848,16.574999999999999,15.160599999999999,16.177199999999999,15.011172799999997,15.779399999999999,14.851199999999999,null,0.99814285714285722,0.97628571428571442,0.9544285714285714,0.93257142857142861,0.9107142857142857,0.8888571428571429,0.86699999999999999,0.87104622871046222,0.88081573522037115,0.89058524173027998,0.90262595419847336,0.91466666666666663,0.9279215686274509,0.94117647058823528,0.91071428571428537,0.90624999999999989,0.90178571428571441,0.90624999999999989,0.91071428571428537,0.91071428571428559,0.91071428571428592,15.823599999999999,{"$f":"Z18*E18+($A$4-80)*AG18*$A$16/1000","v":15.650686309689645},{"$f":"AA18*G18+($A$4-80)*AH18*$A$16/1000","v":15.47},15.320089795419848,15.160599999999999,15.011172799999997,14.851199999999999]
[null,59,17.3264,17.3264,16.950700000000001,16.950700000000001,16.574999999999999,16.574999999999999,16.199299999999997,16.199299999999997,15.823599999999999,15.823599999999999,15.425799999999999,15.425799999999999,15.028,15.028,null,0.95200000000000007,0.93135714285714299,0.9107142857142857,0.89007142857142851,0.86942857142857144,0.84757142857142853,0.82571428571428573,1,1,1,1,1,1,1,0.69642857142857184,0.65625000000000011,0.61607142857142838,0.57589285714285687,0.53571428571428537,0.49107142857142838,0.4464285714285714,17.3264,{"$f":"Z19*E19+($A$4-80)*AG19*$A$16/1000","v":16.950700000000001},{"$f":"AA19*G19+($A$4-80)*AH19*$A$16/1000","v":16.574999999999999},16.199299999999997,15.823599999999999,15.425799999999999,15.028]

{"sheet":"4TTA30_48","index":52,"n_rows":19,"n_cols":45,"rows_kept":19,"cut":false,"hidden":true,"merged":[[130,0,133,0],[120,12,121,12],[120,13,121,13],[120,14,121,14],[120,15,121,15],[122,0,125,0],[126,0,129,0],[119,12,119,13],[119,14,119,15],[120,4,121,4],[120,5,121,5],[120,6,121,6],[120,7,121,7],[120,8,121,8],[120,9,121,9],[120,10,121,10],[120,11,121,11],[119,0,121,0],[119,1,121,1],[119,4,119,5],[119,6,119,7],[119,8,119,9],[119,10,119,11],[111,0,114,0],[117,0,118,1],[117,4,117,15],[118,4,118,5],[118,6,118,7],[118,8,118,9],[118,10,118,11],[118,12,118,13],[118,14,118,15],[101,12,102,12],[101,13,102,13],[101,14,102,14],[101,15,102,15],[103,0,106,0],[107,0,110,0],[100,12,100,13],[100,14,100,15],[101,4,102,4],[101,5,102,5],[101,6,102,6],[101,7,102,7],[101,8,102,8],[101,9,102,9],[101,10,102,10],[101,11,102,11],[100,0,102,0],[100,1,102,1],[100,4,100,5],[100,6,100,7],[100,8,100,9],[100,10,100,11],[92,0,95,0],[98,0,99,1],[98,4,98,15],[99,4,99,5],[99,6,99,7],[99,8,99,9],[99,10,99,11],[99,12,99,13],[99,14,99,15],[82,12,83,12],[82,13,83,13],[82,14,83,14],[82,15,83,15],[84,0,87,0],[88,0,91,0],[81,12,81,13],[81,14,81,15],[82,4,83,4],[82,5,83,5],[82,6,83,6],[82,7,83,7],[82,8,83,8],[82,9,83,9],[82,10,83,10],[82,11,83,11],[81,0,83,0],[81,1,83,1],[81,4,81,5],[81,6,81,7],[81,8,81,9],[81,10,81,11],[73,0,76,0],[79,0,80,1],[79,4,79,15],[80,4,80,5],[80,6,80,7],[80,8,80,9],[80,10,80,11],[80,12,80,13],[80,14,80,15],[63,12,64,12],[63,13,64,13],[63,14,64,14],[63,15,64,15],[65,0,68,0],[69,0,72,0],[62,12,62,13],[62,14,62,15],[63,4,64,4],[63,5,64,5],[63,6,64,6],[63,7,64,7],[63,8,64,8],[63,9,64,9],[63,10,64,10],[63,11,64,11],[62,0,64,0],[62,1,64,1],[62,4,62,5],[62,6,62,7],[62,8,62,9],[62,10,62,11],[54,0,57,0],[60,0,61,1],[60,4,60,15],[61,4,61,5],[61,6,61,7],[61,8,61,9],[61,10,61,11],[61,12,61,13],[61,14,61,15],[44,12,45,12],[44,13,45,13],[44,14,45,14],[44,15,45,15],[46,0,49,0],[50,0,53,0],[43,12,43,13],[43,14,43,15],[44,4,45,4],[44,5,45,5],[44,6,45,6],[44,7,45,7],[44,8,45,8],[44,9,45,9],[44,10,45,10],[44,11,45,11],[43,0,45,0],[43,1,45,1],[43,4,43,5],[43,6,43,7],[43,8,43,9],[43,10,43,11],[35,0,38,0],[41,0,42,1],[41,4,41,15],[42,4,42,5],[42,6,42,7],[42,8,42,9],[42,10,42,11],[42,12,42,13],[42,14,42,15],[25,12,26,12],[25,13,26,13],[25,14,26,14],[25,15,26,15],[27,0,30,0],[31,0,34,0],[24,12,24,13],[24,14,24,15],[25,4,26,4],[25,5,26,5],[25,6,26,6],[25,7,26,7],[25,8,26,8],[25,9,26,9],[25,10,26,10],[25,11,26,11],[24,0,26,0],[24,1,26,1],[24,4,24,5],[24,6,24,7],[24,8,24,9],[24,10,24,11],[7,0,10,0],[11,0,14,0],[15,0,18,0],[22,4,22,15],[23,4,23,5],[23,6,23,7],[23,8,23,9],[23,10,23,11],[23,12,23,13],[23,14,23,15],[5,10,6,10],[5,11,6,11],[5,12,6,12],[5,13,6,13],[5,14,6,14],[5,15,6,15],[4,10,4,11],[4,12,4,13],[4,14,4,15],[5,2,6,2],[5,3,6,3],[5,4,6,4],[5,5,6,5],[5,6,6,6],[5,7,6,7],[5,8,6,8],[4,0,6,0],[4,1,6,1],[4,2,4,3],[4,4,4,5],[4,6,4,7],[4,8,4,9],[5,9,6,9],[2,0,2,1],[2,2,2,15],[3,2,3,3],[3,4,3,5],[3,6,3,7],[3,8,3,9],[3,10,3,11],[3,12,3,13],[3,14,3,15]]}
[]
["4TTA30_48",18.2]
["Evaporator Air \n",null,"Condenser  Entering Air Temperature ˚F"]
[80,"°F DB",85,null,90,null,95,null,100,null,105,null,110,null,115]
["CFM","EWB†\n˚F","Capacity Mbtuh",null,"Capacity Mbtuh",null,"Capacity Mbtuh",null,"Capacity Mbtuh",null,"Capacity Mbtuh",null,"Capacity Mbtuh",null,"Capacity Mbtuh"]
[null,null,"Total","Sens.","Total","Sens.","Total","Sens.","Total","Sens.","Total","Sens.","Total","Sens.","Total","Sens."]
[null,null,null,null,null,null,null,null,null,null,null,null,null,null,null,null,null,"Total Factors",null,null,null,null,null,null,"Sens. %",null,null,null,null,null,null,"IDB Adj",null,null,null,null,null,null,"Sens Calc"]
[1400,71,{"$f":"R8*$B$2","v":20.303874213836476},{"$f":"IF(AM8>C8,C8,AM8)","v":10.619337526205449},{"$f":"S8*$B$2","v":19.817777777777774},{"$f":"IF(AN8>E8,E8,AN8)","v":10.453235200640865},{"$f":"T8*$B$2","v":19.331681341719076},{"$f":"IF(AO8>G8,G8,AO8)","v":10.282809224318656},{"$f":"U8*$B$2","v":18.864280922431867},{"$f":"IF(AP8>I8,I8,AP8)","v":10.116586564568308},{"$f":"V8*$B$2","v":18.396880503144651},{"$f":"IF(AQ8>K8,K8,AQ8)","v":9.946280922431864},{"$f":"W8*$B$2","v":17.929480083857438},{"$f":"IF(AR8>M8,M8,AR8)","v":9.799473283241646},{"$f":"X8*$B$2","v":17.462079664570229},{"$f":"IF(AS8>O8,O8,AS8)","v":9.6471446540880486},null,1.1155974842767296,1.0888888888888888,1.0621802935010483,1.0364989517819707,1.0108176100628929,0.9851362683438154,0.95945492662473797,0.52302025782688766,0.52746757572195446,0.53191489361702127,0.5362826500605431,0.54065040650406504,0.5465564666353302,0.55246252676659524,0.89062499999999989,0.89062499999999989,0.89062499999999989,0.88671875,0.8828125,0.88671875,0.890625,{"$f":"Y8*C8+($A$4-80)*AF8*$A$8/1000","v":10.619337526205449},{"$f":"Z8*E8+($A$4-80)*AG8*$A$8/1000","v":10.453235200640865},{"$f":"AA8*G8+($A$4-80)*AH8*$A$8/1000","v":10.282809224318656},{"$f":"AB8*I8+($A$4-80)*AI8*$A$8/1000","v":10.116586564568308},{"$f":"AC8*K8+($A$4-80)*AJ8*$A$8/1000","v":9.946280922431864},{"$f":"AD8*M8+($A$4-80)*AK8*$A$8/1000","v":9.799473283241646},{"$f":"AE8*O8+($A$4-80)*AL8*$A$8/1000","v":9.6471446540880486}]
[null,67,{"$f":"R9*$B$2","v":18.696016771488466},12.788075471698113,18.266008385744232,{"$f":"IF(AN9>E9,E9,AN9)","v":12.622845719552229},17.835999999999999,{"$f":"IF(AO9>G9,G9,AO9)","v":12.451547169811317},17.405991614255761,{"$f":"IF(AP9>I9,I9,AP9)","v":12.30579446205269},16.975983228511527,{"$f":"IF(AQ9>K9,K9,AQ9)","v":12.152410901467503},16.545974842767293,{"$f":"IF(AR9>M9,M9,AR9)","v":11.987870542185972},16.11596645702306,{"$f":"IF(AS9>O9,O9,AS9)","v":11.815882599580712},null,1.0272536687631026,1.0036268343815513,0.98,0.95637316561844854,0.93274633123689721,0.90911949685534577,0.88549266247379443,0.68400000000000005,0.6910566037735848,0.69811320754716966,0.70698611919208698,0.71585903083700442,0.72451884256467391,0.73317865429234341,0.88281250000000033,0.8828125,0.88281249999999978,0.88671874999999978,0.89062499999999989,0.88671875,0.8828125,{"$f":"Y9*C9+($A$4-80)*AF9*$A$8/1000","v":12.788075471698113},{"$f":"Z9*E9+($A$4-80)*AG9*$A$8/1000","v":12.622845719552229},{"$f":"AA9*G9+($A$4-80)*AH9*$A$8/1000","v":12.451547169811317},{"$f":"AB9*I9+($A$4-80)*AI9*$A$8/1000","v":12.30579446205269},{"$f":"AC9*K9+($A$4-80)*AJ9*$A$8/1000","v":12.152410901467503},{"$f":"AD9*M9+($A$4-80)*AK9*$A$8/1000","v":11.987870542185972},{"$f":"AE9*O9+($A$4-80)*AL9*$A$8/1000","v":11.815882599580712}]
[null,63,17.499471698113204,15.068989517819702,17.08815932914046,14.905310874726712,16.676846960167712,14.73246121593291,16.284230607966457,14.56860895013955,15.891614255765198,14.395932914046121,15.480301886792452,14.252452515126562,15.068989517819704,14.096796645702305,null,0.96150943396226407,0.93890985324947585,0.91631027253668751,0.8947379454926625,0.87316561844863727,0.85056603773584905,0.82796645702306071,0.86111111111111105,0.87225959142999487,0.88340807174887881,0.8946452123450277,0.90588235294117647,0.92068311195445929,0.9354838709677421,0.88281249999999978,0.88281249999999978,0.88281249999999978,0.88281249999999989,0.8828125,0.88671875,0.89062500000000011,15.068989517819702,{"$f":"Z10*E10+($A$4-80)*AG10*$A$8/1000","v":14.905310874726712},{"$f":"AA10*G10+($A$4-80)*AH10*$A$8/1000","v":14.73246121593291},14.56860895013955,14.395932914046121,14.252452515126562,14.096796645702305]
[null,59,16.676846960167712,16.676846960167712,16.302926624737943,16.302926624737943,15.929006289308173,15.929006289308173,15.536389937106913,15.536389937106913,15.143773584905658,15.143773584905658,14.769853249475888,14.769853249475888,14.395932914046119,14.395932914046119,null,0.91631027253668751,0.89576519916142539,0.87522012578616337,0.85364779874213814,0.83207547169811313,0.81153039832285101,0.790985324947589,1,1,1,1,1,1,1,0.72656250000000033,0.67968750000000022,0.63281250000000011,0.58984375,0.546875,0.50390625,0.46093749999999989,16.676846960167712,{"$f":"Z11*E11+($A$4-80)*AG11*$A$8/1000","v":16.302926624737943},{"$f":"AA11*G11+($A$4-80)*AH11*$A$8/1000","v":15.929006289308173},{"$f":"AB11*I11+($A$4-80)*AI11*$A$8/1000","v":15.536389937106913},15.143773584905658,14.769853249475888,14.395932914046119]
[1600,71,20.718238993710692,10.836058700209644,20.222222222222218,10.666566531266188,19.726205450733751,10.492662473794548,19.249266247379452,10.323047514865619,18.772327044025158,10.149266247379455,18.295387840670859,9.9994625339200489,17.81844863731656,9.8440251572327035,null,1.1383647798742138,1.1111111111111109,1.0838574423480083,1.0576519916142557,1.0314465408805031,1.0052410901467506,0.97903563941299787,0.52302025782688766,0.52746757572195446,0.53191489361702127,0.5362826500605431,0.54065040650406504,0.5465564666353302,0.55246252676659524,0.89062499999999989,0.89062499999999989,0.89062499999999989,0.88671875,0.8828125,0.88671875,0.890625,{"$f":"Y12*C12+($A$4-80)*AF12*$A$12/1000","v":10.836058700209644},{"$f":"Z12*E12+($A$4-80)*AG12*$A$12/1000","v":10.666566531266188},{"$f":"AA12*G12+($A$4-80)*AH12*$A$12/1000","v":10.492662473794548},{"$f":"AB12*I12+($A$4-80)*AI12*$A$12/1000","v":10.323047514865619},{"$f":"AC12*K12+($A$4-80)*AJ12*$A$12/1000","v":10.149266247379455},{"$f":"AD12*M12+($A$4-80)*AK12*$A$12/1000","v":9.9994625339200489},{"$f":"AE12*O12+($A$4-80)*AL12*$A$12/1000","v":9.8440251572327035}]
[null,67,19.077568134171905,13.049056603773584,18.638784067085954,12.880454815869623,18.2,12.705660377358488,17.761215932914041,12.55693312454356,17.32243186582809,12.400419287211738,16.883647798742135,12.232520961414256,16.444863731656184,12.057023060796647,null,1.0482180293501047,1.0241090146750524,1,0.97589098532494745,0.95178197064989511,0.92767295597484267,0.90356394129979034,0.68400000000000005,0.6910566037735848,0.69811320754716966,0.70698611919208698,0.71585903083700442,0.72451884256467391,0.73317865429234341,0.88281250000000033,0.8828125,0.88281249999999978,0.88671874999999978,0.89062499999999989,0.88671875,0.8828125,{"$f":"Y13*C13+($A$4-80)*AF13*$A$12/1000","v":13.049056603773584},{"$f":"Z13*E13+($A$4-80)*AG13*$A$12/1000","v":12.880454815869623},{"$f":"AA13*G13+($A$4-80)*AH13*$A$12/1000","v":12.705660377358488},{"$f":"AB13*I13+($A$4-80)*AI13*$A$12/1000","v":12.55693312454356},{"$f":"AC13*K13+($A$4-80)*AJ13*$A$12/1000","v":12.400419287211738},{"$f":"AD13*M13+($A$4-80)*AK13*$A$12/1000","v":12.232520961414256},{"$f":"AE13*O13+($A$4-80)*AL13*$A$12/1000","v":12.057023060796647}]
[null,63,17.856603773584904,15.376519916142556,17.436897274633125,15.209500892578282,17.017190775681339,15.033123689727459,16.616561844863728,14.865927500142396,16.215932914046121,14.689727463312369,15.796226415094338,14.543318892986289,15.376519916142554,14.384486373165618,null,0.98113207547169801,0.95807127882599585,0.93501048218029348,0.91299790356394117,0.89098532494758909,0.86792452830188671,0.84486373165618434,0.86111111111111105,0.87225959142999487,0.88340807174887881,0.8946452123450277,0.90588235294117647,0.92068311195445929,0.9354838709677421,0.88281249999999978,0.88281249999999978,0.88281249999999978,0.88281249999999989,0.8828125,0.88671875,0.89062500000000011,15.376519916142556,{"$f":"Z14*E14+($A$4-80)*AG14*$A$12/1000","v":15.209500892578282},{"$f":"AA14*G14+($A$4-80)*AH14*$A$12/1000","v":15.033123689727459},14.865927500142396,14.689727463312369,14.543318892986289,14.384486373165618]
[null,59,17.017190775681339,17.017190775681339,16.6356394129979,16.6356394129979,16.254088050314465,16.254088050314465,15.853459119496852,15.853459119496852,15.452830188679243,15.452830188679243,15.071278825995806,15.071278825995806,14.689727463312368,14.689727463312368,null,0.93501048218029348,0.91404612159329135,0.89308176100628933,0.87106918238993702,0.84905660377358483,0.82809224318658281,0.80712788259958068,1,1,1,1,1,1,1,0.72656250000000033,0.67968750000000022,0.63281250000000011,0.58984375,0.546875,0.50390625,0.46093749999999989,17.017190775681339,{"$f":"Z15*E15+($A$4-80)*AG15*$A$12/1000","v":16.6356394129979},{"$f":"AA15*G15+($A$4-80)*AH15*$A$12/1000","v":16.254088050314465},15.853459119496852,15.452830188679243,15.071278825995806,14.689727463312368]
[1800,71,21.132603773584904,11.052779874213835,20.626666666666665,10.879897861891513,20.120729559748426,10.702515723270439,19.634251572327045,10.529508465162932,19.147773584905661,10.352251572327043,18.661295597484276,10.199451784598448,18.174817610062892,10.040905660377357,null,1.1611320754716981,1.1333333333333333,1.1055345911949686,1.0788050314465409,1.0520754716981133,1.0253459119496855,0.99861635220125777,0.52302025782688766,0.52746757572195446,0.53191489361702127,0.5362826500605431,0.54065040650406504,0.5465564666353302,0.55246252676659524,0.89062499999999989,0.89062499999999989,0.89062499999999989,0.88671875,0.8828125,0.88671875,0.890625,{"$f":"Y16*C16+($A$4-80)*AF16*$A$16/1000","v":11.052779874213835},{"$f":"Z16*E16+($A$4-80)*AG16*$A$16/1000","v":10.879897861891513},{"$f":"AA16*G16+($A$4-80)*AH16*$A$16/1000","v":10.702515723270439},{"$f":"AB16*I16+($A$4-80)*AI16*$A$16/1000","v":10.529508465162932},{"$f":"AC16*K16+($A$4-80)*AJ16*$A$16/1000","v":10.352251572327043},{"$f":"AD16*M16+($A$4-80)*AK16*$A$16/1000","v":10.199451784598448},{"$f":"AE16*O16+($A$4-80)*AL16*$A$16/1000","v":10.040905660377357}]
[null,67,19.459119496855344,13.310037735849056,19.011559748427672,13.138063912187015,18.564,12.959773584905658,18.116440251572325,12.808071787034434,17.668880503144653,12.648427672955973,17.221320754716981,12.477171380642543,16.773761006289305,12.298163522012578,null,1.0691823899371069,1.0445911949685533,1.02,0.99540880503144646,0.97081761006289302,0.94622641509433969,0.92163522012578614,0.68400000000000005,0.6910566037735848,0.69811320754716966,0.70698611919208698,0.71585903083700442,0.72451884256467391,0.73317865429234341,0.88281250000000033,0.8828125,0.88281249999999978,0.88671874999999978,0.89062499999999989,0.88671875,0.8828125,{"$f":"Y17*C17+($A$4-80)*AF17*$A$16/1000","v":13.310037735849056},{"$f":"Z17*E17+($A$4-80)*AG17*$A$16/1000","v":13.138063912187015},{"$f":"AA17*G17+($A$4-80)*AH17*$A$16/1000","v":12.959773584905658},{"$f":"AB17*I17+($A$4-80)*AI17*$A$16/1000","v":12.808071787034434},{"$f":"AC17*K17+($A$4-80)*AJ17*$A$16/1000","v":12.648427672955973},{"$f":"AD17*M17+($A$4-80)*AK17*$A$16/1000","v":12.477171380642543},{"$f":"AE17*O17+($A$4-80)*AL17*$A$16/1000","v":12.298163522012578}]
[null,63,18.213735849056601,15.684050314465406,17.785635220125787,15.513690910429846,17.35753459119497,15.333786163522012,16.948893081761007,15.163246050145247,16.540251572327044,14.983522012578616,16.112150943396223,14.834185270846012,15.684050314465404,14.67217610062893,null,1.0007547169811319,0.97723270440251575,0.95371069182389945,0.93125786163522017,0.9088050314465409,0.88528301886792438,0.86176100628930796,0.86111111111111105,0.87225959142999487,0.88340807174887881,0.8946452123450277,0.90588235294117647,0.92068311195445929,0.9354838709677421,0.88281249999999978,0.88281249999999978,0.88281249999999978,0.88281249999999989,0.8828125,0.88671875,0.89062500000000011,15.684050314465406,{"$f":"Z18*E18+($A$4-80)*AG18*$A$16/1000","v":15.513690910429846},{"$f":"AA18*G18+($A$4-80)*AH18*$A$16/1000","v":15.333786163522012},15.163246050145247,14.983522012578616,14.834185270846012,14.67217610062893]
[null,59,17.35753459119497,17.35753459119497,16.968352201257861,16.968352201257861,16.579169811320757,16.579169811320757,16.17052830188679,16.17052830188679,15.761886792452831,15.761886792452831,15.372704402515723,15.372704402515723,14.983522012578616,14.983522012578616,null,0.95371069182389945,0.93232704402515731,0.91094339622641518,0.8884905660377358,0.86603773584905663,0.8446540880503145,0.82327044025157237,1,1,1,1,1,1,1,0.72656250000000033,0.67968750000000022,0.63281250000000011,0.58984375,0.546875,0.50390625,0.46093749999999989,17.35753459119497,{"$f":"Z19*E19+($A$4-80)*AG19*$A$16/1000","v":16.968352201257861},{"$f":"AA19*G19+($A$4-80)*AH19*$A$16/1000","v":16.579169811320757},16.17052830188679,15.761886792452831,15.372704402515723,14.983522012578616]

{"sheet":"4TTA30_60","index":53,"n_rows":19,"n_cols":45,"rows_kept":19,"cut":false,"hidden":true,"merged":[[130,0,133,0],[120,12,121,12],[120,13,121,13],[120,14,121,14],[120,15,121,15],[122,0,125,0],[126,0,129,0],[119,12,119,13],[119,14,119,15],[120,4,121,4],[120,5,121,5],[120,6,121,6],[120,7,121,7],[120,8,121,8],[120,9,121,9],[120,10,121,10],[120,11,121,11],[119,0,121,0],[119,1,121,1],[119,4,119,5],[119,6,119,7],[119,8,119,9],[119,10,119,11],[111,0,114,0],[117,0,118,1],[117,4,117,15],[118,4,118,5],[118,6,118,7],[118,8,118,9],[118,10,118,11],[118,12,118,13],[118,14,118,15],[101,12,102,12],[101,13,102,13],[101,14,102,14],[101,15,102,15],[103,0,106,0],[107,0,110,0],[100,12,100,13],[100,14,100,15],[101,4,102,4],[101,5,102,5],[101,6,102,6],[101,7,102,7],[101,8,102,8],[101,9,102,9],[101,10,102,10],[101,11,102,11],[100,0,102,0],[100,1,102,1],[100,4,100,5],[100,6,100,7],[100,8,100,9],[100,10,100,11],[92,0,95,0],[98,0,99,1],[98,4,98,15],[99,4,99,5],[99,6,99,7],[99,8,99,9],[99,10,99,11],[99,12,99,13],[99,14,99,15],[82,12,83,12],[82,13,83,13],[82,14,83,14],[82,15,83,15],[84,0,87,0],[88,0,91,0],[81,12,81,13],[81,14,81,15],[82,4,83,4],[82,5,83,5],[82,6,83,6],[82,7,83,7],[82,8,83,8],[82,9,83,9],[82,10,83,10],[82,11,83,11],[81,0,83,0],[81,1,83,1],[81,4,81,5],[81,6,81,7],[81,8,81,9],[81,10,81,11],[73,0,76,0],[79,0,80,1],[79,4,79,15],[80,4,80,5],[80,6,80,7],[80,8,80,9],[80,10,80,11],[80,12,80,13],[80,14,80,15],[63,12,64,12],[63,13,64,13],[63,14,64,14],[63,15,64,15],[65,0,68,0],[69,0,72,0],[62,12,62,13],[62,14,62,15],[63,4,64,4],[63,5,64,5],[63,6,64,6],[63,7,64,7],[63,8,64,8],[63,9,64,9],[63,10,64,10],[63,11,64,11],[62,0,64,0],[62,1,64,1],[62,4,62,5],[62,6,62,7],[62,8,62,9],[62,10,62,11],[54,0,57,0],[60,0,61,1],[60,4,60,15],[61,4,61,5],[61,6,61,7],[61,8,61,9],[61,10,61,11],[61,12,61,13],[61,14,61,15],[44,12,45,12],[44,13,45,13],[44,14,45,14],[44,15,45,15],[46,0,49,0],[50,0,53,0],[43,12,43,13],[43,14,43,15],[44,4,45,4],[44,5,45,5],[44,6,45,6],[44,7,45,7],[44,8,45,8],[44,9,45,9],[44,10,45,10],[44,11,45,11],[43,0,45,0],[43,1,45,1],[43,4,43,5],[43,6,43,7],[43,8,43,9],[43,10,43,11],[35,0,38,0],[41,0,42,1],[41,4,41,15],[42,4,42,5],[42,6,42,7],[42,8,42,9],[42,10,42,11],[42,12,42,13],[42,14,42,15],[25,12,26,12],[25,13,26,13],[25,14,26,14],[25,15,26,15],[27,0,30,0],[31,0,34,0],[24,12,24,13],[24,14,24,15],[25,4,26,4],[25,5,26,5],[25,6,26,6],[25,7,26,7],[25,8,26,8],[25,9,26,9],[25,10,26,10],[25,11,26,11],[24,0,26,0],[24,1,26,1],[24,4,24,5],[24,6,24,7],[24,8,24,9],[24,10,24,11],[7,0,10,0],[11,0,14,0],[15,0,18,0],[22,4,22,15],[23,4,23,5],[23,6,23,7],[23,8,23,9],[23,10,23,11],[23,12,23,13],[23,14,23,15],[5,10,6,10],[5,11,6,11],[5,12,6,12],[5,13,6,13],[5,14,6,14],[5,15,6,15],[4,10,4,11],[4,12,4,13],[4,14,4,15],[5,2,6,2],[5,3,6,3],[5,4,6,4],[5,5,6,5],[5,6,6,6],[5,7,6,7],[5,8,6,8],[4,0,6,0],[4,1,6,1],[4,2,4,3],[4,4,4,5],[4,6,4,7],[4,8,4,9],[5,9,6,9],[2,0,2,1],[2,2,2,15],[3,2,3,3],[3,4,3,5],[3,6,3,7],[3,8,3,9],[3,10,3,11],[3,12,3,13],[3,14,3,15]]}
[]
["4TTA30_60",18.2]
["Evaporator Air \n",null,"Condenser  Entering Air Temperature ˚F"]
[80,"°F DB",85,null,90,null,95,null,100,null,105,null,110,null,115]
["CFM","EWB†\n˚F","Capacity Mbtuh",null,"Capacity Mbtuh",null,"Capacity Mbtuh",null,"Capacity Mbtuh",null,"Capacity Mbtuh",null,"Capacity Mbtuh",null,"Capacity Mbtuh"]
[null,null,"Total","Sens.","Total","Sens.","Total","Sens.","Total","Sens.","Total","Sens.","Total","Sens.","Total","Sens."]
[null,null,null,null,null,null,null,null,null,null,null,null,null,null,null,null,null,"Total Factors",null,null,null,null,null,null,"Sens. %",null,null,null,null,null,null,"IDB Adj",null,null,null,null,null,null,"Sens Calc"]
[1600,71,{"$f":"R8*$B$2","v":20.091817875210793},{"$f":"IF(AM8>C8,C8,AM8)","v":10.376762225969648},{"$f":"S8*$B$2","v":19.715848229342328},{"$f":"IF(AN8>E8,E8,AN8)","v":10.242556755077228},{"$f":"T8*$B$2","v":19.339878583473862},{"$f":"IF(AO8>G8,G8,AO8)","v":10.106064080944352},{"$f":"U8*$B$2","v":18.963908937605396},{"$f":"IF(AP8>I8,I8,AP8)","v":9.987294102850985},{"$f":"V8*$B$2","v":18.58793929173693},{"$f":"IF(AQ8>K8,K8,AQ8)","v":9.8654435075885338},{"$f":"W8*$B$2","v":18.211969645868464},{"$f":"IF(AR8>M8,M8,AR8)","v":9.7314476114619328},{"$f":"X8*$B$2","v":17.835999999999999},{"$f":"IF(AS8>O8,O8,AS8)","v":9.5947453625632377},null,1.1039460370994942,1.0832883642495785,1.0626306913996628,1.0419730185497471,1.0213153456998314,1.0006576728499157,0.98,0.51646706586826352,0.5195088050958736,0.52255054432348369,0.52664744044653156,0.53074433656957931,0.5343435004938959,0.53794266441821248,0.92032967032967028,0.91689560439560447,0.91346153846153855,0.91689560439560447,0.92032967032967028,0.92032967032967028,0.92032967032967028,{"$f":"Y8*C8+($A$4-80)*AF8*$A$8/1000","v":10.376762225969648},{"$f":"Z8*E8+($A$4-80)*AG8*$A$8/1000","v":10.242556755077228},{"$f":"AA8*G8+($A$4-80)*AH8*$A$8/1000","v":10.106064080944352},{"$f":"AB8*I8+($A$4-80)*AI8*$A$8/1000","v":9.987294102850985},{"$f":"AC8*K8+($A$4-80)*AJ8*$A$8/1000","v":9.8654435075885338},{"$f":"AD8*M8+($A$4-80)*AK8*$A$8/1000","v":9.7314476114619328},{"$f":"AE8*O8+($A$4-80)*AL8*$A$8/1000","v":9.5947453625632377}]
[null,67,{"$f":"R9*$B$2","v":18.527784148397977},12.452114671163574,18.181892074198988,{"$f":"IF(AN9>E9,E9,AN9)","v":12.318648987471752},17.835999999999999,{"$f":"IF(AO9>G9,G9,AO9)","v":12.181416526138278},17.475069139966273,{"$f":"IF(AP9>I9,I9,AP9)","v":12.048411674514812},17.114138279932547,{"$f":"IF(AQ9>K9,K9,AQ9)","v":11.910718381112988},16.768246205733561,{"$f":"IF(AR9>M9,M9,AR9)","v":11.777588792206679},16.422354131534568,{"$f":"IF(AS9>O9,O9,AS9)","v":11.64002023608769},null,1.018010118043845,0.99900505902192249,0.98,0.96016863406408104,0.94033726812816198,0.92133220910623959,0.90232715008431708,0.67207792207792205,0.67752294080287334,0.68296795952782463,0.6894628901329809,0.69595782073813717,0.70237451476467294,0.70879120879120883,0.91346153846153821,0.91346153846153832,0.91346153846153855,0.91346153846153855,0.91346153846153855,0.91346153846153866,0.91346153846153877,{"$f":"Y9*C9+($A$4-80)*AF9*$A$8/1000","v":12.452114671163574},{"$f":"Z9*E9+($A$4-80)*AG9*$A$8/1000","v":12.318648987471752},{"$f":"AA9*G9+($A$4-80)*AH9*$A$8/1000","v":12.181416526138278},{"$f":"AB9*I9+($A$4-80)*AI9*$A$8/1000","v":12.048411674514812},{"$f":"AC9*K9+($A$4-80)*AJ9*$A$8/1000","v":11.910718381112988},{"$f":"AD9*M9+($A$4-80)*AK9*$A$8/1000","v":11.777588792206679},{"$f":"AE9*O9+($A$4-80)*AL9*$A$8/1000","v":11.64002023608769}]
[null,63,17.324681281618886,14.617699831365936,17.008866779089377,14.484831396415389,16.693052276559865,14.347001686340642,16.362198988195615,14.214727782823337,16.031345699831366,14.076303541315346,15.700492411467117,13.944294427300576,15.369639123102868,13.80560539629005,null,0.95190556492411471,0.93455311973018551,0.91720067453625642,0.89902192242833057,0.88084317032040471,0.86266441821247897,0.84448566610455322,0.84375,0.85160472972972978,0.85945945945945956,0.86875411997363217,0.87804878048780488,0.88814376402081041,0.89823874755381594,0.92032967032967028,0.9203296703296705,0.92032967032967072,0.9203296703296705,0.92032967032967028,0.92032967032967028,0.92032967032967028,14.617699831365936,{"$f":"Z10*E10+($A$4-80)*AG10*$A$8/1000","v":14.484831396415389},{"$f":"AA10*G10+($A$4-80)*AH10*$A$8/1000","v":14.347001686340642},14.214727782823337,14.076303541315346,13.944294427300576,13.80560539629005]
[null,59,16.542664418212478,15.700492411467115,16.226849915682966,15.706441816135836,15.911035413153456,15.700492411467117,15.595220910623947,15.4920389197219,15.279406408094435,15.279406408094435,14.978630691399664,14.978630691399664,14.677854974704891,14.677854974704891,null,0.90893760539629009,0.89158516020236078,0.87423271500843169,0.8568802698145026,0.8395278246205734,0.82300168634064086,0.80647554806070831,0.9490909090909091,0.96792919745660777,0.98676748582230633,0.99338374291115317,1,1,1,0.64560439560439598,0.67651098901098927,0.70741758241758268,0.69368131868131877,0.67994505494505486,0.6421703296703295,0.60439560439560414,15.700492411467115,{"$f":"Z11*E11+($A$4-80)*AG11*$A$8/1000","v":15.706441816135836},{"$f":"AA11*G11+($A$4-80)*AH11*$A$8/1000","v":15.700492411467117},{"$f":"AB11*I11+($A$4-80)*AI11*$A$8/1000","v":15.4920389197219},15.279406408094435,14.978630691399664,14.677854974704891]
[1820,71,20.501854974704891,10.588532883642497,20.118212478920743,10.451588525589008,19.734569983136595,10.31231028667791,19.350927487352447,10.191116431480598,18.967284991568295,10.066779089376054,18.583642495784147,9.930048583124421,18.2,9.7905564924114667,null,1.1264755480607083,1.1053962900505903,1.0843170320404723,1.0632377740303542,1.042158516020236,1.021079258010118,1,0.51646706586826352,0.5195088050958736,0.52255054432348369,0.52664744044653156,0.53074433656957931,0.5343435004938959,0.53794266441821248,0.92032967032967028,0.91689560439560447,0.91346153846153855,0.91689560439560447,0.92032967032967028,0.92032967032967028,0.92032967032967028,{"$f":"Y12*C12+($A$4-80)*AF12*$A$12/1000","v":10.588532883642497},{"$f":"Z12*E12+($A$4-80)*AG12*$A$12/1000","v":10.451588525589008},{"$f":"AA12*G12+($A$4-80)*AH12*$A$12/1000","v":10.31231028667791},{"$f":"AB12*I12+($A$4-80)*AI12*$A$12/1000","v":10.191116431480598},{"$f":"AC12*K12+($A$4-80)*AJ12*$A$12/1000","v":10.066779089376054},{"$f":"AD12*M12+($A$4-80)*AK12*$A$12/1000","v":9.930048583124421},{"$f":"AE12*O12+($A$4-80)*AL12*$A$12/1000","v":9.7905564924114667}]
[null,67,18.905902192242831,12.706239460370993,18.552951096121415,12.570049987216073,18.2,12.430016863406408,17.831703204047216,12.294297627055929,17.463406408094436,12.153794266441823,17.11045531197302,12.01794774714967,16.757504215851604,11.877571669477236,null,1.0387858347386172,1.0193929173693086,1,0.97976391231028659,0.9595278246205734,0.94013490725126481,0.92074198988195621,0.67207792207792205,0.67752294080287334,0.68296795952782463,0.6894628901329809,0.69595782073813717,0.70237451476467294,0.70879120879120883,0.91346153846153821,0.91346153846153832,0.91346153846153855,0.91346153846153855,0.91346153846153855,0.91346153846153866,0.91346153846153877,{"$f":"Y13*C13+($A$4-80)*AF13*$A$12/1000","v":12.706239460370993},{"$f":"Z13*E13+($A$4-80)*AG13*$A$12/1000","v":12.570049987216073},{"$f":"AA13*G13+($A$4-80)*AH13*$A$12/1000","v":12.430016863406408},{"$f":"AB13*I13+($A$4-80)*AI13*$A$12/1000","v":12.294297627055929},{"$f":"AC13*K13+($A$4-80)*AJ13*$A$12/1000","v":12.153794266441823},{"$f":"AD13*M13+($A$4-80)*AK13*$A$12/1000","v":12.01794774714967},{"$f":"AE13*O13+($A$4-80)*AL13*$A$12/1000","v":11.877571669477236}]
[null,63,17.678246205733558,14.916020236087689,17.355986509274874,14.780440200423866,17.033726812816187,14.639797639123103,16.696121416526136,14.504824268187075,16.358516020236088,14.363575042158516,16.020910623946037,14.228871864592424,15.683305227655987,14.087352445193929,null,0.97133220910623952,0.95362563237774034,0.93591905564924116,0.91736930860033727,0.89881956155143339,0.88026981450252961,0.86172006745362573,0.84375,0.85160472972972978,0.85945945945945956,0.86875411997363217,0.87804878048780488,0.88814376402081041,0.89823874755381594,0.92032967032967028,0.9203296703296705,0.92032967032967072,0.9203296703296705,0.92032967032967028,0.92032967032967028,0.92032967032967028,14.916020236087689,{"$f":"Z14*E14+($A$4-80)*AG14*$A$12/1000","v":14.780440200423866},{"$f":"AA14*G14+($A$4-80)*AH14*$A$12/1000","v":14.639797639123103},14.504824268187075,14.363575042158516,14.228871864592424,14.087352445193929]
[null,59,16.88026981450253,16.020910623946037,16.558010118043846,16.026981445036572,16.235750421585159,16.020910623946037,15.913490725126474,15.808202979308058,15.59123102866779,15.59123102866779,15.284317032040473,15.284317032040473,14.977403035413152,14.977403035413152,null,0.92748735244519398,0.90978077571669491,0.89207419898819562,0.87436762225969644,0.85666104553119726,0.8397976391231029,0.82293423271500843,0.9490909090909091,0.96792919745660777,0.98676748582230633,0.99338374291115317,1,1,1,0.64560439560439598,0.67651098901098927,0.70741758241758268,0.69368131868131877,0.67994505494505486,0.6421703296703295,0.60439560439560414,16.020910623946037,{"$f":"Z15*E15+($A$4-80)*AG15*$A$12/1000","v":16.026981445036572},{"$f":"AA15*G15+($A$4-80)*AH15*$A$12/1000","v":16.020910623946037},15.808202979308058,15.59123102866779,15.284317032040473,14.977403035413152]
[2050,71,20.911892074198988,10.800303541315346,20.520576728499154,10.660620296100786,20.129261382799324,10.518556492411467,19.737946037099498,10.394938760110211,19.346630691399664,10.268114671163577,18.95531534569983,10.128649554786909,18.564,9.9863676222596958,null,1.1490050590219225,1.127504215851602,1.1060033726812817,1.0845025295109614,1.0630016863406409,1.0415008431703203,1.02,0.51646706586826352,0.5195088050958736,0.52255054432348369,0.52664744044653156,0.53074433656957931,0.5343435004938959,0.53794266441821248,0.92032967032967028,0.91689560439560447,0.91346153846153855,0.91689560439560447,0.92032967032967028,0.92032967032967028,0.92032967032967028,{"$f":"Y16*C16+($A$4-80)*AF16*$A$16/1000","v":10.800303541315346},{"$f":"Z16*E16+($A$4-80)*AG16*$A$16/1000","v":10.660620296100786},{"$f":"AA16*G16+($A$4-80)*AH16*$A$16/1000","v":10.518556492411467},{"$f":"AB16*I16+($A$4-80)*AI16*$A$16/1000","v":10.394938760110211},{"$f":"AC16*K16+($A$4-80)*AJ16*$A$16/1000","v":10.268114671163577},{"$f":"AD16*M16+($A$4-80)*AK16*$A$16/1000","v":10.128649554786909},{"$f":"AE16*O16+($A$4-80)*AL16*$A$16/1000","v":9.9863676222596958}]
[null,67,19.284020236087692,12.960364249578415,18.924010118043846,12.821450986960397,18.564,12.678617200674536,18.188337268128162,12.540183579597048,17.812674536256324,12.39687015177066,17.452664418212478,12.258306702092662,17.092654300168636,12.115123102866781,null,1.0595615514333896,1.0397807757166948,1.02,0.99935919055649247,0.97871838111298481,0.95893760539629003,0.93915682967959535,0.67207792207792205,0.67752294080287334,0.68296795952782463,0.6894628901329809,0.69595782073813717,0.70237451476467294,0.70879120879120883,0.91346153846153821,0.91346153846153832,0.91346153846153855,0.91346153846153855,0.91346153846153855,0.91346153846153866,0.91346153846153877,{"$f":"Y17*C17+($A$4-80)*AF17*$A$16/1000","v":12.960364249578415},{"$f":"Z17*E17+($A$4-80)*AG17*$A$16/1000","v":12.821450986960397},{"$f":"AA17*G17+($A$4-80)*AH17*$A$16/1000","v":12.678617200674536},{"$f":"AB17*I17+($A$4-80)*AI17*$A$16/1000","v":12.540183579597048},{"$f":"AC17*K17+($A$4-80)*AJ17*$A$16/1000","v":12.39687015177066},{"$f":"AD17*M17+($A$4-80)*AK17*$A$16/1000","v":12.258306702092662},{"$f":"AE17*O17+($A$4-80)*AL17*$A$16/1000","v":12.115123102866781}]
[null,63,18.031811129848229,15.214340640809443,17.703106239460368,15.07604900443234,17.374401349072514,14.932593591905567,17.03004384485666,14.794920753550819,16.68568634064081,14.650846543001688,16.341328836424957,14.513449301884272,15.996971332209107,14.369099494097807,null,0.99075885328836433,0.97269814502529506,0.95463743676222601,0.93571669477234409,0.91679595278246206,0.89787521079258015,0.87895446880269823,0.84375,0.85160472972972978,0.85945945945945956,0.86875411997363217,0.87804878048780488,0.88814376402081041,0.89823874755381594,0.92032967032967028,0.9203296703296705,0.92032967032967072,0.9203296703296705,0.92032967032967028,0.92032967032967028,0.92032967032967028,15.214340640809443,{"$f":"Z18*E18+($A$4-80)*AG18*$A$16/1000","v":15.07604900443234},{"$f":"AA18*G18+($A$4-80)*AH18*$A$16/1000","v":14.932593591905567},14.794920753550819,14.650846543001688,14.513449301884272,14.369099494097807]
[null,59,17.217875210792581,16.34132883642496,16.88917032040472,16.347521073937301,16.560465430016862,16.341328836424957,16.231760539629004,16.124367038894221,15.903055649241146,15.903055649241146,15.590003372681279,15.590003372681279,15.276951096121415,15.276951096121415,null,0.94603709949409787,0.9279763912310286,0.90991568296795955,0.89185497470489039,0.87379426644182123,0.85659359190556483,0.83939291736930854,0.9490909090909091,0.96792919745660777,0.98676748582230633,0.99338374291115317,1,1,1,0.64560439560439598,0.67651098901098927,0.70741758241758268,0.69368131868131877,0.67994505494505486,0.6421703296703295,0.60439560439560414,16.34132883642496,{"$f":"Z19*E19+($A$4-80)*AG19*$A$16/1000","v":16.347521073937301},{"$f":"AA19*G19+($A$4-80)*AH19*$A$16/1000","v":16.341328836424957},16.124367038894221,15.903055649241146,15.590003372681279,15.276951096121415]

{"sheet":"4TTB30_18","index":54,"n_rows":19,"n_cols":45,"rows_kept":19,"cut":false,"hidden":true,"merged":[[130,0,133,0],[120,12,121,12],[120,13,121,13],[120,14,121,14],[120,15,121,15],[122,0,125,0],[126,0,129,0],[119,12,119,13],[119,14,119,15],[120,4,121,4],[120,5,121,5],[120,6,121,6],[120,7,121,7],[120,8,121,8],[120,9,121,9],[120,10,121,10],[120,11,121,11],[119,0,121,0],[119,1,121,1],[119,4,119,5],[119,6,119,7],[119,8,119,9],[119,10,119,11],[111,0,114,0],[117,0,118,1],[117,4,117,15],[118,4,118,5],[118,6,118,7],[118,8,118,9],[118,10,118,11],[118,12,118,13],[118,14,118,15],[101,12,102,12],[101,13,102,13],[101,14,102,14],[101,15,102,15],[103,0,106,0],[107,0,110,0],[100,12,100,13],[100,14,100,15],[101,4,102,4],[101,5,102,5],[101,6,102,6],[101,7,102,7],[101,8,102,8],[101,9,102,9],[101,10,102,10],[101,11,102,11],[100,0,102,0],[100,1,102,1],[100,4,100,5],[100,6,100,7],[100,8,100,9],[100,10,100,11],[92,0,95,0],[98,0,99,1],[98,4,98,15],[99,4,99,5],[99,6,99,7],[99,8,99,9],[99,10,99,11],[99,12,99,13],[99,14,99,15],[82,12,83,12],[82,13,83,13],[82,14,83,14],[82,15,83,15],[84,0,87,0],[88,0,91,0],[81,12,81,13],[81,14,81,15],[82,4,83,4],[82,5,83,5],[82,6,83,6],[82,7,83,7],[82,8,83,8],[82,9,83,9],[82,10,83,10],[82,11,83,11],[81,0,83,0],[81,1,83,1],[81,4,81,5],[81,6,81,7],[81,8,81,9],[81,10,81,11],[73,0,76,0],[79,0,80,1],[79,4,79,15],[80,4,80,5],[80,6,80,7],[80,8,80,9],[80,10,80,11],[80,12,80,13],[80,14,80,15],[63,12,64,12],[63,13,64,13],[63,14,64,14],[63,15,64,15],[65,0,68,0],[69,0,72,0],[62,12,62,13],[62,14,62,15],[63,4,64,4],[63,5,64,5],[63,6,64,6],[63,7,64,7],[63,8,64,8],[63,9,64,9],[63,10,64,10],[63,11,64,11],[62,0,64,0],[62,1,64,1],[62,4,62,5],[62,6,62,7],[62,8,62,9],[62,10,62,11],[54,0,57,0],[60,0,61,1],[60,4,60,15],[61,4,61,5],[61,6,61,7],[61,8,61,9],[61,10,61,11],[61,12,61,13],[61,14,61,15],[44,12,45,12],[44,13,45,13],[44,14,45,14],[44,15,45,15],[46,0,49,0],[50,0,53,0],[43,12,43,13],[43,14,43,15],[44,4,45,4],[44,5,45,5],[44,6,45,6],[44,7,45,7],[44,8,45,8],[44,9,45,9],[44,10,45,10],[44,11,45,11],[43,0,45,0],[43,1,45,1],[43,4,43,5],[43,6,43,7],[43,8,43,9],[43,10,43,11],[35,0,38,0],[41,0,42,1],[41,4,41,15],[42,4,42,5],[42,6,42,7],[42,8,42,9],[42,10,42,11],[42,12,42,13],[42,14,42,15],[25,12,26,12],[25,13,26,13],[25,14,26,14],[25,15,26,15],[27,0,30,0],[31,0,34,0],[24,12,24,13],[24,14,24,15],[25,4,26,4],[25,5,26,5],[25,6,26,6],[25,7,26,7],[25,8,26,8],[25,9,26,9],[25,10,26,10],[25,11,26,11],[24,0,26,0],[24,1,26,1],[24,4,24,5],[24,6,24,7],[24,8,24,9],[24,10,24,11],[7,0,10,0],[11,0,14,0],[15,0,18,0],[22,4,22,15],[23,4,23,5],[23,6,23,7],[23,8,23,9],[23,10,23,11],[23,12,23,13],[23,14,23,15],[5,10,6,10],[5,11,6,11],[5,12,6,12],[5,13,6,13],[5,14,6,14],[5,15,6,15],[4,10,4,11],[4,12,4,13],[4,14,4,15],[5,2,6,2],[5,3,6,3],[5,4,6,4],[5,5,6,5],[5,6,6,6],[5,7,6,7],[5,8,6,8],[4,0,6,0],[4,1,6,1],[4,2,4,3],[4,4,4,5],[4,6,4,7],[4,8,4,9],[5,9,6,9],[2,0,2,1],[2,2,2,15],[3,2,3,3],[3,4,3,5],[3,6,3,7],[3,8,3,9],[3,10,3,11],[3,12,3,13],[3,14,3,15]]}
[]
["4TTB30_18",18.2]
["Evaporator Air \n",null,"Condenser  Entering Air Temperature ˚F"]
[80,"°F DB",85,null,90,null,95,null,100,null,105,null,110,null,115]
["CFM","EWB†\n˚F","Capacity Mbtuh",null,"Capacity Mbtuh",null,"Capacity Mbtuh",null,"Capacity Mbtuh",null,"Capacity Mbtuh",null,"Capacity Mbtuh",null,"Capacity Mbtuh"]
[null,null,"Total","Sens.","Total","Sens.","Total","Sens.","Total","Sens.","Total","Sens.","Total","Sens.","Total","Sens."]
[null,null,null,null,null,null,null,null,null,null,null,null,null,null,null,null,null,"Total Factors",null,null,null,null,null,null,"Sens. %",null,null,null,null,null,null,"IDB Adj",null,null,null,null,null,null,"Sens Calc"]
[525,71,{"$f":"R8*$B$2","v":20.58},{"$f":"IF(AM8>C8,C8,AM8)","v":10.485999999999999},{"$f":"S8*$B$2","v":19.942999999999998},{"$f":"IF(AN8>E8,E8,AN8)","v":10.24362529610829},{"$f":"T8*$B$2","v":19.305999999999997},{"$f":"IF(AO8>G8,G8,AO8)","v":9.9959999999999987},{"$f":"U8*$B$2","v":18.717999999999996},{"$f":"IF(AP8>I8,I8,AP8)","v":9.8035171902867315},{"$f":"V8*$B$2","v":18.13},{"$f":"IF(AQ8>K8,K8,AQ8)","v":9.6039999999999992},{"$f":"W8*$B$2","v":17.492999999999999},{"$f":"IF(AR8>M8,M8,AR8)","v":9.4133450345694527},{"$f":"X8*$B$2","v":16.855999999999998},{"$f":"IF(AS8>O8,O8,AS8)","v":9.2119999999999997},null,1.1307692307692307,1.0957692307692306,1.0607692307692307,1.0284615384615383,0.99615384615384617,0.96115384615384614,0.92615384615384611,0.50952380952380949,0.51364515349286921,0.51776649746192893,0.52374811359582929,0.52972972972972976,0.53812067881835324,0.54651162790697683,0.87499999999999978,0.86458333333333326,0.85416666666666663,0.85416666666666674,0.85416666666666685,0.86458333333333348,0.875,{"$f":"Y8*C8+($A$4-80)*AF8*$A$8/1000","v":10.485999999999999},{"$f":"Z8*E8+($A$4-80)*AG8*$A$8/1000","v":10.24362529610829},{"$f":"AA8*G8+($A$4-80)*AH8*$A$8/1000","v":9.9959999999999987},{"$f":"AB8*I8+($A$4-80)*AI8*$A$8/1000","v":9.8035171902867315},{"$f":"AC8*K8+($A$4-80)*AJ8*$A$8/1000","v":9.6039999999999992},{"$f":"AD8*M8+($A$4-80)*AK8*$A$8/1000","v":9.4133450345694527},{"$f":"AE8*O8+($A$4-80)*AL8*$A$8/1000","v":9.2119999999999997}]
[null,67,{"$f":"R9*$B$2","v":19.011999999999997},12.544,18.423999999999999,{"$f":"IF(AN9>E9,E9,AN9)","v":12.354328310864394},17.835999999999999,{"$f":"IF(AO9>G9,G9,AO9)","v":12.151999999999999},17.247999999999998,{"$f":"IF(AP9>I9,I9,AP9)","v":11.912492307692306},16.66,{"$f":"IF(AQ9>K9,K9,AQ9)","v":11.662000000000001},16.121000000000002,{"$f":"IF(AR9>M9,M9,AR9)","v":11.472271383647801},15.582000000000001,{"$f":"IF(AS9>O9,O9,AS9)","v":11.27},null,1.0446153846153845,1.0123076923076924,0.98,0.94769230769230761,0.91538461538461546,0.88576923076923098,0.85615384615384627,0.65979381443298979,0.67055624787583556,0.68131868131868134,0.69065934065934065,0.70000000000000007,0.71163522012578617,0.72327044025157228,0.85416666666666696,0.86458333333333359,0.87500000000000022,0.86458333333333348,0.85416666666666685,0.85416666666666674,0.85416666666666663,{"$f":"Y9*C9+($A$4-80)*AF9*$A$8/1000","v":12.544},{"$f":"Z9*E9+($A$4-80)*AG9*$A$8/1000","v":12.354328310864394},{"$f":"AA9*G9+($A$4-80)*AH9*$A$8/1000","v":12.151999999999999},{"$f":"AB9*I9+($A$4-80)*AI9*$A$8/1000","v":11.912492307692306},{"$f":"AC9*K9+($A$4-80)*AJ9*$A$8/1000","v":11.662000000000001},{"$f":"AD9*M9+($A$4-80)*AK9*$A$8/1000","v":11.472271383647801},{"$f":"AE9*O9+($A$4-80)*AL9*$A$8/1000","v":11.27}]
[null,63,17.738,14.797999999999996,17.198999999999998,14.55962144946376,16.66,14.308,16.170000000000002,14.119025735294118,15.68,13.915999999999999,15.141,13.730422776845638,14.602,13.524000000000001,null,0.97461538461538466,0.94499999999999995,0.91538461538461546,0.88846153846153864,0.86153846153846159,0.83192307692307699,0.80230769230769239,0.83425414364640871,0.84653883652908668,0.85882352941176465,0.87316176470588225,0.88749999999999996,0.90683724832214763,0.9261744966442953,0.87499999999999978,0.86458333333333326,0.85416666666666663,0.85416666666666663,0.85416666666666663,0.86458333333333348,0.87500000000000022,14.797999999999996,{"$f":"Z10*E10+($A$4-80)*AG10*$A$8/1000","v":14.55962144946376},{"$f":"AA10*G10+($A$4-80)*AH10*$A$8/1000","v":14.308},14.119025735294118,13.915999999999999,13.730422776845638,13.524000000000001]
[null,59,16.954000000000001,16.169999999999998,16.414999999999999,16.035462427745664,15.875999999999999,15.875999999999999,15.385999999999999,15.385999999999999,14.895999999999999,14.895999999999999,14.405999999999999,14.405999999999999,13.915999999999999,13.915999999999999,null,0.93153846153846165,0.90192307692307694,0.87230769230769234,0.8453846153846154,0.81846153846153846,0.79153846153846152,0.76461538461538459,0.95375722543352592,0.97687861271676302,1,1,1,1,1,0.66666666666666652,0.68749999999999978,0.70833333333333304,0.64583333333333304,0.58333333333333315,0.53124999999999978,0.47916666666666641,16.169999999999998,{"$f":"Z11*E11+($A$4-80)*AG11*$A$8/1000","v":16.035462427745664},{"$f":"AA11*G11+($A$4-80)*AH11*$A$8/1000","v":15.875999999999999},{"$f":"AB11*I11+($A$4-80)*AI11*$A$8/1000","v":15.385999999999999},14.895999999999999,14.405999999999999,13.915999999999999]
[600,71,21,10.7,20.350000000000001,10.45267887357989,19.7,10.199999999999999,19.100000000000001,10.00358896968034,18.499999999999996,9.7999999999999989,17.850000000000001,9.6054541169076053,17.2,9.4,null,1.153846153846154,1.1181318681318682,1.0824175824175823,1.0494505494505495,1.0164835164835164,0.98076923076923084,0.94505494505494503,0.50952380952380949,0.51364515349286921,0.51776649746192893,0.52374811359582929,0.52972972972972976,0.53812067881835324,0.54651162790697683,0.87499999999999978,0.86458333333333326,0.85416666666666663,0.85416666666666674,0.85416666666666685,0.86458333333333348,0.875,{"$f":"Y12*C12+($A$4-80)*AF12*$A$12/1000","v":10.7},{"$f":"Z12*E12+($A$4-80)*AG12*$A$12/1000","v":10.45267887357989},{"$f":"AA12*G12+($A$4-80)*AH12*$A$12/1000","v":10.199999999999999},{"$f":"AB12*I12+($A$4-80)*AI12*$A$12/1000","v":10.00358896968034},{"$f":"AC12*K12+($A$4-80)*AJ12*$A$12/1000","v":9.7999999999999989},{"$f":"AD12*M12+($A$4-80)*AK12*$A$12/1000","v":9.6054541169076053},{"$f":"AE12*O12+($A$4-80)*AL12*$A$12/1000","v":9.4}]
[null,67,19.399999999999999,12.8,18.799999999999997,12.606457460065707,18.2,12.4,17.600000000000001,12.155604395604396,17,11.9,16.45,11.706399371069182,15.9,11.5,null,1.0659340659340659,1.0329670329670328,1,0.96703296703296715,0.93406593406593408,0.90384615384615385,0.87362637362637363,0.65979381443298979,0.67055624787583556,0.68131868131868134,0.69065934065934065,0.70000000000000007,0.71163522012578617,0.72327044025157228,0.85416666666666696,0.86458333333333359,0.87500000000000022,0.86458333333333348,0.85416666666666685,0.85416666666666674,0.85416666666666663,{"$f":"Y13*C13+($A$4-80)*AF13*$A$12/1000","v":12.8},{"$f":"Z13*E13+($A$4-80)*AG13*$A$12/1000","v":12.606457460065707},{"$f":"AA13*G13+($A$4-80)*AH13*$A$12/1000","v":12.4},{"$f":"AB13*I13+($A$4-80)*AI13*$A$12/1000","v":12.155604395604396},{"$f":"AC13*K13+($A$4-80)*AJ13*$A$12/1000","v":11.9},{"$f":"AD13*M13+($A$4-80)*AK13*$A$12/1000","v":11.706399371069182},{"$f":"AE13*O13+($A$4-80)*AL13*$A$12/1000","v":11.5}]
[null,63,18.100000000000001,15.1,17.55,14.856756581085472,17,14.6,16.5,14.407169117647058,15.999999999999998,14.199999999999998,15.45,14.010635486577181,14.9,13.8,null,0.99450549450549464,0.96428571428571441,0.93406593406593408,0.90659340659340659,0.87912087912087911,0.84890109890109888,0.81868131868131877,0.83425414364640871,0.84653883652908668,0.85882352941176465,0.87316176470588225,0.88749999999999996,0.90683724832214763,0.9261744966442953,0.87499999999999978,0.86458333333333326,0.85416666666666663,0.85416666666666663,0.85416666666666663,0.86458333333333348,0.87500000000000022,15.1,{"$f":"Z14*E14+($A$4-80)*AG14*$A$12/1000","v":14.856756581085472},{"$f":"AA14*G14+($A$4-80)*AH14*$A$12/1000","v":14.6},14.407169117647058,14.199999999999998,14.010635486577181,13.8]
[null,59,17.3,16.5,16.75,16.362716763005782,16.2,16.2,15.700000000000001,15.700000000000001,15.2,15.2,14.7,14.7,14.2,14.2,null,0.95054945054945061,0.92032967032967039,0.89010989010989006,0.86263736263736268,0.8351648351648352,0.80769230769230771,0.78021978021978022,0.95375722543352592,0.97687861271676302,1,1,1,1,1,0.66666666666666652,0.68749999999999978,0.70833333333333304,0.64583333333333304,0.58333333333333315,0.53124999999999978,0.47916666666666641,16.5,{"$f":"Z15*E15+($A$4-80)*AG15*$A$12/1000","v":16.362716763005782},{"$f":"AA15*G15+($A$4-80)*AH15*$A$12/1000","v":16.2},15.700000000000001,15.2,14.7,14.2]
[675,71,21.419999999999998,10.913999999999998,20.757000000000001,10.661732451051487,20.094000000000001,10.404,19.481999999999999,10.203660749073945,18.87,9.9960000000000004,18.207000000000001,9.7975631992457579,17.544,9.588000000000001,null,1.176923076923077,1.1404945054945057,1.1040659340659342,1.0704395604395605,1.0368131868131869,1.0003846153846154,0.96395604395604406,0.50952380952380949,0.51364515349286921,0.51776649746192893,0.52374811359582929,0.52972972972972976,0.53812067881835324,0.54651162790697683,0.87499999999999978,0.86458333333333326,0.85416666666666663,0.85416666666666674,0.85416666666666685,0.86458333333333348,0.875,{"$f":"Y16*C16+($A$4-80)*AF16*$A$16/1000","v":10.913999999999998},{"$f":"Z16*E16+($A$4-80)*AG16*$A$16/1000","v":10.661732451051487},{"$f":"AA16*G16+($A$4-80)*AH16*$A$16/1000","v":10.404},{"$f":"AB16*I16+($A$4-80)*AI16*$A$16/1000","v":10.203660749073945},{"$f":"AC16*K16+($A$4-80)*AJ16*$A$16/1000","v":9.9960000000000004},{"$f":"AD16*M16+($A$4-80)*AK16*$A$16/1000","v":9.7975631992457579},{"$f":"AE16*O16+($A$4-80)*AL16*$A$16/1000","v":9.588000000000001}]
[null,67,19.788,13.056000000000003,19.176000000000002,12.858586609267023,18.564,12.648,17.951999999999998,12.398716483516482,17.34,12.138000000000002,16.779,11.940527358490566,16.218,11.729999999999999,null,1.0872527472527473,1.0536263736263738,1.02,0.98637362637362636,0.9527472527472528,0.92192307692307696,0.89109890109890111,0.65979381443298979,0.67055624787583556,0.68131868131868134,0.69065934065934065,0.70000000000000007,0.71163522012578617,0.72327044025157228,0.85416666666666696,0.86458333333333359,0.87500000000000022,0.86458333333333348,0.85416666666666685,0.85416666666666674,0.85416666666666663,{"$f":"Y17*C17+($A$4-80)*AF17*$A$16/1000","v":13.056000000000003},{"$f":"Z17*E17+($A$4-80)*AG17*$A$16/1000","v":12.858586609267023},{"$f":"AA17*G17+($A$4-80)*AH17*$A$16/1000","v":12.648},{"$f":"AB17*I17+($A$4-80)*AI17*$A$16/1000","v":12.398716483516482},{"$f":"AC17*K17+($A$4-80)*AJ17*$A$16/1000","v":12.138000000000002},{"$f":"AD17*M17+($A$4-80)*AK17*$A$16/1000","v":11.940527358490566},{"$f":"AE17*O17+($A$4-80)*AL17*$A$16/1000","v":11.729999999999999}]
[null,63,18.462000000000003,15.402000000000001,17.901000000000003,15.153891712707184,17.34,14.891999999999999,16.829999999999998,14.695312499999996,16.32,14.484,15.759,14.290848196308724,15.198,14.076000000000001,null,1.0143956043956046,0.98357142857142876,0.9527472527472528,0.92472527472527466,0.89670329670329674,0.86587912087912089,0.83505494505494515,0.83425414364640871,0.84653883652908668,0.85882352941176465,0.87316176470588225,0.88749999999999996,0.90683724832214763,0.9261744966442953,0.87499999999999978,0.86458333333333326,0.85416666666666663,0.85416666666666663,0.85416666666666663,0.86458333333333348,0.87500000000000022,15.402000000000001,{"$f":"Z18*E18+($A$4-80)*AG18*$A$16/1000","v":15.153891712707184},{"$f":"AA18*G18+($A$4-80)*AH18*$A$16/1000","v":14.891999999999999},14.695312499999996,14.484,14.290848196308724,14.076000000000001]
[null,59,17.646000000000001,16.829999999999998,17.085000000000001,16.689971098265897,16.524000000000001,16.524000000000001,16.013999999999999,16.013999999999999,15.504000000000001,15.504000000000001,14.994,14.994,14.484,14.484,null,0.96956043956043969,0.93873626373626384,0.907912087912088,0.87989010989010985,0.85186813186813193,0.82384615384615389,0.79582417582417586,0.95375722543352592,0.97687861271676302,1,1,1,1,1,0.66666666666666652,0.68749999999999978,0.70833333333333304,0.64583333333333304,0.58333333333333315,0.53124999999999978,0.47916666666666641,16.829999999999998,{"$f":"Z19*E19+($A$4-80)*AG19*$A$16/1000","v":16.689971098265897},{"$f":"AA19*G19+($A$4-80)*AH19*$A$16/1000","v":16.524000000000001},16.013999999999999,15.504000000000001,14.994,14.484]

{"sheet":"4TTB30_24","index":55,"n_rows":19,"n_cols":45,"rows_kept":19,"cut":false,"hidden":true,"merged":[[130,0,133,0],[120,12,121,12],[120,13,121,13],[120,14,121,14],[120,15,121,15],[122,0,125,0],[126,0,129,0],[119,12,119,13],[119,14,119,15],[120,4,121,4],[120,5,121,5],[120,6,121,6],[120,7,121,7],[120,8,121,8],[120,9,121,9],[120,10,121,10],[120,11,121,11],[119,0,121,0],[119,1,121,1],[119,4,119,5],[119,6,119,7],[119,8,119,9],[119,10,119,11],[111,0,114,0],[117,0,118,1],[117,4,117,15],[118,4,118,5],[118,6,118,7],[118,8,118,9],[118,10,118,11],[118,12,118,13],[118,14,118,15],[101,12,102,12],[101,13,102,13],[101,14,102,14],[101,15,102,15],[103,0,106,0],[107,0,110,0],[100,12,100,13],[100,14,100,15],[101,4,102,4],[101,5,102,5],[101,6,102,6],[101,7,102,7],[101,8,102,8],[101,9,102,9],[101,10,102,10],[101,11,102,11],[100,0,102,0],[100,1,102,1],[100,4,100,5],[100,6,100,7],[100,8,100,9],[100,10,100,11],[92,0,95,0],[98,0,99,1],[98,4,98,15],[99,4,99,5],[99,6,99,7],[99,8,99,9],[99,10,99,11],[99,12,99,13],[99,14,99,15],[82,12,83,12],[82,13,83,13],[82,14,83,14],[82,15,83,15],[84,0,87,0],[88,0,91,0],[81,12,81,13],[81,14,81,15],[82,4,83,4],[82,5,83,5],[82,6,83,6],[82,7,83,7],[82,8,83,8],[82,9,83,9],[82,10,83,10],[82,11,83,11],[81,0,83,0],[81,1,83,1],[81,4,81,5],[81,6,81,7],[81,8,81,9],[81,10,81,11],[73,0,76,0],[79,0,80,1],[79,4,79,15],[80,4,80,5],[80,6,80,7],[80,8,80,9],[80,10,80,11],[80,12,80,13],[80,14,80,15],[63,12,64,12],[63,13,64,13],[63,14,64,14],[63,15,64,15],[65,0,68,0],[69,0,72,0],[62,12,62,13],[62,14,62,15],[63,4,64,4],[63,5,64,5],[63,6,64,6],[63,7,64,7],[63,8,64,8],[63,9,64,9],[63,10,64,10],[63,11,64,11],[62,0,64,0],[62,1,64,1],[62,4,62,5],[62,6,62,7],[62,8,62,9],[62,10,62,11],[54,0,57,0],[60,0,61,1],[60,4,60,15],[61,4,61,5],[61,6,61,7],[61,8,61,9],[61,10,61,11],[61,12,61,13],[61,14,61,15],[44,12,45,12],[44,13,45,13],[44,14,45,14],[44,15,45,15],[46,0,49,0],[50,0,53,0],[43,12,43,13],[43,14,43,15],[44,4,45,4],[44,5,45,5],[44,6,45,6],[44,7,45,7],[44,8,45,8],[44,9,45,9],[44,10,45,10],[44,11,45,11],[43,0,45,0],[43,1,45,1],[43,4,43,5],[43,6,43,7],[43,8,43,9],[43,10,43,11],[35,0,38,0],[41,0,42,1],[41,4,41,15],[42,4,42,5],[42,6,42,7],[42,8,42,9],[42,10,42,11],[42,12,42,13],[42,14,42,15],[25,12,26,12],[25,13,26,13],[25,14,26,14],[25,15,26,15],[27,0,30,0],[31,0,34,0],[24,12,24,13],[24,14,24,15],[25,4,26,4],[25,5,26,5],[25,6,26,6],[25,7,26,7],[25,8,26,8],[25,9,26,9],[25,10,26,10],[25,11,26,11],[24,0,26,0],[24,1,26,1],[24,4,24,5],[24,6,24,7],[24,8,24,9],[24,10,24,11],[7,0,10,0],[11,0,14,0],[15,0,18,0],[22,4,22,15],[23,4,23,5],[23,6,23,7],[23,8,23,9],[23,10,23,11],[23,12,23,13],[23,14,23,15],[5,10,6,10],[5,11,6,11],[5,12,6,12],[5,13,6,13],[5,14,6,14],[5,15,6,15],[4,10,4,11],[4,12,4,13],[4,14,4,15],[5,2,6,2],[5,3,6,3],[5,4,6,4],[5,5,6,5],[5,6,6,6],[5,7,6,7],[5,8,6,8],[4,0,6,0],[4,1,6,1],[4,2,4,3],[4,4,4,5],[4,6,4,7],[4,8,4,9],[5,9,6,9],[2,0,2,1],[2,2,2,15],[3,2,3,3],[3,4,3,5],[3,6,3,7],[3,8,3,9],[3,10,3,11],[3,12,3,13],[3,14,3,15]]}
[]
["4TTB30_24",18.2]
["Evaporator Air \n",null,"Condenser  Entering Air Temperature ˚F"]
[80,"°F DB",85,null,90,null,95,null,100,null,105,null,110,null,115]
["CFM","EWB†\n˚F","Capacity Mbtuh",null,"Capacity Mbtuh",null,"Capacity Mbtuh",null,"Capacity Mbtuh",null,"Capacity Mbtuh",null,"Capacity Mbtuh",null,"Capacity Mbtuh"]
[null,null,"Total","Sens.","Total","Sens.","Total","Sens.","Total","Sens.","Total","Sens.","Total","Sens.","Total","Sens."]
[null,null,null,null,null,null,null,null,null,null,null,null,null,null,null,null,null,"Total Factors",null,null,null,null,null,null,"Sens. %",null,null,null,null,null,null,"IDB Adj",null,null,null,null,null,null,"Sens Calc"]
[700,71,{"$f":"R8*$B$2","v":20.27827385892116},{"$f":"IF(AM8>C8,C8,AM8)","v":10.509178423236515},{"$f":"S8*$B$2","v":19.797219917012441},{"$f":"IF(AN8>E8,E8,AN8)","v":10.363684341991704},{"$f":"T8*$B$2","v":19.316165975103733},{"$f":"IF(AO8>G8,G8,AO8)","v":10.213145228215767},{"$f":"U8*$B$2","v":18.835112033195017},{"$f":"IF(AP8>I8,I8,AP8)","v":10.029941588125423},{"$f":"V8*$B$2","v":18.354058091286305},{"$f":"IF(AQ8>K8,K8,AQ8)","v":9.8431037344398327},{"$f":"W8*$B$2","v":17.835999999999999},{"$f":"IF(AR8>M8,M8,AR8)","v":9.6608593189964154},{"$f":"X8*$B$2","v":17.317941908713692},{"$f":"IF(AS8>O8,O8,AS8)","v":9.4730622406639018},null,1.1141908713692945,1.0877593360995848,1.0613278008298754,1.0348962655601659,1.0084647302904564,0.97999999999999987,0.9515352697095435,0.51824817518248179,0.52349190368319487,0.52873563218390807,0.53251297738227654,0.53629032258064513,0.54164943479459615,0.54700854700854706,0.89062499999999989,0.890625,0.89062500000000011,0.89062500000000011,0.89062500000000011,0.89062500000000011,0.89062500000000011,{"$f":"Y8*C8+($A$4-80)*AF8*$A$8/1000","v":10.509178423236515},{"$f":"Z8*E8+($A$4-80)*AG8*$A$8/1000","v":10.363684341991704},{"$f":"AA8*G8+($A$4-80)*AH8*$A$8/1000","v":10.213145228215767},{"$f":"AB8*I8+($A$4-80)*AI8*$A$8/1000","v":10.029941588125423},{"$f":"AC8*K8+($A$4-80)*AJ8*$A$8/1000","v":9.8431037344398327},{"$f":"AD8*M8+($A$4-80)*AK8*$A$8/1000","v":9.6608593189964154},{"$f":"AE8*O8+($A$4-80)*AL8*$A$8/1000","v":9.4730622406639018}]
[null,67,{"$f":"R9*$B$2","v":18.724099585062238},12.729427385892114,18.28004979253112,{"$f":"IF(AN9>E9,E9,AN9)","v":12.547316088959311},17.835999999999999,{"$f":"IF(AO9>G9,G9,AO9)","v":12.359385892116181},17.354946058091286,{"$f":"IF(AP9>I9,I9,AP9)","v":12.178593671360957},16.873892116182571,{"$f":"IF(AQ9>K9,K9,AQ9)","v":11.989344398340247},16.429842323651449,{"$f":"IF(AR9>M9,M9,AR9)","v":11.84598036931887},15.98579253112033,{"$f":"IF(AS9>O9,O9,AS9)","v":11.693311203319501},null,1.0287966804979252,1.0043983402489627,0.98,0.95356846473029044,0.92713692946058091,0.9027385892116182,0.8783402489626555,0.67984189723320154,0.68639397766224386,0.69294605809128629,0.70173618694037998,0.71052631578947367,0.72100389863547765,0.73148148148148151,0.89062499999999989,0.89062499999999989,0.89062499999999989,0.89062499999999989,0.89062499999999989,0.890625,0.89062500000000011,{"$f":"Y9*C9+($A$4-80)*AF9*$A$8/1000","v":12.729427385892114},{"$f":"Z9*E9+($A$4-80)*AG9*$A$8/1000","v":12.547316088959311},{"$f":"AA9*G9+($A$4-80)*AH9*$A$8/1000","v":12.359385892116181},{"$f":"AB9*I9+($A$4-80)*AI9*$A$8/1000","v":12.178593671360957},{"$f":"AC9*K9+($A$4-80)*AJ9*$A$8/1000","v":11.989344398340247},{"$f":"AD9*M9+($A$4-80)*AK9*$A$8/1000","v":11.84598036931887},{"$f":"AE9*O9+($A$4-80)*AL9*$A$8/1000","v":11.693311203319501}]
[null,63,17.539966804979251,14.949676348547717,17.09591701244813,14.769814323581416,16.651867219917012,14.579634854771783,16.244821576763481,14.436973676055546,15.837775933609956,14.283601659751035,15.393726141078837,14.104980538585909,14.949676348547715,13.913560165975102,null,0.96373443983402485,0.93933609958506215,0.91493775933609955,0.89257261410788369,0.87020746887966793,0.84580912863070534,0.82141078838174264,0.85232067510548526,0.86393811533052034,0.87555555555555553,0.88871235721703012,0.90186915887850472,0.91628111409271773,0.93069306930693074,0.89062499999999989,0.89062499999999989,0.89062499999999989,0.890625,0.89062500000000011,0.89062500000000011,0.89062500000000011,14.949676348547717,{"$f":"Z10*E10+($A$4-80)*AG10*$A$8/1000","v":14.769814323581416},{"$f":"AA10*G10+($A$4-80)*AH10*$A$8/1000","v":14.579634854771783},14.436973676055546,14.283601659751035,14.104980538585909,13.913560165975102]
[null,59,16.725875518672197,16.577858921161823,16.31882987551867,16.246622663680089,15.911784232365145,15.911784232365145,15.504738589211616,15.504738589211616,15.097692946058087,15.097692946058087,14.690647302904562,14.690647302904562,14.283601659751037,14.283601659751037,null,0.91900414937759334,0.89663900414937758,0.87427385892116183,0.85190871369294596,0.8295435684647301,0.80717842323651445,0.78481327800829881,0.99115044247787598,0.99557522123893794,1,1,1,1,1,0.71874999999999967,0.68749999999999978,0.65624999999999989,0.60937499999999978,0.56249999999999967,0.51562499999999978,0.46875,16.577858921161823,{"$f":"Z11*E11+($A$4-80)*AG11*$A$8/1000","v":16.246622663680089},{"$f":"AA11*G11+($A$4-80)*AH11*$A$8/1000","v":15.911784232365145},{"$f":"AB11*I11+($A$4-80)*AI11*$A$8/1000","v":15.504738589211616},15.097692946058087,14.690647302904562,14.283601659751037]
[800,71,20.692116182572612,10.723651452282157,20.201244813278006,10.57518810407317,19.7103734439834,10.421576763485476,19.219502074688798,10.234634273597372,18.728630705394188,10.043983402489625,18.2,9.8580197132616494,17.671369294605807,9.6663900414937753,null,1.1369294605809128,1.1099585062240662,1.0829875518672198,1.0560165975103735,1.0290456431535269,1,0.97095435684647291,0.51824817518248179,0.52349190368319487,0.52873563218390807,0.53251297738227654,0.53629032258064513,0.54164943479459615,0.54700854700854706,0.89062499999999989,0.890625,0.89062500000000011,0.89062500000000011,0.89062500000000011,0.89062500000000011,0.89062500000000011,{"$f":"Y12*C12+($A$4-80)*AF12*$A$12/1000","v":10.723651452282157},{"$f":"Z12*E12+($A$4-80)*AG12*$A$12/1000","v":10.57518810407317},{"$f":"AA12*G12+($A$4-80)*AH12*$A$12/1000","v":10.421576763485476},{"$f":"AB12*I12+($A$4-80)*AI12*$A$12/1000","v":10.234634273597372},{"$f":"AC12*K12+($A$4-80)*AJ12*$A$12/1000","v":10.043983402489625},{"$f":"AD12*M12+($A$4-80)*AK12*$A$12/1000","v":9.8580197132616494},{"$f":"AE12*O12+($A$4-80)*AL12*$A$12/1000","v":9.6663900414937753}]
[null,67,19.106224066390041,12.98921161825726,18.653112033195022,12.803383764244195,18.2,12.61161825726141,17.709128630705397,12.427136399347917,17.218257261410788,12.234024896265559,16.765145228215768,12.087735070733544,16.312033195020746,11.93195020746888,null,1.049792531120332,1.0248962655601661,1,0.97302904564315362,0.94605809128630702,0.92116182572614114,0.89626556016597514,0.67984189723320154,0.68639397766224386,0.69294605809128629,0.70173618694037998,0.71052631578947367,0.72100389863547765,0.73148148148148151,0.89062499999999989,0.89062499999999989,0.89062499999999989,0.89062499999999989,0.89062499999999989,0.890625,0.89062500000000011,{"$f":"Y13*C13+($A$4-80)*AF13*$A$12/1000","v":12.98921161825726},{"$f":"Z13*E13+($A$4-80)*AG13*$A$12/1000","v":12.803383764244195},{"$f":"AA13*G13+($A$4-80)*AH13*$A$12/1000","v":12.61161825726141},{"$f":"AB13*I13+($A$4-80)*AI13*$A$12/1000","v":12.427136399347917},{"$f":"AC13*K13+($A$4-80)*AJ13*$A$12/1000","v":12.234024896265559},{"$f":"AD13*M13+($A$4-80)*AK13*$A$12/1000","v":12.087735070733544},{"$f":"AE13*O13+($A$4-80)*AL13*$A$12/1000","v":11.93195020746888}]
[null,63,17.897925311203316,15.254771784232362,17.444813278008297,15.071239105695325,16.991701244813274,14.877178423236511,16.576348547717838,14.731605791893415,16.160995850622403,14.57510373443983,15.707883817427382,14.392837284271334,15.254771784232362,14.197510373443981,null,0.98340248962655596,0.95850622406639008,0.93360995850622397,0.91078838174273846,0.88796680497925295,0.86307053941908696,0.83817427385892107,0.85232067510548526,0.86393811533052034,0.87555555555555553,0.88871235721703012,0.90186915887850472,0.91628111409271773,0.93069306930693074,0.89062499999999989,0.89062499999999989,0.89062499999999989,0.890625,0.89062500000000011,0.89062500000000011,0.89062500000000011,15.254771784232362,{"$f":"Z14*E14+($A$4-80)*AG14*$A$12/1000","v":15.071239105695325},{"$f":"AA14*G14+($A$4-80)*AH14*$A$12/1000","v":14.877178423236511},14.731605791893415,14.57510373443983,14.392837284271334,14.197510373443981]
[null,59,17.067219917012448,16.916182572614105,16.651867219917012,16.578186391510297,16.236514522821576,16.236514522821576,15.821161825726138,15.821161825726138,15.405809128630702,15.405809128630702,14.990456431535268,14.990456431535268,14.575103734439832,14.575103734439832,null,0.93775933609958506,0.91493775933609955,0.89211618257261405,0.86929460580912854,0.84647302904564303,0.82365145228215764,0.80082987551867213,0.99115044247787598,0.99557522123893794,1,1,1,1,1,0.71874999999999967,0.68749999999999978,0.65624999999999989,0.60937499999999978,0.56249999999999967,0.51562499999999978,0.46875,16.916182572614105,{"$f":"Z15*E15+($A$4-80)*AG15*$A$12/1000","v":16.578186391510297},{"$f":"AA15*G15+($A$4-80)*AH15*$A$12/1000","v":16.236514522821576},15.821161825726138,15.405809128630702,14.990456431535268,14.575103734439832]
[900,71,21.105958506224066,10.938124481327801,20.60526970954357,10.786691866154635,20.104580912863074,10.63000829875519,19.603892116182575,10.439326959069321,19.103203319502075,10.244863070539418,18.564,10.055180107526883,18.024796680497921,9.8597178423236507,null,1.1596680497925311,1.1321576763485479,1.1046473029045645,1.077136929460581,1.0496265560165976,1.02,0.99037344398340232,0.51824817518248179,0.52349190368319487,0.52873563218390807,0.53251297738227654,0.53629032258064513,0.54164943479459615,0.54700854700854706,0.89062499999999989,0.890625,0.89062500000000011,0.89062500000000011,0.89062500000000011,0.89062500000000011,0.89062500000000011,{"$f":"Y16*C16+($A$4-80)*AF16*$A$16/1000","v":10.938124481327801},{"$f":"Z16*E16+($A$4-80)*AG16*$A$16/1000","v":10.786691866154635},{"$f":"AA16*G16+($A$4-80)*AH16*$A$16/1000","v":10.63000829875519},{"$f":"AB16*I16+($A$4-80)*AI16*$A$16/1000","v":10.439326959069321},{"$f":"AC16*K16+($A$4-80)*AJ16*$A$16/1000","v":10.244863070539418},{"$f":"AD16*M16+($A$4-80)*AK16*$A$16/1000","v":10.055180107526883},{"$f":"AE16*O16+($A$4-80)*AL16*$A$16/1000","v":9.8597178423236507}]
[null,67,19.488348547717841,13.248995850622405,19.026174273858921,13.059451439529079,18.564,12.863850622406639,18.0633112033195,12.675679127334874,17.562622406639001,12.478705394190868,17.100448132780084,12.329489772148214,16.638273858921163,12.170589211618259,null,1.0707883817427386,1.0453941908713693,1.02,0.99248962655601658,0.96497925311203314,0.93958506224066396,0.91419087136929467,0.67984189723320154,0.68639397766224386,0.69294605809128629,0.70173618694037998,0.71052631578947367,0.72100389863547765,0.73148148148148151,0.89062499999999989,0.89062499999999989,0.89062499999999989,0.89062499999999989,0.89062499999999989,0.890625,0.89062500000000011,{"$f":"Y17*C17+($A$4-80)*AF17*$A$16/1000","v":13.248995850622405},{"$f":"Z17*E17+($A$4-80)*AG17*$A$16/1000","v":13.059451439529079},{"$f":"AA17*G17+($A$4-80)*AH17*$A$16/1000","v":12.863850622406639},{"$f":"AB17*I17+($A$4-80)*AI17*$A$16/1000","v":12.675679127334874},{"$f":"AC17*K17+($A$4-80)*AJ17*$A$16/1000","v":12.478705394190868},{"$f":"AD17*M17+($A$4-80)*AK17*$A$16/1000","v":12.329489772148214},{"$f":"AE17*O17+($A$4-80)*AL17*$A$16/1000","v":12.170589211618259}]
[null,63,18.255883817427385,15.559867219917013,17.793709543568461,15.37266388780923,17.331535269709541,15.174721991701242,16.907875518672196,15.026237907731282,16.484215767634854,14.866605809128631,16.022041493775934,14.680694029956763,15.55986721991701,14.481460580912861,null,1.0030705394190871,0.97767634854771768,0.9522821576763485,0.92900414937759324,0.90572614107883809,0.88033195020746891,0.8549377593360995,0.85232067510548526,0.86393811533052034,0.87555555555555553,0.88871235721703012,0.90186915887850472,0.91628111409271773,0.93069306930693074,0.89062499999999989,0.89062499999999989,0.89062499999999989,0.890625,0.89062500000000011,0.89062500000000011,0.89062500000000011,15.559867219917013,{"$f":"Z18*E18+($A$4-80)*AG18*$A$16/1000","v":15.37266388780923},{"$f":"AA18*G18+($A$4-80)*AH18*$A$16/1000","v":15.174721991701242},15.026237907731282,14.866605809128631,14.680694029956763,14.481460580912861]
[null,59,17.408564315352695,17.254506224066386,16.98490456431535,16.909750119340501,16.561244813278009,16.561244813278009,16.13758506224066,16.13758506224066,15.713925311203319,15.713925311203319,15.290265560165974,15.290265560165974,14.866605809128629,14.866605809128629,null,0.95651452282157678,0.93323651452282153,0.90995850622406638,0.88668049792531112,0.86340248962655597,0.84012448132780082,0.81684647302904556,0.99115044247787598,0.99557522123893794,1,1,1,1,1,0.71874999999999967,0.68749999999999978,0.65624999999999989,0.60937499999999978,0.56249999999999967,0.51562499999999978,0.46875,17.254506224066386,{"$f":"Z19*E19+($A$4-80)*AG19*$A$16/1000","v":16.909750119340501},{"$f":"AA19*G19+($A$4-80)*AH19*$A$16/1000","v":16.561244813278009},16.13758506224066,15.713925311203319,15.290265560165974,14.866605809128629]

{"sheet":"4TTB30_30","index":56,"n_rows":19,"n_cols":45,"rows_kept":19,"cut":false,"hidden":true,"merged":[[130,0,133,0],[120,12,121,12],[120,13,121,13],[120,14,121,14],[120,15,121,15],[122,0,125,0],[126,0,129,0],[119,12,119,13],[119,14,119,15],[120,4,121,4],[120,5,121,5],[120,6,121,6],[120,7,121,7],[120,8,121,8],[120,9,121,9],[120,10,121,10],[120,11,121,11],[119,0,121,0],[119,1,121,1],[119,4,119,5],[119,6,119,7],[119,8,119,9],[119,10,119,11],[111,0,114,0],[117,0,118,1],[117,4,117,15],[118,4,118,5],[118,6,118,7],[118,8,118,9],[118,10,118,11],[118,12,118,13],[118,14,118,15],[101,12,102,12],[101,13,102,13],[101,14,102,14],[101,15,102,15],[103,0,106,0],[107,0,110,0],[100,12,100,13],[100,14,100,15],[101,4,102,4],[101,5,102,5],[101,6,102,6],[101,7,102,7],[101,8,102,8],[101,9,102,9],[101,10,102,10],[101,11,102,11],[100,0,102,0],[100,1,102,1],[100,4,100,5],[100,6,100,7],[100,8,100,9],[100,10,100,11],[92,0,95,0],[98,0,99,1],[98,4,98,15],[99,4,99,5],[99,6,99,7],[99,8,99,9],[99,10,99,11],[99,12,99,13],[99,14,99,15],[82,12,83,12],[82,13,83,13],[82,14,83,14],[82,15,83,15],[84,0,87,0],[88,0,91,0],[81,12,81,13],[81,14,81,15],[82,4,83,4],[82,5,83,5],[82,6,83,6],[82,7,83,7],[82,8,83,8],[82,9,83,9],[82,10,83,10],[82,11,83,11],[81,0,83,0],[81,1,83,1],[81,4,81,5],[81,6,81,7],[81,8,81,9],[81,10,81,11],[73,0,76,0],[79,0,80,1],[79,4,79,15],[80,4,80,5],[80,6,80,7],[80,8,80,9],[80,10,80,11],[80,12,80,13],[80,14,80,15],[63,12,64,12],[63,13,64,13],[63,14,64,14],[63,15,64,15],[65,0,68,0],[69,0,72,0],[62,12,62,13],[62,14,62,15],[63,4,64,4],[63,5,64,5],[63,6,64,6],[63,7,64,7],[63,8,64,8],[63,9,64,9],[63,10,64,10],[63,11,64,11],[62,0,64,0],[62,1,64,1],[62,4,62,5],[62,6,62,7],[62,8,62,9],[62,10,62,11],[54,0,57,0],[60,0,61,1],[60,4,60,15],[61,4,61,5],[61,6,61,7],[61,8,61,9],[61,10,61,11],[61,12,61,13],[61,14,61,15],[44,12,45,12],[44,13,45,13],[44,14,45,14],[44,15,45,15],[46,0,49,0],[50,0,53,0],[43,12,43,13],[43,14,43,15],[44,4,45,4],[44,5,45,5],[44,6,45,6],[44,7,45,7],[44,8,45,8],[44,9,45,9],[44,10,45,10],[44,11,45,11],[43,0,45,0],[43,1,45,1],[43,4,43,5],[43,6,43,7],[43,8,43,9],[43,10,43,11],[35,0,38,0],[41,0,42,1],[41,4,41,15],[42,4,42,5],[42,6,42,7],[42,8,42,9],[42,10,42,11],[42,12,42,13],[42,14,42,15],[25,12,26,12],[25,13,26,13],[25,14,26,14],[25,15,26,15],[27,0,30,0],[31,0,34,0],[24,12,24,13],[24,14,24,15],[25,4,26,4],[25,5,26,5],[25,6,26,6],[25,7,26,7],[25,8,26,8],[25,9,26,9],[25,10,26,10],[25,11,26,11],[24,0,26,0],[24,1,26,1],[24,4,24,5],[24,6,24,7],[24,8,24,9],[24,10,24,11],[7,0,10,0],[11,0,14,0],[15,0,18,0],[22,4,22,15],[23,4,23,5],[23,6,23,7],[23,8,23,9],[23,10,23,11],[23,12,23,13],[23,14,23,15],[5,10,6,10],[5,11,6,11],[5,12,6,12],[5,13,6,13],[5,14,6,14],[5,15,6,15],[4,10,4,11],[4,12,4,13],[4,14,4,15],[5,2,6,2],[5,3,6,3],[5,4,6,4],[5,5,6,5],[5,6,6,6],[5,7,6,7],[5,8,6,8],[4,0,6,0],[4,1,6,1],[4,2,4,3],[4,4,4,5],[4,6,4,7],[4,8,4,9],[5,9,6,9],[2,0,2,1],[2,2,2,15],[3,2,3,3],[3,4,3,5],[3,6,3,7],[3,8,3,9],[3,10,3,11],[3,12,3,13],[3,14,3,15]]}
[]
["4TTB30_30",18.2]
["Evaporator Air \n",null,"Condenser  Entering Air Temperature ˚F"]
[80,"°F DB",85,null,90,null,95,null,100,null,105,null,110,null,115]
["CFM","EWB†\n˚F","Capacity Mbtuh",null,"Capacity Mbtuh",null,"Capacity Mbtuh",null,"Capacity Mbtuh",null,"Capacity Mbtuh",null,"Capacity Mbtuh",null,"Capacity Mbtuh"]
[null,null,"Total","Sens.","Total","Sens.","Total","Sens.","Total","Sens.","Total","Sens.","Total","Sens.","Total","Sens."]
[null,null,null,null,null,null,null,null,null,null,null,null,null,null,null,null,null,"Total Factors",null,null,null,null,null,null,"Sens. %",null,null,null,null,null,null,"IDB Adj",null,null,null,null,null,null,"Sens Calc"]
[875,71,{"$f":"R8*$B$2","v":20.47156013745704},{"$f":"IF(AM8>C8,C8,AM8)","v":10.664824742268038},{"$f":"S8*$B$2","v":19.919931271477662},{"$f":"IF(AN8>E8,E8,AN8)","v":10.483896216440925},{"$f":"T8*$B$2","v":19.36830240549828},{"$f":"IF(AO8>G8,G8,AO8)","v":10.297072164948451},{"$f":"U8*$B$2","v":18.786027491408934},{"$f":"IF(AP8>I8,I8,AP8)","v":10.117216186397446},{"$f":"V8*$B$2","v":18.203752577319584},{"$f":"IF(AQ8>K8,K8,AQ8)","v":9.9293195876288625},{"$f":"W8*$B$2","v":17.652123711340202},{"$f":"IF(AR8>M8,M8,AR8)","v":9.7492178855397977},{"$f":"X8*$B$2","v":17.100494845360821},{"$f":"IF(AS8>O8,O8,AS8)","v":9.5615670103092771},null,1.1248109965635738,1.0945017182130583,1.0641924398625429,1.0321993127147766,1.0002061855670101,0.96989690721649469,0.93958762886597924,0.52095808383233533,0.52630182672629422,0.53164556962025311,0.53855005753739926,0.54545454545454541,0.55229716520039096,0.55913978494623662,0.87499999999999978,0.87499999999999989,0.875,0.875,0.875,0.875,0.875,{"$f":"Y8*C8+($A$4-80)*AF8*$A$8/1000","v":10.664824742268038},{"$f":"Z8*E8+($A$4-80)*AG8*$A$8/1000","v":10.483896216440925},{"$f":"AA8*G8+($A$4-80)*AH8*$A$8/1000","v":10.297072164948451},{"$f":"AB8*I8+($A$4-80)*AI8*$A$8/1000","v":10.117216186397446},{"$f":"AC8*K8+($A$4-80)*AJ8*$A$8/1000","v":9.9293195876288625},{"$f":"AD8*M8+($A$4-80)*AK8*$A$8/1000","v":9.7492178855397977},{"$f":"AE8*O8+($A$4-80)*AL8*$A$8/1000","v":9.5615670103092771}]
[null,67,{"$f":"R9*$B$2","v":18.877965635738832},12.932632302405498,18.356982817869415,{"$f":"IF(AN9>E9,E9,AN9)","v":12.722268969587468},17.835999999999999,{"$f":"IF(AO9>G9,G9,AO9)","v":12.503587628865978},17.315017182130582,{"$f":"IF(AP9>I9,I9,AP9)","v":12.325337123513},16.794034364261165,{"$f":"IF(AQ9>K9,K9,AQ9)","v":12.135835051546392},16.273051546391748,{"$f":"IF(AR9>M9,M9,AR9)","v":11.958328813245673},15.752068728522335,{"$f":"IF(AS9>O9,O9,AS9)","v":11.768082474226803},null,1.0372508591065293,1.0086254295532646,0.98,0.95137457044673535,0.9227491408934706,0.89412371134020607,0.86549828178694155,0.68506493506493504,0.69304793144999333,0.7010309278350515,0.71182933253066449,0.72262773722627749,0.73485472464426715,0.74708171206225682,0.88750000000000018,0.88124999999999998,0.87499999999999978,0.87499999999999989,0.875,0.875,0.875,{"$f":"Y9*C9+($A$4-80)*AF9*$A$8/1000","v":12.932632302405498},{"$f":"Z9*E9+($A$4-80)*AG9*$A$8/1000","v":12.722268969587468},{"$f":"AA9*G9+($A$4-80)*AH9*$A$8/1000","v":12.503587628865978},{"$f":"AB9*I9+($A$4-80)*AI9*$A$8/1000","v":12.325337123513},{"$f":"AC9*K9+($A$4-80)*AJ9*$A$8/1000","v":12.135835051546392},{"$f":"AD9*M9+($A$4-80)*AK9*$A$8/1000","v":11.958328813245673},{"$f":"AE9*O9+($A$4-80)*AL9*$A$8/1000","v":11.768082474226803}]
[null,63,17.652123711340206,15.200439862542956,17.161786941580754,14.992026705298386,16.671450171821302,14.771395189003435,16.211759450171819,14.594039032961451,15.752068728522335,14.403642611683846,15.261731958762885,14.228545945505982,14.771395189003437,14.035890034364259,null,0.9698969072164948,0.94295532646048097,0.91601374570446725,0.89075601374570446,0.86549828178694155,0.83855670103092783,0.81161512027491411,0.86111111111111116,0.87357026143790861,0.88602941176470595,0.9002131494621195,0.91439688715953304,0.93230217801960047,0.95020746887966789,0.875,0.875,0.875,0.875,0.875,0.87499999999999989,0.87499999999999978,15.200439862542956,{"$f":"Z10*E10+($A$4-80)*AG10*$A$8/1000","v":14.992026705298386},{"$f":"AA10*G10+($A$4-80)*AH10*$A$8/1000","v":14.771395189003435},14.594039032961451,14.403642611683846,14.228545945505982,14.035890034364259]
[null,59,16.855326460481098,16.855326460481098,16.395635738831611,16.395635738831611,15.93594501718213,15.93594501718213,15.476254295532643,15.476254295532643,15.016563573883158,15.016563573883158,14.556872852233676,14.556872852233676,14.097182130584191,14.097182130584191,null,0.92611683848797244,0.90085910652920953,0.87560137457044673,0.85034364261168371,0.82508591065292081,0.79982817869415801,0.7745704467353951,1,1,1,1,1,1,1,0.71249999999999991,0.66249999999999987,0.61249999999999982,0.5625,0.51250000000000018,0.45625000000000004,0.39999999999999991,16.855326460481098,{"$f":"Z11*E11+($A$4-80)*AG11*$A$8/1000","v":16.395635738831611},{"$f":"AA11*G11+($A$4-80)*AH11*$A$8/1000","v":15.93594501718213},{"$f":"AB11*I11+($A$4-80)*AI11*$A$8/1000","v":15.476254295532643},15.016563573883158,14.556872852233676,14.097182130584191]
[1000,71,20.889347079037798,10.882474226804122,20.326460481099655,10.697853282082578,19.763573883161509,10.507216494845359,19.169415807560132,10.32368998611984,18.575257731958761,10.131958762886596,18.012371134020615,9.9481815158569376,17.449484536082473,9.7567010309278359,null,1.1477663230240549,1.1168384879725086,1.0859106529209621,1.0532646048109964,1.0206185567010309,0.98969072164948435,0.95876288659793807,0.52095808383233533,0.52630182672629422,0.53164556962025311,0.53855005753739926,0.54545454545454541,0.55229716520039096,0.55913978494623662,0.87499999999999978,0.87499999999999989,0.875,0.875,0.875,0.875,0.875,{"$f":"Y12*C12+($A$4-80)*AF12*$A$12/1000","v":10.882474226804122},{"$f":"Z12*E12+($A$4-80)*AG12*$A$12/1000","v":10.697853282082578},{"$f":"AA12*G12+($A$4-80)*AH12*$A$12/1000","v":10.507216494845359},{"$f":"AB12*I12+($A$4-80)*AI12*$A$12/1000","v":10.32368998611984},{"$f":"AC12*K12+($A$4-80)*AJ12*$A$12/1000","v":10.131958762886596},{"$f":"AD12*M12+($A$4-80)*AK12*$A$12/1000","v":9.9481815158569376},{"$f":"AE12*O12+($A$4-80)*AL12*$A$12/1000","v":9.7567010309278359}]
[null,67,19.263230240549827,13.196563573883161,18.731615120274917,12.981907111823949,18.2,12.758762886597937,17.668384879725085,12.576874615829592,17.136769759450168,12.383505154639174,16.605154639175254,12.202376340046607,16.073539518900343,12.008247422680412,null,1.0584192439862543,1.0292096219931273,1,0.97079037800687284,0.94158075601374558,0.91237113402061842,0.88316151202749138,0.68506493506493504,0.69304793144999333,0.7010309278350515,0.71182933253066449,0.72262773722627749,0.73485472464426715,0.74708171206225682,0.88750000000000018,0.88124999999999998,0.87499999999999978,0.87499999999999989,0.875,0.875,0.875,{"$f":"Y13*C13+($A$4-80)*AF13*$A$12/1000","v":13.196563573883161},{"$f":"Z13*E13+($A$4-80)*AG13*$A$12/1000","v":12.981907111823949},{"$f":"AA13*G13+($A$4-80)*AH13*$A$12/1000","v":12.758762886597937},{"$f":"AB13*I13+($A$4-80)*AI13*$A$12/1000","v":12.576874615829592},{"$f":"AC13*K13+($A$4-80)*AJ13*$A$12/1000","v":12.383505154639174},{"$f":"AD13*M13+($A$4-80)*AK13*$A$12/1000","v":12.202376340046607},{"$f":"AE13*O13+($A$4-80)*AL13*$A$12/1000","v":12.008247422680412}]
[null,63,18.012371134020615,15.510652920962197,17.512027491408933,15.297986433977945,17.011683848797247,15.072852233676974,16.542611683848794,14.891876564246378,16.073539518900343,14.697594501718212,15.573195876288658,14.518924434189776,15.072852233676976,14.322336769759447,null,0.98969072164948446,0.96219931271477654,0.93470790378006863,0.90893470790377995,0.88316151202749138,0.85567010309278346,0.82817869415807566,0.86111111111111116,0.87357026143790861,0.88602941176470595,0.9002131494621195,0.91439688715953304,0.93230217801960047,0.95020746887966789,0.875,0.875,0.875,0.875,0.875,0.87499999999999989,0.87499999999999978,15.510652920962197,{"$f":"Z14*E14+($A$4-80)*AG14*$A$12/1000","v":15.297986433977945},{"$f":"AA14*G14+($A$4-80)*AH14*$A$12/1000","v":15.072852233676974},14.891876564246378,14.697594501718212,14.518924434189776,14.322336769759447]
[null,59,17.199312714776632,17.199312714776632,16.730240549828178,16.730240549828178,16.261168384879724,16.261168384879724,15.792096219931269,15.792096219931269,15.323024054982817,15.323024054982817,14.853951890034363,14.853951890034363,14.384879725085909,14.384879725085909,null,0.94501718213058417,0.91924398625429549,0.89347079037800681,0.86769759450171813,0.84192439862542956,0.81615120274914088,0.7903780068728522,1,1,1,1,1,1,1,0.71249999999999991,0.66249999999999987,0.61249999999999982,0.5625,0.51250000000000018,0.45625000000000004,0.39999999999999991,17.199312714776632,{"$f":"Z15*E15+($A$4-80)*AG15*$A$12/1000","v":16.730240549828178},{"$f":"AA15*G15+($A$4-80)*AH15*$A$12/1000","v":16.261168384879724},15.792096219931269,15.323024054982817,14.853951890034363,14.384879725085909]
[1125,71,21.307134020618555,11.100123711340206,20.732989690721649,10.911810347724229,20.158845360824738,10.717360824742265,19.552804123711336,10.530163785842237,18.946762886597938,10.334597938144329,18.372618556701028,10.147145146174076,17.798474226804121,9.9518350515463911,null,1.1707216494845361,1.1391752577319587,1.1076288659793814,1.0743298969072164,1.0410309278350516,1.009484536082474,0.97793814432989679,0.52095808383233533,0.52630182672629422,0.53164556962025311,0.53855005753739926,0.54545454545454541,0.55229716520039096,0.55913978494623662,0.87499999999999978,0.87499999999999989,0.875,0.875,0.875,0.875,0.875,{"$f":"Y16*C16+($A$4-80)*AF16*$A$16/1000","v":11.100123711340206},{"$f":"Z16*E16+($A$4-80)*AG16*$A$16/1000","v":10.911810347724229},{"$f":"AA16*G16+($A$4-80)*AH16*$A$16/1000","v":10.717360824742265},{"$f":"AB16*I16+($A$4-80)*AI16*$A$16/1000","v":10.530163785842237},{"$f":"AC16*K16+($A$4-80)*AJ16*$A$16/1000","v":10.334597938144329},{"$f":"AD16*M16+($A$4-80)*AK16*$A$16/1000","v":10.147145146174076},{"$f":"AE16*O16+($A$4-80)*AL16*$A$16/1000","v":9.9518350515463911}]
[null,67,19.648494845360823,13.460494845360822,19.106247422680411,13.241545254060425,18.564,13.013938144329897,18.021752577319589,12.828412108146185,17.479505154639174,12.631175257731959,16.937257731958763,12.446423866847541,16.395010309278348,12.24841237113402,null,1.0795876288659794,1.0497938144329897,1.02,0.99020618556701034,0.96041237113402056,0.93061855670103089,0.9008247422680411,0.68506493506493504,0.69304793144999333,0.7010309278350515,0.71182933253066449,0.72262773722627749,0.73485472464426715,0.74708171206225682,0.88750000000000018,0.88124999999999998,0.87499999999999978,0.87499999999999989,0.875,0.875,0.875,{"$f":"Y17*C17+($A$4-80)*AF17*$A$16/1000","v":13.460494845360822},{"$f":"Z17*E17+($A$4-80)*AG17*$A$16/1000","v":13.241545254060425},{"$f":"AA17*G17+($A$4-80)*AH17*$A$16/1000","v":13.013938144329897},{"$f":"AB17*I17+($A$4-80)*AI17*$A$16/1000","v":12.828412108146185},{"$f":"AC17*K17+($A$4-80)*AJ17*$A$16/1000","v":12.631175257731959},{"$f":"AD17*M17+($A$4-80)*AK17*$A$16/1000","v":12.446423866847541},{"$f":"AE17*O17+($A$4-80)*AL17*$A$16/1000","v":12.24841237113402}]
[null,63,18.372618556701031,15.820865979381445,17.862268041237115,15.603946162657506,17.351917525773192,15.374309278350514,16.873463917525772,15.189714095531308,16.395010309278348,14.991546391752575,15.88465979381443,14.80930292287357,15.374309278350514,14.608783505154635,null,1.0094845360824742,0.98144329896907223,0.95340206185567,0.92711340206185555,0.9008247422680411,0.87278350515463909,0.84474226804123709,0.86111111111111116,0.87357026143790861,0.88602941176470595,0.9002131494621195,0.91439688715953304,0.93230217801960047,0.95020746887966789,0.875,0.875,0.875,0.875,0.875,0.87499999999999989,0.87499999999999978,15.820865979381445,{"$f":"Z18*E18+($A$4-80)*AG18*$A$16/1000","v":15.603946162657506},{"$f":"AA18*G18+($A$4-80)*AH18*$A$16/1000","v":15.374309278350514},15.189714095531308,14.991546391752575,14.80930292287357,14.608783505154635]
[null,59,17.543298969072165,17.543298969072165,17.064845360824741,17.064845360824741,16.58639175257732,16.58639175257732,16.107938144329896,16.107938144329896,15.629484536082474,15.629484536082474,15.151030927835052,15.151030927835052,14.672577319587628,14.672577319587628,null,0.96391752577319589,0.93762886597938144,0.91134020618556699,0.88505154639175265,0.8587628865979382,0.83247422680412375,0.8061855670103093,1,1,1,1,1,1,1,0.71249999999999991,0.66249999999999987,0.61249999999999982,0.5625,0.51250000000000018,0.45625000000000004,0.39999999999999991,17.543298969072165,{"$f":"Z19*E19+($A$4-80)*AG19*$A$16/1000","v":17.064845360824741},{"$f":"AA19*G19+($A$4-80)*AH19*$A$16/1000","v":16.58639175257732},16.107938144329896,15.629484536082474,15.151030927835052,14.672577319587628]

{"sheet":"4TTB30_36","index":57,"n_rows":19,"n_cols":45,"rows_kept":19,"cut":false,"hidden":true,"merged":[[130,0,133,0],[120,12,121,12],[120,13,121,13],[120,14,121,14],[120,15,121,15],[122,0,125,0],[126,0,129,0],[119,12,119,13],[119,14,119,15],[120,4,121,4],[120,5,121,5],[120,6,121,6],[120,7,121,7],[120,8,121,8],[120,9,121,9],[120,10,121,10],[120,11,121,11],[119,0,121,0],[119,1,121,1],[119,4,119,5],[119,6,119,7],[119,8,119,9],[119,10,119,11],[111,0,114,0],[117,0,118,1],[117,4,117,15],[118,4,118,5],[118,6,118,7],[118,8,118,9],[118,10,118,11],[118,12,118,13],[118,14,118,15],[101,12,102,12],[101,13,102,13],[101,14,102,14],[101,15,102,15],[103,0,106,0],[107,0,110,0],[100,12,100,13],[100,14,100,15],[101,4,102,4],[101,5,102,5],[101,6,102,6],[101,7,102,7],[101,8,102,8],[101,9,102,9],[101,10,102,10],[101,11,102,11],[100,0,102,0],[100,1,102,1],[100,4,100,5],[100,6,100,7],[100,8,100,9],[100,10,100,11],[92,0,95,0],[98,0,99,1],[98,4,98,15],[99,4,99,5],[99,6,99,7],[99,8,99,9],[99,10,99,11],[99,12,99,13],[99,14,99,15],[82,12,83,12],[82,13,83,13],[82,14,83,14],[82,15,83,15],[84,0,87,0],[88,0,91,0],[81,12,81,13],[81,14,81,15],[82,4,83,4],[82,5,83,5],[82,6,83,6],[82,7,83,7],[82,8,83,8],[82,9,83,9],[82,10,83,10],[82,11,83,11],[81,0,83,0],[81,1,83,1],[81,4,81,5],[81,6,81,7],[81,8,81,9],[81,10,81,11],[73,0,76,0],[79,0,80,1],[79,4,79,15],[80,4,80,5],[80,6,80,7],[80,8,80,9],[80,10,80,11],[80,12,80,13],[80,14,80,15],[63,12,64,12],[63,13,64,13],[63,14,64,14],[63,15,64,15],[65,0,68,0],[69,0,72,0],[62,12,62,13],[62,14,62,15],[63,4,64,4],[63,5,64,5],[63,6,64,6],[63,7,64,7],[63,8,64,8],[63,9,64,9],[63,10,64,10],[63,11,64,11],[62,0,64,0],[62,1,64,1],[62,4,62,5],[62,6,62,7],[62,8,62,9],[62,10,62,11],[54,0,57,0],[60,0,61,1],[60,4,60,15],[61,4,61,5],[61,6,61,7],[61,8,61,9],[61,10,61,11],[61,12,61,13],[61,14,61,15],[44,12,45,12],[44,13,45,13],[44,14,45,14],[44,15,45,15],[46,0,49,0],[50,0,53,0],[43,12,43,13],[43,14,43,15],[44,4,45,4],[44,5,45,5],[44,6,45,6],[44,7,45,7],[44,8,45,8],[44,9,45,9],[44,10,45,10],[44,11,45,11],[43,0,45,0],[43,1,45,1],[43,4,43,5],[43,6,43,7],[43,8,43,9],[43,10,43,11],[35,0,38,0],[41,0,42,1],[41,4,41,15],[42,4,42,5],[42,6,42,7],[42,8,42,9],[42,10,42,11],[42,12,42,13],[42,14,42,15],[25,12,26,12],[25,13,26,13],[25,14,26,14],[25,15,26,15],[27,0,30,0],[31,0,34,0],[24,12,24,13],[24,14,24,15],[25,4,26,4],[25,5,26,5],[25,6,26,6],[25,7,26,7],[25,8,26,8],[25,9,26,9],[25,10,26,10],[25,11,26,11],[24,0,26,0],[24,1,26,1],[24,4,24,5],[24,6,24,7],[24,8,24,9],[24,10,24,11],[7,0,10,0],[11,0,14,0],[15,0,18,0],[22,4,22,15],[23,4,23,5],[23,6,23,7],[23,8,23,9],[23,10,23,11],[23,12,23,13],[23,14,23,15],[5,10,6,10],[5,11,6,11],[5,12,6,12],[5,13,6,13],[5,14,6,14],[5,15,6,15],[4,10,4,11],[4,12,4,13],[4,14,4,15],[5,2,6,2],[5,3,6,3],[5,4,6,4],[5,5,6,5],[5,6,6,6],[5,7,6,7],[5,8,6,8],[4,0,6,0],[4,1,6,1],[4,2,4,3],[4,4,4,5],[4,6,4,7],[4,8,4,9],[5,9,6,9],[2,0,2,1],[2,2,2,15],[3,2,3,3],[3,4,3,5],[3,6,3,7],[3,8,3,9],[3,10,3,11],[3,12,3,13],[3,14,3,15]]}
[]
["4TTB30_36",18.2]
["Evaporator Air \n",null,"Condenser  Entering Air Temperature ˚F"]
[80,"°F DB",85,null,90,null,95,null,100,null,105,null,110,null,115]
["CFM","EWB†\n˚F","Capacity Mbtuh",null,"Capacity Mbtuh",null,"Capacity Mbtuh",null,"Capacity Mbtuh",null,"Capacity Mbtuh",null,"Capacity Mbtuh",null,"Capacity Mbtuh"]
[null,null,"Total","Sens.","Total","Sens.","Total","Sens.","Total","Sens.","Total","Sens.","Total","Sens.","Total","Sens."]
[null,null,null,null,null,null,null,null,null,null,null,null,null,null,null,null,null,"Total Factors",null,null,null,null,null,null,"Sens. %",null,null,null,null,null,null,"IDB Adj",null,null,null,null,null,null,"Sens Calc"]
[1050,71,{"$f":"R8*$B$2","v":20.144188235294113},{"$f":"IF(AM8>C8,C8,AM8)","v":10.439305882352938},{"$f":"S8*$B$2","v":19.750747058823528},{"$f":"IF(AN8>E8,E8,AN8)","v":10.309637393330043},{"$f":"T8*$B$2","v":19.357305882352943},{"$f":"IF(AO8>G8,G8,AO8)","v":10.177011764705883},{"$f":"U8*$B$2","v":18.963864705882351},{"$f":"IF(AP8>I8,I8,AP8)","v":10.047468578208461},{"$f":"V8*$B$2","v":18.570423529411766},{"$f":"IF(AQ8>K8,K8,AQ8)","v":9.9147176470588239},{"$f":"W8*$B$2","v":18.150752941176471},{"$f":"IF(AR8>M8,M8,AR8)","v":9.7589195183679749},{"$f":"X8*$B$2","v":17.731082352941172},{"$f":"IF(AS8>O8,O8,AS8)","v":9.5999647058823516},null,1.1068235294117645,1.0852058823529411,1.0635882352941177,1.0419705882352941,1.0203529411764707,0.99729411764705889,0.97423529411764687,0.51822916666666663,0.52198721205962051,0.5257452574525745,0.52982178126866009,0.53389830508474578,0.53765921171397058,0.54142011834319537,0.85416666666666663,0.85416666666666663,0.85416666666666663,0.85416666666666663,0.85416666666666663,0.84895833333333337,0.84375000000000011,{"$f":"Y8*C8+($A$4-80)*AF8*$A$8/1000","v":10.439305882352938},{"$f":"Z8*E8+($A$4-80)*AG8*$A$8/1000","v":10.309637393330043},{"$f":"AA8*G8+($A$4-80)*AH8*$A$8/1000","v":10.177011764705883},{"$f":"AB8*I8+($A$4-80)*AI8*$A$8/1000","v":10.047468578208461},{"$f":"AC8*K8+($A$4-80)*AJ8*$A$8/1000","v":9.9147176470588239},{"$f":"AD8*M8+($A$4-80)*AK8*$A$8/1000","v":9.7589195183679749},{"$f":"AE8*O8+($A$4-80)*AL8*$A$8/1000","v":9.5999647058823516}]
[null,67,{"$f":"R9*$B$2","v":18.570423529411766},12.642576470588239,18.20321176470588,{"$f":"IF(AN9>E9,E9,AN9)","v":12.513876269817999},17.835999999999999,{"$f":"IF(AO9>G9,G9,AO9)","v":12.380282352941178},17.468788235294117,{"$f":"IF(AP9>I9,I9,AP9)","v":12.251792311758338},17.101576470588235,{"$f":"IF(AQ9>K9,K9,AQ9)","v":12.117988235294117},16.734364705882353,{"$f":"IF(AR9>M9,M9,AR9)","v":11.989736644412368},16.367152941176471,{"$f":"IF(AS9>O9,O9,AS9)","v":11.85569411764706},null,1.0203529411764707,1.0001764705882352,0.98,0.95982352941176474,0.93964705882352939,0.91947058823529415,0.8992941176470588,0.68079096045197751,0.68745430375540062,0.69411764705882362,0.70135330205701918,0.70858895705521474,0.71647396570709465,0.72435897435897445,0.84375000000000011,0.84895833333333348,0.85416666666666685,0.85416666666666685,0.85416666666666685,0.85416666666666685,0.85416666666666685,{"$f":"Y9*C9+($A$4-80)*AF9*$A$8/1000","v":12.642576470588239},{"$f":"Z9*E9+($A$4-80)*AG9*$A$8/1000","v":12.513876269817999},{"$f":"AA9*G9+($A$4-80)*AH9*$A$8/1000","v":12.380282352941178},{"$f":"AB9*I9+($A$4-80)*AI9*$A$8/1000","v":12.251792311758338},{"$f":"AC9*K9+($A$4-80)*AJ9*$A$8/1000","v":12.117988235294117},{"$f":"AD9*M9+($A$4-80)*AK9*$A$8/1000","v":11.989736644412368},{"$f":"AE9*O9+($A$4-80)*AL9*$A$8/1000","v":11.85569411764706}]
[null,63,17.363870588235294,14.950764705882351,17.022888235294118,14.822938125424027,16.681905882352943,14.688470588235296,16.340923529411764,14.53413866572054,15.999941176470589,14.373717647058823,15.658958823529412,14.246470100097753,15.317976470588235,14.111423529411764,null,0.95405882352941185,0.93532352941176478,0.9165882352941177,0.89785294117647063,0.87911764705882356,0.86038235294117649,0.84164705882352941,0.86102719033232622,0.87076516749320709,0.88050314465408808,0.88943190019589646,0.89836065573770485,0.90979676622501682,0.92123287671232879,0.85416666666666663,0.85416666666666663,0.85416666666666663,0.84895833333333326,0.84374999999999978,0.84374999999999978,0.84374999999999978,14.950764705882351,{"$f":"Z10*E10+($A$4-80)*AG10*$A$8/1000","v":14.822938125424027},{"$f":"AA10*G10+($A$4-80)*AH10*$A$8/1000","v":14.688470588235296},14.53413866572054,14.373717647058823,14.246470100097753,14.111423529411764]
[null,59,16.576988235294117,16.576988235294117,16.236005882352941,16.236005882352941,15.895023529411764,15.895023529411764,15.580270588235294,15.580270588235294,15.265517647058823,15.265517647058823,14.950764705882351,14.950764705882351,14.636011764705881,14.636011764705881,null,0.9108235294117647,0.89208823529411763,0.87335294117647055,0.85605882352941176,0.83876470588235297,0.82147058823529406,0.80417647058823527,1,1,1,1,1,1,1,0.68750000000000022,0.65104166666666685,0.61458333333333348,0.57812500000000022,0.54166666666666696,0.51041666666666674,0.47916666666666641,16.576988235294117,{"$f":"Z11*E11+($A$4-80)*AG11*$A$8/1000","v":16.236005882352941},{"$f":"AA11*G11+($A$4-80)*AH11*$A$8/1000","v":15.895023529411764},{"$f":"AB11*I11+($A$4-80)*AI11*$A$8/1000","v":15.580270588235294},15.265517647058823,14.950764705882351,14.636011764705881]
[1200,71,20.555294117647058,10.652352941176469,20.153823529411763,10.520038156459227,19.752352941176468,10.384705882352939,19.350882352941177,10.252518957355575,18.949411764705879,10.11705882352941,18.521176470588234,9.9580811411918102,18.092941176470585,9.7958823529411774,null,1.1294117647058823,1.1073529411764707,1.0852941176470587,1.0632352941176471,1.0411764705882351,1.0176470588235293,0.99411764705882344,0.51822916666666663,0.52198721205962051,0.5257452574525745,0.52982178126866009,0.53389830508474578,0.53765921171397058,0.54142011834319537,0.85416666666666663,0.85416666666666663,0.85416666666666663,0.85416666666666663,0.85416666666666663,0.84895833333333337,0.84375000000000011,{"$f":"Y12*C12+($A$4-80)*AF12*$A$12/1000","v":10.652352941176469},{"$f":"Z12*E12+($A$4-80)*AG12*$A$12/1000","v":10.520038156459227},{"$f":"AA12*G12+($A$4-80)*AH12*$A$12/1000","v":10.384705882352939},{"$f":"AB12*I12+($A$4-80)*AI12*$A$12/1000","v":10.252518957355575},{"$f":"AC12*K12+($A$4-80)*AJ12*$A$12/1000","v":10.11705882352941},{"$f":"AD12*M12+($A$4-80)*AK12*$A$12/1000","v":9.9580811411918102},{"$f":"AE12*O12+($A$4-80)*AL12*$A$12/1000","v":9.7958823529411774}]
[null,67,18.949411764705879,12.900588235294117,18.574705882352944,12.769261499814288,18.2,12.63294117647059,17.825294117647058,12.501828889549325,17.450588235294116,12.365294117647059,17.075882352941175,12.234425147359557,16.701176470588234,12.097647058823529,null,1.0411764705882351,1.0205882352941178,1,0.97941176470588232,0.95882352941176474,0.93823529411764706,0.91764705882352937,0.68079096045197751,0.68745430375540062,0.69411764705882362,0.70135330205701918,0.70858895705521474,0.71647396570709465,0.72435897435897445,0.84375000000000011,0.84895833333333348,0.85416666666666685,0.85416666666666685,0.85416666666666685,0.85416666666666685,0.85416666666666685,{"$f":"Y13*C13+($A$4-80)*AF13*$A$12/1000","v":12.900588235294117},{"$f":"Z13*E13+($A$4-80)*AG13*$A$12/1000","v":12.769261499814288},{"$f":"AA13*G13+($A$4-80)*AH13*$A$12/1000","v":12.63294117647059},{"$f":"AB13*I13+($A$4-80)*AI13*$A$12/1000","v":12.501828889549325},{"$f":"AC13*K13+($A$4-80)*AJ13*$A$12/1000","v":12.365294117647059},{"$f":"AD13*M13+($A$4-80)*AK13*$A$12/1000","v":12.234425147359557},{"$f":"AE13*O13+($A$4-80)*AL13*$A$12/1000","v":12.097647058823529}]
[null,63,17.718235294117648,15.255882352941176,17.37029411764706,15.125447066759211,17.022352941176472,14.988235294117649,16.67441176470588,14.830753740531161,16.326470588235296,14.667058823529413,15.978529411764706,14.537214387854849,15.630588235294116,14.399411764705881,null,0.97352941176470598,0.9544117647058824,0.93529411764705883,0.91617647058823526,0.8970588235294118,0.87794117647058822,0.85882352941176465,0.86102719033232622,0.87076516749320709,0.88050314465408808,0.88943190019589646,0.89836065573770485,0.90979676622501682,0.92123287671232879,0.85416666666666663,0.85416666666666663,0.85416666666666663,0.84895833333333326,0.84374999999999978,0.84374999999999978,0.84374999999999978,15.255882352941176,{"$f":"Z14*E14+($A$4-80)*AG14*$A$12/1000","v":15.125447066759211},{"$f":"AA14*G14+($A$4-80)*AH14*$A$12/1000","v":14.988235294117649},14.830753740531161,14.667058823529413,14.537214387854849,14.399411764705881]
[null,59,16.915294117647058,16.915294117647058,16.567352941176473,16.567352941176473,16.219411764705882,16.219411764705882,15.898235294117649,15.898235294117649,15.577058823529413,15.577058823529413,15.255882352941176,15.255882352941176,14.93470588235294,14.93470588235294,null,0.92941176470588238,0.91029411764705892,0.89117647058823535,0.873529411764706,0.85588235294117654,0.83823529411764708,0.82058823529411762,1,1,1,1,1,1,1,0.68750000000000022,0.65104166666666685,0.61458333333333348,0.57812500000000022,0.54166666666666696,0.51041666666666674,0.47916666666666641,16.915294117647058,{"$f":"Z15*E15+($A$4-80)*AG15*$A$12/1000","v":16.567352941176473},{"$f":"AA15*G15+($A$4-80)*AH15*$A$12/1000","v":16.219411764705882},15.898235294117649,15.577058823529413,15.255882352941176,14.93470588235294]
[1350,71,20.966399999999997,10.865399999999998,20.556899999999999,10.730438919588412,20.147399999999998,10.592399999999998,19.7379,10.457569336502686,19.328399999999995,10.319399999999998,18.8916,10.157242764015647,18.454799999999999,9.9918000000000013,null,1.1519999999999999,1.1294999999999999,1.107,1.0845,1.0619999999999998,1.038,1.014,0.51822916666666663,0.52198721205962051,0.5257452574525745,0.52982178126866009,0.53389830508474578,0.53765921171397058,0.54142011834319537,0.85416666666666663,0.85416666666666663,0.85416666666666663,0.85416666666666663,0.85416666666666663,0.84895833333333337,0.84375000000000011,{"$f":"Y16*C16+($A$4-80)*AF16*$A$16/1000","v":10.865399999999998},{"$f":"Z16*E16+($A$4-80)*AG16*$A$16/1000","v":10.730438919588412},{"$f":"AA16*G16+($A$4-80)*AH16*$A$16/1000","v":10.592399999999998},{"$f":"AB16*I16+($A$4-80)*AI16*$A$16/1000","v":10.457569336502686},{"$f":"AC16*K16+($A$4-80)*AJ16*$A$16/1000","v":10.319399999999998},{"$f":"AD16*M16+($A$4-80)*AK16*$A$16/1000","v":10.157242764015647},{"$f":"AE16*O16+($A$4-80)*AL16*$A$16/1000","v":9.9918000000000013}]
[null,67,19.328399999999995,13.158599999999998,18.946199999999997,13.02464672981057,18.564,12.885600000000002,18.181799999999999,12.751865467340311,17.799600000000002,12.612600000000002,17.417399999999997,12.479113650306749,17.0352,12.339600000000001,null,1.0619999999999998,1.0409999999999999,1.02,0.999,0.97800000000000009,0.95699999999999985,0.93599999999999994,0.68079096045197751,0.68745430375540062,0.69411764705882362,0.70135330205701918,0.70858895705521474,0.71647396570709465,0.72435897435897445,0.84375000000000011,0.84895833333333348,0.85416666666666685,0.85416666666666685,0.85416666666666685,0.85416666666666685,0.85416666666666685,{"$f":"Y17*C17+($A$4-80)*AF17*$A$16/1000","v":13.158599999999998},{"$f":"Z17*E17+($A$4-80)*AG17*$A$16/1000","v":13.02464672981057},{"$f":"AA17*G17+($A$4-80)*AH17*$A$16/1000","v":12.885600000000002},{"$f":"AB17*I17+($A$4-80)*AI17*$A$16/1000","v":12.751865467340311},{"$f":"AC17*K17+($A$4-80)*AJ17*$A$16/1000","v":12.612600000000002},{"$f":"AD17*M17+($A$4-80)*AK17*$A$16/1000","v":12.479113650306749},{"$f":"AE17*O17+($A$4-80)*AL17*$A$16/1000","v":12.339600000000001}]
[null,63,18.072599999999998,15.560999999999996,17.717700000000001,15.427956008094396,17.3628,15.288,17.007899999999999,15.127368815341788,16.652999999999999,14.960399999999998,16.298099999999998,14.827958675611944,15.943199999999999,14.6874,null,0.99299999999999999,0.97350000000000014,0.95399999999999996,0.9345,0.91500000000000004,0.89549999999999996,0.876,0.86102719033232622,0.87076516749320709,0.88050314465408808,0.88943190019589646,0.89836065573770485,0.90979676622501682,0.92123287671232879,0.85416666666666663,0.85416666666666663,0.85416666666666663,0.84895833333333326,0.84374999999999978,0.84374999999999978,0.84374999999999978,15.560999999999996,{"$f":"Z18*E18+($A$4-80)*AG18*$A$16/1000","v":15.427956008094396},{"$f":"AA18*G18+($A$4-80)*AH18*$A$16/1000","v":15.288},15.127368815341788,14.960399999999998,14.827958675611944,14.6874]
[null,59,17.253599999999999,17.253599999999999,16.898700000000002,16.898700000000002,16.543800000000001,16.543800000000001,16.216200000000001,16.216200000000001,15.888600000000002,15.888600000000002,15.561,15.561,15.2334,15.2334,null,0.94799999999999995,0.9285000000000001,0.90900000000000003,0.89100000000000013,0.87300000000000011,0.85499999999999998,0.83699999999999997,1,1,1,1,1,1,1,0.68750000000000022,0.65104166666666685,0.61458333333333348,0.57812500000000022,0.54166666666666696,0.51041666666666674,0.47916666666666641,17.253599999999999,{"$f":"Z19*E19+($A$4-80)*AG19*$A$16/1000","v":16.898700000000002},{"$f":"AA19*G19+($A$4-80)*AH19*$A$16/1000","v":16.543800000000001},16.216200000000001,15.888600000000002,15.561,15.2334]

{"sheet":"4TTB30_42","index":58,"n_rows":19,"n_cols":45,"rows_kept":19,"cut":false,"hidden":true,"merged":[[130,0,133,0],[120,12,121,12],[120,13,121,13],[120,14,121,14],[120,15,121,15],[122,0,125,0],[126,0,129,0],[119,12,119,13],[119,14,119,15],[120,4,121,4],[120,5,121,5],[120,6,121,6],[120,7,121,7],[120,8,121,8],[120,9,121,9],[120,10,121,10],[120,11,121,11],[119,0,121,0],[119,1,121,1],[119,4,119,5],[119,6,119,7],[119,8,119,9],[119,10,119,11],[111,0,114,0],[117,0,118,1],[117,4,117,15],[118,4,118,5],[118,6,118,7],[118,8,118,9],[118,10,118,11],[118,12,118,13],[118,14,118,15],[101,12,102,12],[101,13,102,13],[101,14,102,14],[101,15,102,15],[103,0,106,0],[107,0,110,0],[100,12,100,13],[100,14,100,15],[101,4,102,4],[101,5,102,5],[101,6,102,6],[101,7,102,7],[101,8,102,8],[101,9,102,9],[101,10,102,10],[101,11,102,11],[100,0,102,0],[100,1,102,1],[100,4,100,5],[100,6,100,7],[100,8,100,9],[100,10,100,11],[92,0,95,0],[98,0,99,1],[98,4,98,15],[99,4,99,5],[99,6,99,7],[99,8,99,9],[99,10,99,11],[99,12,99,13],[99,14,99,15],[82,12,83,12],[82,13,83,13],[82,14,83,14],[82,15,83,15],[84,0,87,0],[88,0,91,0],[81,12,81,13],[81,14,81,15],[82,4,83,4],[82,5,83,5],[82,6,83,6],[82,7,83,7],[82,8,83,8],[82,9,83,9],[82,10,83,10],[82,11,83,11],[81,0,83,0],[81,1,83,1],[81,4,81,5],[81,6,81,7],[81,8,81,9],[81,10,81,11],[73,0,76,0],[79,0,80,1],[79,4,79,15],[80,4,80,5],[80,6,80,7],[80,8,80,9],[80,10,80,11],[80,12,80,13],[80,14,80,15],[63,12,64,12],[63,13,64,13],[63,14,64,14],[63,15,64,15],[65,0,68,0],[69,0,72,0],[62,12,62,13],[62,14,62,15],[63,4,64,4],[63,5,64,5],[63,6,64,6],[63,7,64,7],[63,8,64,8],[63,9,64,9],[63,10,64,10],[63,11,64,11],[62,0,64,0],[62,1,64,1],[62,4,62,5],[62,6,62,7],[62,8,62,9],[62,10,62,11],[54,0,57,0],[60,0,61,1],[60,4,60,15],[61,4,61,5],[61,6,61,7],[61,8,61,9],[61,10,61,11],[61,12,61,13],[61,14,61,15],[44,12,45,12],[44,13,45,13],[44,14,45,14],[44,15,45,15],[46,0,49,0],[50,0,53,0],[43,12,43,13],[43,14,43,15],[44,4,45,4],[44,5,45,5],[44,6,45,6],[44,7,45,7],[44,8,45,8],[44,9,45,9],[44,10,45,10],[44,11,45,11],[43,0,45,0],[43,1,45,1],[43,4,43,5],[43,6,43,7],[43,8,43,9],[43,10,43,11],[35,0,38,0],[41,0,42,1],[41,4,41,15],[42,4,42,5],[42,6,42,7],[42,8,42,9],[42,10,42,11],[42,12,42,13],[42,14,42,15],[25,12,26,12],[25,13,26,13],[25,14,26,14],[25,15,26,15],[27,0,30,0],[31,0,34,0],[24,12,24,13],[24,14,24,15],[25,4,26,4],[25,5,26,5],[25,6,26,6],[25,7,26,7],[25,8,26,8],[25,9,26,9],[25,10,26,10],[25,11,26,11],[24,0,26,0],[24,1,26,1],[24,4,24,5],[24,6,24,7],[24,8,24,9],[24,10,24,11],[7,0,10,0],[11,0,14,0],[15,0,18,0],[22,4,22,15],[23,4,23,5],[23,6,23,7],[23,8,23,9],[23,10,23,11],[23,12,23,13],[23,14,23,15],[5,10,6,10],[5,11,6,11],[5,12,6,12],[5,13,6,13],[5,14,6,14],[5,15,6,15],[4,10,4,11],[4,12,4,13],[4,14,4,15],[5,2,6,2],[5,3,6,3],[5,4,6,4],[5,5,6,5],[5,6,6,6],[5,7,6,7],[5,8,6,8],[4,0,6,0],[4,1,6,1],[4,2,4,3],[4,4,4,5],[4,6,4,7],[4,8,4,9],[5,9,6,9],[2,0,2,1],[2,2,2,15],[3,2,3,3],[3,4,3,5],[3,6,3,7],[3,8,3,9],[3,10,3,11],[3,12,3,13],[3,14,3,15]]}
[]
["4TTB30_42",18.2]
["Evaporator Air \n",null,"Condenser  Entering Air Temperature ˚F"]
[80,"°F DB",85,null,90,null,95,null,100,null,105,null,110,null,115]
["CFM","EWB†\n˚F","Capacity Mbtuh",null,"Capacity Mbtuh",null,"Capacity Mbtuh",null,"Capacity Mbtuh",null,"Capacity Mbtuh",null,"Capacity Mbtuh",null,"Capacity Mbtuh"]
[null,null,"Total","Sens.","Total","Sens.","Total","Sens.","Total","Sens.","Total","Sens.","Total","Sens.","Total","Sens."]
[null,null,null,null,null,null,null,null,null,null,null,null,null,null,null,null,null,"Total Factors",null,null,null,null,null,null,"Sens. %",null,null,null,null,null,null,"IDB Adj",null,null,null,null,null,null,"Sens Calc"]
[1225,71,{"$f":"R8*$B$2","v":20.214133333333333},{"$f":"IF(AM8>C8,C8,AM8)","v":10.659133333333333},{"$f":"S8*$B$2","v":19.768233333333335},{"$f":"IF(AN8>E8,E8,AN8)","v":10.490772696078432},{"$f":"T8*$B$2","v":19.322333333333329},{"$f":"IF(AO8>G8,G8,AO8)","v":10.319399999999998},{"$f":"U8*$B$2","v":18.897666666666666},{"$f":"IF(AP8>I8,I8,AP8)","v":10.194285057471262},{"$f":"V8*$B$2","v":18.473000000000003},{"$f":"IF(AQ8>K8,K8,AQ8)","v":10.0646},{"$f":"W8*$B$2","v":18.027099999999997},{"$f":"IF(AR8>M8,M8,AR8)","v":9.8965866075295672},{"$f":"X8*$B$2","v":17.581199999999995},{"$f":"IF(AS8>O8,O8,AS8)","v":9.7248666666666637},null,1.1106666666666667,1.0861666666666667,1.0616666666666665,1.0383333333333333,1.0150000000000001,0.99049999999999994,0.96599999999999986,0.52731092436974791,0.53068842921784098,0.53406593406593406,0.53944676013641524,0.54482758620689653,0.54898384141262702,0.5531400966183575,0.91071428571428581,0.90625000000000011,0.90178571428571441,0.90625,0.91071428571428559,0.90624999999999978,0.90178571428571408,{"$f":"Y8*C8+($A$4-80)*AF8*$A$8/1000","v":10.659133333333333},{"$f":"Z8*E8+($A$4-80)*AG8*$A$8/1000","v":10.490772696078432},{"$f":"AA8*G8+($A$4-80)*AH8*$A$8/1000","v":10.319399999999998},{"$f":"AB8*I8+($A$4-80)*AI8*$A$8/1000","v":10.194285057471262},{"$f":"AC8*K8+($A$4-80)*AJ8*$A$8/1000","v":10.0646},{"$f":"AD8*M8+($A$4-80)*AK8*$A$8/1000","v":9.8965866075295672},{"$f":"AE8*O8+($A$4-80)*AL8*$A$8/1000","v":9.7248666666666637}]
[null,67,{"$f":"R9*$B$2","v":18.642866666666666},12.867400000000002,18.239433333333327,{"$f":"IF(AN9>E9,E9,AN9)","v":12.721703034674762},17.835999999999999,{"$f":"IF(AO9>G9,G9,AO9)","v":12.570133333333333},17.432566666666666,{"$f":"IF(AP9>I9,I9,AP9)","v":12.424714627320588},17.029133333333334,{"$f":"IF(AQ9>K9,K9,AQ9)","v":12.272866666666667},16.604466666666667,{"$f":"IF(AR9>M9,M9,AR9)","v":12.128365175643568},16.1798,{"$f":"IF(AS9>O9,O9,AS9)","v":11.975599999999998},null,1.0243333333333333,1.0021666666666664,0.97999999999999987,0.95783333333333331,0.93566666666666676,0.91233333333333333,0.88900000000000001,0.69020501138952173,0.69748345807571321,0.70476190476190481,0.71273007956299728,0.72069825436408974,0.73042786733952514,0.74015748031496054,0.91071428571428559,0.91071428571428581,0.91071428571428592,0.91071428571428581,0.91071428571428559,0.91071428571428559,0.91071428571428559,{"$f":"Y9*C9+($A$4-80)*AF9*$A$8/1000","v":12.867400000000002},{"$f":"Z9*E9+($A$4-80)*AG9*$A$8/1000","v":12.721703034674762},{"$f":"AA9*G9+($A$4-80)*AH9*$A$8/1000","v":12.570133333333333},{"$f":"AB9*I9+($A$4-80)*AI9*$A$8/1000","v":12.424714627320588},{"$f":"AC9*K9+($A$4-80)*AJ9*$A$8/1000","v":12.272866666666667},{"$f":"AD9*M9+($A$4-80)*AK9*$A$8/1000","v":12.128365175643568},{"$f":"AE9*O9+($A$4-80)*AL9*$A$8/1000","v":11.975599999999998}]
[null,63,17.453799999999998,15.203066666666663,17.0716,15.036933905388087,16.689399999999999,14.863333333333333,16.307199999999998,14.719301960305343,15.924999999999999,14.566066666666664,15.542800000000002,14.422499356862746,15.160600000000001,14.268800000000001,null,0.95899999999999996,0.93800000000000006,0.91699999999999993,0.89599999999999991,0.875,0.85400000000000009,0.83300000000000007,0.87104622871046222,0.88081573522037115,0.89058524173027998,0.90262595419847336,0.91466666666666663,0.9279215686274509,0.94117647058823528,0.91071428571428537,0.90624999999999989,0.90178571428571441,0.90624999999999989,0.91071428571428537,0.91071428571428559,0.91071428571428592,15.203066666666663,{"$f":"Z10*E10+($A$4-80)*AG10*$A$8/1000","v":15.036933905388087},{"$f":"AA10*G10+($A$4-80)*AH10*$A$8/1000","v":14.863333333333333},14.719301960305343,14.566066666666664,14.422499356862746,14.268800000000001]
[null,59,16.646933333333333,16.646933333333333,16.285966666666663,16.285966666666663,15.924999999999999,15.924999999999999,15.564033333333334,15.564033333333334,15.203066666666665,15.203066666666665,14.820866666666664,14.820866666666664,14.438666666666666,14.438666666666666,null,0.91466666666666674,0.89483333333333326,0.875,0.85516666666666674,0.83533333333333326,0.81433333333333324,0.79333333333333333,1,1,1,1,1,1,1,0.69642857142857184,0.65625000000000011,0.61607142857142838,0.57589285714285687,0.53571428571428537,0.49107142857142838,0.4464285714285714,16.646933333333333,{"$f":"Z11*E11+($A$4-80)*AG11*$A$8/1000","v":16.285966666666663},{"$f":"AA11*G11+($A$4-80)*AH11*$A$8/1000","v":15.924999999999999},{"$f":"AB11*I11+($A$4-80)*AI11*$A$8/1000","v":15.564033333333334},15.203066666666665,14.820866666666664,14.438666666666666]
[1400,71,20.626666666666665,10.876666666666667,20.171666666666663,10.704870098039214,19.716666666666665,10.53,19.283333333333331,10.402331691297206,18.850000000000001,10.27,18.395,10.098557762785275,17.939999999999998,9.923333333333332,null,1.1333333333333333,1.1083333333333332,1.0833333333333333,1.0595238095238095,1.0357142857142858,1.0107142857142857,0.98571428571428565,0.52731092436974791,0.53068842921784098,0.53406593406593406,0.53944676013641524,0.54482758620689653,0.54898384141262702,0.5531400966183575,0.91071428571428581,0.90625000000000011,0.90178571428571441,0.90625,0.91071428571428559,0.90624999999999978,0.90178571428571408,{"$f":"Y12*C12+($A$4-80)*AF12*$A$12/1000","v":10.876666666666667},{"$f":"Z12*E12+($A$4-80)*AG12*$A$12/1000","v":10.704870098039214},{"$f":"AA12*G12+($A$4-80)*AH12*$A$12/1000","v":10.53},{"$f":"AB12*I12+($A$4-80)*AI12*$A$12/1000","v":10.402331691297206},{"$f":"AC12*K12+($A$4-80)*AJ12*$A$12/1000","v":10.27},{"$f":"AD12*M12+($A$4-80)*AK12*$A$12/1000","v":10.098557762785275},{"$f":"AE12*O12+($A$4-80)*AL12*$A$12/1000","v":9.923333333333332}]
[null,67,19.023333333333333,13.130000000000003,18.611666666666668,12.98132962721915,18.2,12.826666666666666,17.78833333333333,12.678280231959782,17.376666666666665,12.523333333333332,16.943333333333332,12.375882832289353,16.509999999999998,12.219999999999997,null,1.0452380952380953,1.0226190476190478,1,0.97738095238095235,0.95476190476190481,0.93095238095238098,0.90714285714285714,0.69020501138952173,0.69748345807571321,0.70476190476190481,0.71273007956299728,0.72069825436408974,0.73042786733952514,0.74015748031496054,0.91071428571428559,0.91071428571428581,0.91071428571428592,0.91071428571428581,0.91071428571428559,0.91071428571428559,0.91071428571428559,{"$f":"Y13*C13+($A$4-80)*AF13*$A$12/1000","v":13.130000000000003},{"$f":"Z13*E13+($A$4-80)*AG13*$A$12/1000","v":12.98132962721915},{"$f":"AA13*G13+($A$4-80)*AH13*$A$12/1000","v":12.826666666666666},{"$f":"AB13*I13+($A$4-80)*AI13*$A$12/1000","v":12.678280231959782},{"$f":"AC13*K13+($A$4-80)*AJ13*$A$12/1000","v":12.523333333333332},{"$f":"AD13*M13+($A$4-80)*AK13*$A$12/1000","v":12.375882832289353},{"$f":"AE13*O13+($A$4-80)*AL13*$A$12/1000","v":12.219999999999997}]
[null,63,17.810000000000002,15.513333333333334,17.420000000000002,15.343810107538866,17.029999999999998,15.166666666666666,16.64,15.019695877862597,16.25,14.863333333333333,15.86,14.716836078431371,15.47,14.56,null,0.97857142857142865,0.95714285714285718,0.93571428571428561,0.91428571428571426,0.8928571428571429,0.87142857142857144,0.85000000000000009,0.87104622871046222,0.88081573522037115,0.89058524173027998,0.90262595419847336,0.91466666666666663,0.9279215686274509,0.94117647058823528,0.91071428571428537,0.90624999999999989,0.90178571428571441,0.90624999999999989,0.91071428571428537,0.91071428571428559,0.91071428571428592,15.513333333333334,{"$f":"Z14*E14+($A$4-80)*AG14*$A$12/1000","v":15.343810107538866},{"$f":"AA14*G14+($A$4-80)*AH14*$A$12/1000","v":15.166666666666666},15.019695877862597,14.863333333333333,14.716836078431371,14.56]
[null,59,16.986666666666665,16.986666666666665,16.618333333333336,16.618333333333336,16.25,16.25,15.881666666666666,15.881666666666666,15.513333333333332,15.513333333333332,15.123333333333331,15.123333333333331,14.733333333333333,14.733333333333333,null,0.93333333333333335,0.91309523809523818,0.8928571428571429,0.87261904761904763,0.85238095238095235,0.83095238095238089,0.80952380952380953,1,1,1,1,1,1,1,0.69642857142857184,0.65625000000000011,0.61607142857142838,0.57589285714285687,0.53571428571428537,0.49107142857142838,0.4464285714285714,16.986666666666665,{"$f":"Z15*E15+($A$4-80)*AG15*$A$12/1000","v":16.618333333333336},{"$f":"AA15*G15+($A$4-80)*AH15*$A$12/1000","v":16.25},15.881666666666666,15.513333333333332,15.123333333333331,14.733333333333333]
[1575,71,21.039199999999997,11.094199999999999,20.575099999999999,10.918967499999999,20.111000000000001,10.740600000000001,19.669,10.610378325123152,19.226999999999997,10.475399999999997,18.762899999999998,10.300528918040978,18.2988,10.1218,null,1.1559999999999999,1.1305000000000001,1.105,1.0807142857142857,1.0564285714285713,1.0309285714285714,1.0054285714285716,0.52731092436974791,0.53068842921784098,0.53406593406593406,0.53944676013641524,0.54482758620689653,0.54898384141262702,0.5531400966183575,0.91071428571428581,0.90625000000000011,0.90178571428571441,0.90625,0.91071428571428559,0.90624999999999978,0.90178571428571408,{"$f":"Y16*C16+($A$4-80)*AF16*$A$16/1000","v":11.094199999999999},{"$f":"Z16*E16+($A$4-80)*AG16*$A$16/1000","v":10.918967499999999},{"$f":"AA16*G16+($A$4-80)*AH16*$A$16/1000","v":10.740600000000001},{"$f":"AB16*I16+($A$4-80)*AI16*$A$16/1000","v":10.610378325123152},{"$f":"AC16*K16+($A$4-80)*AJ16*$A$16/1000","v":10.475399999999997},{"$f":"AD16*M16+($A$4-80)*AK16*$A$16/1000","v":10.300528918040978},{"$f":"AE16*O16+($A$4-80)*AL16*$A$16/1000","v":10.1218}]
[null,67,19.403799999999997,13.3926,18.983899999999995,13.240956219763529,18.564,13.083200000000001,18.144100000000002,12.931845836598979,17.7242,12.7738,17.282200000000003,12.623400488935143,16.840199999999999,12.464399999999998,null,1.0661428571428571,1.0430714285714284,1.02,0.9969285714285715,0.97385714285714287,0.94957142857142873,0.92528571428571438,0.69020501138952173,0.69748345807571321,0.70476190476190481,0.71273007956299728,0.72069825436408974,0.73042786733952514,0.74015748031496054,0.91071428571428559,0.91071428571428581,0.91071428571428592,0.91071428571428581,0.91071428571428559,0.91071428571428559,0.91071428571428559,{"$f":"Y17*C17+($A$4-80)*AF17*$A$16/1000","v":13.3926},{"$f":"Z17*E17+($A$4-80)*AG17*$A$16/1000","v":13.240956219763529},{"$f":"AA17*G17+($A$4-80)*AH17*$A$16/1000","v":13.083200000000001},{"$f":"AB17*I17+($A$4-80)*AI17*$A$16/1000","v":12.931845836598979},{"$f":"AC17*K17+($A$4-80)*AJ17*$A$16/1000","v":12.7738},{"$f":"AD17*M17+($A$4-80)*AK17*$A$16/1000","v":12.623400488935143},{"$f":"AE17*O17+($A$4-80)*AL17*$A$16/1000","v":12.464399999999998}]
[null,63,18.1662,15.823599999999999,17.768400000000003,15.650686309689645,17.3706,15.47,16.972799999999999,15.320089795419848,16.574999999999999,15.160599999999999,16.177199999999999,15.011172799999997,15.779399999999999,14.851199999999999,null,0.99814285714285722,0.97628571428571442,0.9544285714285714,0.93257142857142861,0.9107142857142857,0.8888571428571429,0.86699999999999999,0.87104622871046222,0.88081573522037115,0.89058524173027998,0.90262595419847336,0.91466666666666663,0.9279215686274509,0.94117647058823528,0.91071428571428537,0.90624999999999989,0.90178571428571441,0.90624999999999989,0.91071428571428537,0.91071428571428559,0.91071428571428592,15.823599999999999,{"$f":"Z18*E18+($A$4-80)*AG18*$A$16/1000","v":15.650686309689645},{"$f":"AA18*G18+($A$4-80)*AH18*$A$16/1000","v":15.47},15.320089795419848,15.160599999999999,15.011172799999997,14.851199999999999]
[null,59,17.3264,17.3264,16.950700000000001,16.950700000000001,16.574999999999999,16.574999999999999,16.199299999999997,16.199299999999997,15.823599999999999,15.823599999999999,15.425799999999999,15.425799999999999,15.028,15.028,null,0.95200000000000007,0.93135714285714299,0.9107142857142857,0.89007142857142851,0.86942857142857144,0.84757142857142853,0.82571428571428573,1,1,1,1,1,1,1,0.69642857142857184,0.65625000000000011,0.61607142857142838,0.57589285714285687,0.53571428571428537,0.49107142857142838,0.4464285714285714,17.3264,{"$f":"Z19*E19+($A$4-80)*AG19*$A$16/1000","v":16.950700000000001},{"$f":"AA19*G19+($A$4-80)*AH19*$A$16/1000","v":16.574999999999999},16.199299999999997,15.823599999999999,15.425799999999999,15.028]

{"sheet":"4TTB30_48","index":59,"n_rows":19,"n_cols":45,"rows_kept":19,"cut":false,"hidden":true,"merged":[[130,0,133,0],[120,12,121,12],[120,13,121,13],[120,14,121,14],[120,15,121,15],[122,0,125,0],[126,0,129,0],[119,12,119,13],[119,14,119,15],[120,4,121,4],[120,5,121,5],[120,6,121,6],[120,7,121,7],[120,8,121,8],[120,9,121,9],[120,10,121,10],[120,11,121,11],[119,0,121,0],[119,1,121,1],[119,4,119,5],[119,6,119,7],[119,8,119,9],[119,10,119,11],[111,0,114,0],[117,0,118,1],[117,4,117,15],[118,4,118,5],[118,6,118,7],[118,8,118,9],[118,10,118,11],[118,12,118,13],[118,14,118,15],[101,12,102,12],[101,13,102,13],[101,14,102,14],[101,15,102,15],[103,0,106,0],[107,0,110,0],[100,12,100,13],[100,14,100,15],[101,4,102,4],[101,5,102,5],[101,6,102,6],[101,7,102,7],[101,8,102,8],[101,9,102,9],[101,10,102,10],[101,11,102,11],[100,0,102,0],[100,1,102,1],[100,4,100,5],[100,6,100,7],[100,8,100,9],[100,10,100,11],[92,0,95,0],[98,0,99,1],[98,4,98,15],[99,4,99,5],[99,6,99,7],[99,8,99,9],[99,10,99,11],[99,12,99,13],[99,14,99,15],[82,12,83,12],[82,13,83,13],[82,14,83,14],[82,15,83,15],[84,0,87,0],[88,0,91,0],[81,12,81,13],[81,14,81,15],[82,4,83,4],[82,5,83,5],[82,6,83,6],[82,7,83,7],[82,8,83,8],[82,9,83,9],[82,10,83,10],[82,11,83,11],[81,0,83,0],[81,1,83,1],[81,4,81,5],[81,6,81,7],[81,8,81,9],[81,10,81,11],[73,0,76,0],[79,0,80,1],[79,4,79,15],[80,4,80,5],[80,6,80,7],[80,8,80,9],[80,10,80,11],[80,12,80,13],[80,14,80,15],[63,12,64,12],[63,13,64,13],[63,14,64,14],[63,15,64,15],[65,0,68,0],[69,0,72,0],[62,12,62,13],[62,14,62,15],[63,4,64,4],[63,5,64,5],[63,6,64,6],[63,7,64,7],[63,8,64,8],[63,9,64,9],[63,10,64,10],[63,11,64,11],[62,0,64,0],[62,1,64,1],[62,4,62,5],[62,6,62,7],[62,8,62,9],[62,10,62,11],[54,0,57,0],[60,0,61,1],[60,4,60,15],[61,4,61,5],[61,6,61,7],[61,8,61,9],[61,10,61,11],[61,12,61,13],[61,14,61,15],[44,12,45,12],[44,13,45,13],[44,14,45,14],[44,15,45,15],[46,0,49,0],[50,0,53,0],[43,12,43,13],[43,14,43,15],[44,4,45,4],[44,5,45,5],[44,6,45,6],[44,7,45,7],[44,8,45,8],[44,9,45,9],[44,10,45,10],[44,11,45,11],[43,0,45,0],[43,1,45,1],[43,4,43,5],[43,6,43,7],[43,8,43,9],[43,10,43,11],[35,0,38,0],[41,0,42,1],[41,4,41,15],[42,4,42,5],[42,6,42,7],[42,8,42,9],[42,10,42,11],[42,12,42,13],[42,14,42,15],[25,12,26,12],[25,13,26,13],[25,14,26,14],[25,15,26,15],[27,0,30,0],[31,0,34,0],[24,12,24,13],[24,14,24,15],[25,4,26,4],[25,5,26,5],[25,6,26,6],[25,7,26,7],[25,8,26,8],[25,9,26,9],[25,10,26,10],[25,11,26,11],[24,0,26,0],[24,1,26,1],[24,4,24,5],[24,6,24,7],[24,8,24,9],[24,10,24,11],[7,0,10,0],[11,0,14,0],[15,0,18,0],[22,4,22,15],[23,4,23,5],[23,6,23,7],[23,8,23,9],[23,10,23,11],[23,12,23,13],[23,14,23,15],[5,10,6,10],[5,11,6,11],[5,12,6,12],[5,13,6,13],[5,14,6,14],[5,15,6,15],[4,10,4,11],[4,12,4,13],[4,14,4,15],[5,2,6,2],[5,3,6,3],[5,4,6,4],[5,5,6,5],[5,6,6,6],[5,7,6,7],[5,8,6,8],[4,0,6,0],[4,1,6,1],[4,2,4,3],[4,4,4,5],[4,6,4,7],[4,8,4,9],[5,9,6,9],[2,0,2,1],[2,2,2,15],[3,2,3,3],[3,4,3,5],[3,6,3,7],[3,8,3,9],[3,10,3,11],[3,12,3,13],[3,14,3,15]]}
[]
["4TTB30_48",18.2]
["Evaporator Air \n",null,"Condenser  Entering Air Temperature ˚F"]
[80,"°F DB",85,null,90,null,95,null,100,null,105,null,110,null,115]
["CFM","EWB†\n˚F","Capacity Mbtuh",null,"Capacity Mbtuh",null,"Capacity Mbtuh",null,"Capacity Mbtuh",null,"Capacity Mbtuh",null,"Capacity Mbtuh",null,"Capacity Mbtuh"]
[null,null,"Total","Sens.","Total","Sens.","Total","Sens.","Total","Sens.","Total","Sens.","Total","Sens.","Total","Sens."]
[null,null,null,null,null,null,null,null,null,null,null,null,null,null,null,null,null,"Total Factors",null,null,null,null,null,null,"Sens. %",null,null,null,null,null,null,"IDB Adj",null,null,null,null,null,null,"Sens Calc"]
[1400,71,{"$f":"R8*$B$2","v":20.303874213836476},{"$f":"IF(AM8>C8,C8,AM8)","v":10.619337526205449},{"$f":"S8*$B$2","v":19.817777777777774},{"$f":"IF(AN8>E8,E8,AN8)","v":10.453235200640865},{"$f":"T8*$B$2","v":19.331681341719076},{"$f":"IF(AO8>G8,G8,AO8)","v":10.282809224318656},{"$f":"U8*$B$2","v":18.864280922431867},{"$f":"IF(AP8>I8,I8,AP8)","v":10.116586564568308},{"$f":"V8*$B$2","v":18.396880503144651},{"$f":"IF(AQ8>K8,K8,AQ8)","v":9.946280922431864},{"$f":"W8*$B$2","v":17.929480083857438},{"$f":"IF(AR8>M8,M8,AR8)","v":9.799473283241646},{"$f":"X8*$B$2","v":17.462079664570229},{"$f":"IF(AS8>O8,O8,AS8)","v":9.6471446540880486},null,1.1155974842767296,1.0888888888888888,1.0621802935010483,1.0364989517819707,1.0108176100628929,0.9851362683438154,0.95945492662473797,0.52302025782688766,0.52746757572195446,0.53191489361702127,0.5362826500605431,0.54065040650406504,0.5465564666353302,0.55246252676659524,0.89062499999999989,0.89062499999999989,0.89062499999999989,0.88671875,0.8828125,0.88671875,0.890625,{"$f":"Y8*C8+($A$4-80)*AF8*$A$8/1000","v":10.619337526205449},{"$f":"Z8*E8+($A$4-80)*AG8*$A$8/1000","v":10.453235200640865},{"$f":"AA8*G8+($A$4-80)*AH8*$A$8/1000","v":10.282809224318656},{"$f":"AB8*I8+($A$4-80)*AI8*$A$8/1000","v":10.116586564568308},{"$f":"AC8*K8+($A$4-80)*AJ8*$A$8/1000","v":9.946280922431864},{"$f":"AD8*M8+($A$4-80)*AK8*$A$8/1000","v":9.799473283241646},{"$f":"AE8*O8+($A$4-80)*AL8*$A$8/1000","v":9.6471446540880486}]
[null,67,{"$f":"R9*$B$2","v":18.696016771488466},12.788075471698113,18.266008385744232,{"$f":"IF(AN9>E9,E9,AN9)","v":12.622845719552229},17.835999999999999,{"$f":"IF(AO9>G9,G9,AO9)","v":12.451547169811317},17.405991614255761,{"$f":"IF(AP9>I9,I9,AP9)","v":12.30579446205269},16.975983228511527,{"$f":"IF(AQ9>K9,K9,AQ9)","v":12.152410901467503},16.545974842767293,{"$f":"IF(AR9>M9,M9,AR9)","v":11.987870542185972},16.11596645702306,{"$f":"IF(AS9>O9,O9,AS9)","v":11.815882599580712},null,1.0272536687631026,1.0036268343815513,0.98,0.95637316561844854,0.93274633123689721,0.90911949685534577,0.88549266247379443,0.68400000000000005,0.6910566037735848,0.69811320754716966,0.70698611919208698,0.71585903083700442,0.72451884256467391,0.73317865429234341,0.88281250000000033,0.8828125,0.88281249999999978,0.88671874999999978,0.89062499999999989,0.88671875,0.8828125,{"$f":"Y9*C9+($A$4-80)*AF9*$A$8/1000","v":12.788075471698113},{"$f":"Z9*E9+($A$4-80)*AG9*$A$8/1000","v":12.622845719552229},{"$f":"AA9*G9+($A$4-80)*AH9*$A$8/1000","v":12.451547169811317},{"$f":"AB9*I9+($A$4-80)*AI9*$A$8/1000","v":12.30579446205269},{"$f":"AC9*K9+($A$4-80)*AJ9*$A$8/1000","v":12.152410901467503},{"$f":"AD9*M9+($A$4-80)*AK9*$A$8/1000","v":11.987870542185972},{"$f":"AE9*O9+($A$4-80)*AL9*$A$8/1000","v":11.815882599580712}]
[null,63,17.499471698113204,15.068989517819702,17.08815932914046,14.905310874726712,16.676846960167712,14.73246121593291,16.284230607966457,14.56860895013955,15.891614255765198,14.395932914046121,15.480301886792452,14.252452515126562,15.068989517819704,14.096796645702305,null,0.96150943396226407,0.93890985324947585,0.91631027253668751,0.8947379454926625,0.87316561844863727,0.85056603773584905,0.82796645702306071,0.86111111111111105,0.87225959142999487,0.88340807174887881,0.8946452123450277,0.90588235294117647,0.92068311195445929,0.9354838709677421,0.88281249999999978,0.88281249999999978,0.88281249999999978,0.88281249999999989,0.8828125,0.88671875,0.89062500000000011,15.068989517819702,{"$f":"Z10*E10+($A$4-80)*AG10*$A$8/1000","v":14.905310874726712},{"$f":"AA10*G10+($A$4-80)*AH10*$A$8/1000","v":14.73246121593291},14.56860895013955,14.395932914046121,14.252452515126562,14.096796645702305]
[null,59,16.676846960167712,16.676846960167712,16.302926624737943,16.302926624737943,15.929006289308173,15.929006289308173,15.536389937106913,15.536389937106913,15.143773584905658,15.143773584905658,14.769853249475888,14.769853249475888,14.395932914046119,14.395932914046119,null,0.91631027253668751,0.89576519916142539,0.87522012578616337,0.85364779874213814,0.83207547169811313,0.81153039832285101,0.790985324947589,1,1,1,1,1,1,1,0.72656250000000033,0.67968750000000022,0.63281250000000011,0.58984375,0.546875,0.50390625,0.46093749999999989,16.676846960167712,{"$f":"Z11*E11+($A$4-80)*AG11*$A$8/1000","v":16.302926624737943},{"$f":"AA11*G11+($A$4-80)*AH11*$A$8/1000","v":15.929006289308173},{"$f":"AB11*I11+($A$4-80)*AI11*$A$8/1000","v":15.536389937106913},15.143773584905658,14.769853249475888,14.395932914046119]
[1600,71,20.718238993710692,10.836058700209644,20.222222222222218,10.666566531266188,19.726205450733751,10.492662473794548,19.249266247379452,10.323047514865619,18.772327044025158,10.149266247379455,18.295387840670859,9.9994625339200489,17.81844863731656,9.8440251572327035,null,1.1383647798742138,1.1111111111111109,1.0838574423480083,1.0576519916142557,1.0314465408805031,1.0052410901467506,0.97903563941299787,0.52302025782688766,0.52746757572195446,0.53191489361702127,0.5362826500605431,0.54065040650406504,0.5465564666353302,0.55246252676659524,0.89062499999999989,0.89062499999999989,0.89062499999999989,0.88671875,0.8828125,0.88671875,0.890625,{"$f":"Y12*C12+($A$4-80)*AF12*$A$12/1000","v":10.836058700209644},{"$f":"Z12*E12+($A$4-80)*AG12*$A$12/1000","v":10.666566531266188},{"$f":"AA12*G12+($A$4-80)*AH12*$A$12/1000","v":10.492662473794548},{"$f":"AB12*I12+($A$4-80)*AI12*$A$12/1000","v":10.323047514865619},{"$f":"AC12*K12+($A$4-80)*AJ12*$A$12/1000","v":10.149266247379455},{"$f":"AD12*M12+($A$4-80)*AK12*$A$12/1000","v":9.9994625339200489},{"$f":"AE12*O12+($A$4-80)*AL12*$A$12/1000","v":9.8440251572327035}]
[null,67,19.077568134171905,13.049056603773584,18.638784067085954,12.880454815869623,18.2,12.705660377358488,17.761215932914041,12.55693312454356,17.32243186582809,12.400419287211738,16.883647798742135,12.232520961414256,16.444863731656184,12.057023060796647,null,1.0482180293501047,1.0241090146750524,1,0.97589098532494745,0.95178197064989511,0.92767295597484267,0.90356394129979034,0.68400000000000005,0.6910566037735848,0.69811320754716966,0.70698611919208698,0.71585903083700442,0.72451884256467391,0.73317865429234341,0.88281250000000033,0.8828125,0.88281249999999978,0.88671874999999978,0.89062499999999989,0.88671875,0.8828125,{"$f":"Y13*C13+($A$4-80)*AF13*$A$12/1000","v":13.049056603773584},{"$f":"Z13*E13+($A$4-80)*AG13*$A$12/1000","v":12.880454815869623},{"$f":"AA13*G13+($A$4-80)*AH13*$A$12/1000","v":12.705660377358488},{"$f":"AB13*I13+($A$4-80)*AI13*$A$12/1000","v":12.55693312454356},{"$f":"AC13*K13+($A$4-80)*AJ13*$A$12/1000","v":12.400419287211738},{"$f":"AD13*M13+($A$4-80)*AK13*$A$12/1000","v":12.232520961414256},{"$f":"AE13*O13+($A$4-80)*AL13*$A$12/1000","v":12.057023060796647}]
[null,63,17.856603773584904,15.376519916142556,17.436897274633125,15.209500892578282,17.017190775681339,15.033123689727459,16.616561844863728,14.865927500142396,16.215932914046121,14.689727463312369,15.796226415094338,14.543318892986289,15.376519916142554,14.384486373165618,null,0.98113207547169801,0.95807127882599585,0.93501048218029348,0.91299790356394117,0.89098532494758909,0.86792452830188671,0.84486373165618434,0.86111111111111105,0.87225959142999487,0.88340807174887881,0.8946452123450277,0.90588235294117647,0.92068311195445929,0.9354838709677421,0.88281249999999978,0.88281249999999978,0.88281249999999978,0.88281249999999989,0.8828125,0.88671875,0.89062500000000011,15.376519916142556,{"$f":"Z14*E14+($A$4-80)*AG14*$A$12/1000","v":15.209500892578282},{"$f":"AA14*G14+($A$4-80)*AH14*$A$12/1000","v":15.033123689727459},14.865927500142396,14.689727463312369,14.543318892986289,14.384486373165618]
[null,59,17.017190775681339,17.017190775681339,16.6356394129979,16.6356394129979,16.254088050314465,16.254088050314465,15.853459119496852,15.853459119496852,15.452830188679243,15.452830188679243,15.071278825995806,15.071278825995806,14.689727463312368,14.689727463312368,null,0.93501048218029348,0.91404612159329135,0.89308176100628933,0.87106918238993702,0.84905660377358483,0.82809224318658281,0.80712788259958068,1,1,1,1,1,1,1,0.72656250000000033,0.67968750000000022,0.63281250000000011,0.58984375,0.546875,0.50390625,0.46093749999999989,17.017190775681339,{"$f":"Z15*E15+($A$4-80)*AG15*$A$12/1000","v":16.6356394129979},{"$f":"AA15*G15+($A$4-80)*AH15*$A$12/1000","v":16.254088050314465},15.853459119496852,15.452830188679243,15.071278825995806,14.689727463312368]
[1800,71,21.132603773584904,11.052779874213835,20.626666666666665,10.879897861891513,20.120729559748426,10.702515723270439,19.634251572327045,10.529508465162932,19.147773584905661,10.352251572327043,18.661295597484276,10.199451784598448,18.174817610062892,10.040905660377357,null,1.1611320754716981,1.1333333333333333,1.1055345911949686,1.0788050314465409,1.0520754716981133,1.0253459119496855,0.99861635220125777,0.52302025782688766,0.52746757572195446,0.53191489361702127,0.5362826500605431,0.54065040650406504,0.5465564666353302,0.55246252676659524,0.89062499999999989,0.89062499999999989,0.89062499999999989,0.88671875,0.8828125,0.88671875,0.890625,{"$f":"Y16*C16+($A$4-80)*AF16*$A$16/1000","v":11.052779874213835},{"$f":"Z16*E16+($A$4-80)*AG16*$A$16/1000","v":10.879897861891513},{"$f":"AA16*G16+($A$4-80)*AH16*$A$16/1000","v":10.702515723270439},{"$f":"AB16*I16+($A$4-80)*AI16*$A$16/1000","v":10.529508465162932},{"$f":"AC16*K16+($A$4-80)*AJ16*$A$16/1000","v":10.352251572327043},{"$f":"AD16*M16+($A$4-80)*AK16*$A$16/1000","v":10.199451784598448},{"$f":"AE16*O16+($A$4-80)*AL16*$A$16/1000","v":10.040905660377357}]
[null,67,19.459119496855344,13.310037735849056,19.011559748427672,13.138063912187015,18.564,12.959773584905658,18.116440251572325,12.808071787034434,17.668880503144653,12.648427672955973,17.221320754716981,12.477171380642543,16.773761006289305,12.298163522012578,null,1.0691823899371069,1.0445911949685533,1.02,0.99540880503144646,0.97081761006289302,0.94622641509433969,0.92163522012578614,0.68400000000000005,0.6910566037735848,0.69811320754716966,0.70698611919208698,0.71585903083700442,0.72451884256467391,0.73317865429234341,0.88281250000000033,0.8828125,0.88281249999999978,0.88671874999999978,0.89062499999999989,0.88671875,0.8828125,{"$f":"Y17*C17+($A$4-80)*AF17*$A$16/1000","v":13.310037735849056},{"$f":"Z17*E17+($A$4-80)*AG17*$A$16/1000","v":13.138063912187015},{"$f":"AA17*G17+($A$4-80)*AH17*$A$16/1000","v":12.959773584905658},{"$f":"AB17*I17+($A$4-80)*AI17*$A$16/1000","v":12.808071787034434},{"$f":"AC17*K17+($A$4-80)*AJ17*$A$16/1000","v":12.648427672955973},{"$f":"AD17*M17+($A$4-80)*AK17*$A$16/1000","v":12.477171380642543},{"$f":"AE17*O17+($A$4-80)*AL17*$A$16/1000","v":12.298163522012578}]
[null,63,18.213735849056601,15.684050314465406,17.785635220125787,15.513690910429846,17.35753459119497,15.333786163522012,16.948893081761007,15.163246050145247,16.540251572327044,14.983522012578616,16.112150943396223,14.834185270846012,15.684050314465404,14.67217610062893,null,1.0007547169811319,0.97723270440251575,0.95371069182389945,0.93125786163522017,0.9088050314465409,0.88528301886792438,0.86176100628930796,0.86111111111111105,0.87225959142999487,0.88340807174887881,0.8946452123450277,0.90588235294117647,0.92068311195445929,0.9354838709677421,0.88281249999999978,0.88281249999999978,0.88281249999999978,0.88281249999999989,0.8828125,0.88671875,0.89062500000000011,15.684050314465406,{"$f":"Z18*E18+($A$4-80)*AG18*$A$16/1000","v":15.513690910429846},{"$f":"AA18*G18+($A$4-80)*AH18*$A$16/1000","v":15.333786163522012},15.163246050145247,14.983522012578616,14.834185270846012,14.67217610062893]
[null,59,17.35753459119497,17.35753459119497,16.968352201257861,16.968352201257861,16.579169811320757,16.579169811320757,16.17052830188679,16.17052830188679,15.761886792452831,15.761886792452831,15.372704402515723,15.372704402515723,14.983522012578616,14.983522012578616,null,0.95371069182389945,0.93232704402515731,0.91094339622641518,0.8884905660377358,0.86603773584905663,0.8446540880503145,0.82327044025157237,1,1,1,1,1,1,1,0.72656250000000033,0.67968750000000022,0.63281250000000011,0.58984375,0.546875,0.50390625,0.46093749999999989,17.35753459119497,{"$f":"Z19*E19+($A$4-80)*AG19*$A$16/1000","v":16.968352201257861},{"$f":"AA19*G19+($A$4-80)*AH19*$A$16/1000","v":16.579169811320757},16.17052830188679,15.761886792452831,15.372704402515723,14.983522012578616]

{"sheet":"4TTB30_60","index":60,"n_rows":19,"n_cols":45,"rows_kept":19,"cut":false,"hidden":true,"merged":[[130,0,133,0],[120,12,121,12],[120,13,121,13],[120,14,121,14],[120,15,121,15],[122,0,125,0],[126,0,129,0],[119,12,119,13],[119,14,119,15],[120,4,121,4],[120,5,121,5],[120,6,121,6],[120,7,121,7],[120,8,121,8],[120,9,121,9],[120,10,121,10],[120,11,121,11],[119,0,121,0],[119,1,121,1],[119,4,119,5],[119,6,119,7],[119,8,119,9],[119,10,119,11],[111,0,114,0],[117,0,118,1],[117,4,117,15],[118,4,118,5],[118,6,118,7],[118,8,118,9],[118,10,118,11],[118,12,118,13],[118,14,118,15],[101,12,102,12],[101,13,102,13],[101,14,102,14],[101,15,102,15],[103,0,106,0],[107,0,110,0],[100,12,100,13],[100,14,100,15],[101,4,102,4],[101,5,102,5],[101,6,102,6],[101,7,102,7],[101,8,102,8],[101,9,102,9],[101,10,102,10],[101,11,102,11],[100,0,102,0],[100,1,102,1],[100,4,100,5],[100,6,100,7],[100,8,100,9],[100,10,100,11],[92,0,95,0],[98,0,99,1],[98,4,98,15],[99,4,99,5],[99,6,99,7],[99,8,99,9],[99,10,99,11],[99,12,99,13],[99,14,99,15],[82,12,83,12],[82,13,83,13],[82,14,83,14],[82,15,83,15],[84,0,87,0],[88,0,91,0],[81,12,81,13],[81,14,81,15],[82,4,83,4],[82,5,83,5],[82,6,83,6],[82,7,83,7],[82,8,83,8],[82,9,83,9],[82,10,83,10],[82,11,83,11],[81,0,83,0],[81,1,83,1],[81,4,81,5],[81,6,81,7],[81,8,81,9],[81,10,81,11],[73,0,76,0],[79,0,80,1],[79,4,79,15],[80,4,80,5],[80,6,80,7],[80,8,80,9],[80,10,80,11],[80,12,80,13],[80,14,80,15],[63,12,64,12],[63,13,64,13],[63,14,64,14],[63,15,64,15],[65,0,68,0],[69,0,72,0],[62,12,62,13],[62,14,62,15],[63,4,64,4],[63,5,64,5],[63,6,64,6],[63,7,64,7],[63,8,64,8],[63,9,64,9],[63,10,64,10],[63,11,64,11],[62,0,64,0],[62,1,64,1],[62,4,62,5],[62,6,62,7],[62,8,62,9],[62,10,62,11],[54,0,57,0],[60,0,61,1],[60,4,60,15],[61,4,61,5],[61,6,61,7],[61,8,61,9],[61,10,61,11],[61,12,61,13],[61,14,61,15],[44,12,45,12],[44,13,45,13],[44,14,45,14],[44,15,45,15],[46,0,49,0],[50,0,53,0],[43,12,43,13],[43,14,43,15],[44,4,45,4],[44,5,45,5],[44,6,45,6],[44,7,45,7],[44,8,45,8],[44,9,45,9],[44,10,45,10],[44,11,45,11],[43,0,45,0],[43,1,45,1],[43,4,43,5],[43,6,43,7],[43,8,43,9],[43,10,43,11],[35,0,38,0],[41,0,42,1],[41,4,41,15],[42,4,42,5],[42,6,42,7],[42,8,42,9],[42,10,42,11],[42,12,42,13],[42,14,42,15],[25,12,26,12],[25,13,26,13],[25,14,26,14],[25,15,26,15],[27,0,30,0],[31,0,34,0],[24,12,24,13],[24,14,24,15],[25,4,26,4],[25,5,26,5],[25,6,26,6],[25,7,26,7],[25,8,26,8],[25,9,26,9],[25,10,26,10],[25,11,26,11],[24,0,26,0],[24,1,26,1],[24,4,24,5],[24,6,24,7],[24,8,24,9],[24,10,24,11],[7,0,10,0],[11,0,14,0],[15,0,18,0],[22,4,22,15],[23,4,23,5],[23,6,23,7],[23,8,23,9],[23,10,23,11],[23,12,23,13],[23,14,23,15],[5,10,6,10],[5,11,6,11],[5,12,6,12],[5,13,6,13],[5,14,6,14],[5,15,6,15],[4,10,4,11],[4,12,4,13],[4,14,4,15],[5,2,6,2],[5,3,6,3],[5,4,6,4],[5,5,6,5],[5,6,6,6],[5,7,6,7],[5,8,6,8],[4,0,6,0],[4,1,6,1],[4,2,4,3],[4,4,4,5],[4,6,4,7],[4,8,4,9],[5,9,6,9],[2,0,2,1],[2,2,2,15],[3,2,3,3],[3,4,3,5],[3,6,3,7],[3,8,3,9],[3,10,3,11],[3,12,3,13],[3,14,3,15]]}
[]
["4TTB30_60",18.2]
["Evaporator Air \n",null,"Condenser  Entering Air Temperature ˚F"]
[80,"°F DB",85,null,90,null,95,null,100,null,105,null,110,null,115]
["CFM","EWB†\n˚F","Capacity Mbtuh",null,"Capacity Mbtuh",null,"Capacity Mbtuh",null,"Capacity Mbtuh",null,"Capacity Mbtuh",null,"Capacity Mbtuh",null,"Capacity Mbtuh"]
[null,null,"Total","Sens.","Total","Sens.","Total","Sens.","Total","Sens.","Total","Sens.","Total","Sens.","Total","Sens."]
[null,null,null,null,null,null,null,null,null,null,null,null,null,null,null,null,null,"Total Factors",null,null,null,null,null,null,"Sens. %",null,null,null,null,null,null,"IDB Adj",null,null,null,null,null,null,"Sens Calc"]
[1625,71,{"$f":"R8*$B$2","v":19.875364238410594},{"$f":"IF(AM8>C8,C8,AM8)","v":10.493023178807945},{"$f":"S8*$B$2","v":19.510008278145698},{"$f":"IF(AN8>E8,E8,AN8)","v":10.377559129313411},{"$f":"T8*$B$2","v":19.144652317880794},{"$f":"IF(AO8>G8,G8,AO8)","v":10.259195364238412},{"$f":"U8*$B$2","v":18.779296357615891},{"$f":"IF(AP8>I8,I8,AP8)","v":10.128942179364035},{"$f":"V8*$B$2","v":18.413940397350995},{"$f":"IF(AQ8>K8,K8,AQ8)","v":9.9961390728476847},{"$f":"W8*$B$2","v":18.048584437086092},{"$f":"IF(AR8>M8,M8,AR8)","v":9.8809074421213943},{"$f":"X8*$B$2","v":17.683228476821192},{"$f":"IF(AS8>O8,O8,AS8)","v":9.7623112582781459},null,1.0920529801324503,1.0719784768211922,1.0519039735099338,1.0318294701986754,1.0117549668874173,0.99168046357615891,0.97160596026490065,0.52794117647058825,0.53190951953300414,0.53587786259541992,0.53936750272628142,0.54285714285714293,0.54746162927981112,0.55206611570247932,0.89999999999999991,0.90312499999999996,0.90625,0.90625000000000011,0.90625000000000022,0.90625000000000011,0.90625,{"$f":"Y8*C8+($A$4-80)*AF8*$A$8/1000","v":10.493023178807945},{"$f":"Z8*E8+($A$4-80)*AG8*$A$8/1000","v":10.377559129313411},{"$f":"AA8*G8+($A$4-80)*AH8*$A$8/1000","v":10.259195364238412},{"$f":"AB8*I8+($A$4-80)*AI8*$A$8/1000","v":10.128942179364035},{"$f":"AC8*K8+($A$4-80)*AJ8*$A$8/1000","v":9.9961390728476847},{"$f":"AD8*M8+($A$4-80)*AK8*$A$8/1000","v":9.8809074421213943},{"$f":"AE8*O8+($A$4-80)*AL8*$A$8/1000","v":9.7623112582781459}]
[null,67,{"$f":"R9*$B$2","v":18.326254966887419},12.685158940397351,17.990127483443707,{"$f":"IF(AN9>E9,E9,AN9)","v":12.555556364204955},17.654,{"$f":"IF(AO9>G9,G9,AO9)","v":12.422102649006622},17.317872516556292,{"$f":"IF(AP9>I9,I9,AP9)","v":12.307556032289988},16.981745033112581,{"$f":"IF(AQ9>K9,K9,AQ9)","v":12.188274834437086},16.645617549668874,{"$f":"IF(AR9>M9,M9,AR9)","v":12.059007942794464},16.309490066225166,{"$f":"IF(AS9>O9,O9,AS9)","v":11.925218543046359},null,1.0069370860927154,0.98846854304635756,0.97,0.95153145695364238,0.9330629139072848,0.91459437086092721,0.89612582781456951,0.69218500797448157,0.69791369604022091,0.70364238410596025,0.7106852195917065,0.71772805507745274,0.72445542538818875,0.73118279569892475,0.90625,0.90312499999999996,0.89999999999999991,0.90312500000000007,0.90625000000000022,0.90625,0.90624999999999978,{"$f":"Y9*C9+($A$4-80)*AF9*$A$8/1000","v":12.685158940397351},{"$f":"Z9*E9+($A$4-80)*AG9*$A$8/1000","v":12.555556364204955},{"$f":"AA9*G9+($A$4-80)*AH9*$A$8/1000","v":12.422102649006622},{"$f":"AB9*I9+($A$4-80)*AI9*$A$8/1000","v":12.307556032289988},{"$f":"AC9*K9+($A$4-80)*AJ9*$A$8/1000","v":12.188274834437086},{"$f":"AD9*M9+($A$4-80)*AK9*$A$8/1000","v":12.059007942794464},{"$f":"AE9*O9+($A$4-80)*AL9*$A$8/1000","v":11.925218543046359}]
[null,63,17.157115894039734,14.935751655629138,16.835602649006621,14.807111899114025,16.514089403973511,14.672695364238413,16.207190397350995,14.558787940910374,15.900291390728476,14.438867549668874,15.578778145695363,14.310720202336947,15.257264900662252,14.175811258278145,null,0.94269867549668873,0.92503311258278142,0.90736754966887423,0.89050496688741732,0.87364238410596029,0.85597682119205298,0.83831125827814568,0.87052810902896083,0.87951184212509992,0.88849557522123901,0.89829190525767832,0.90808823529411764,0.91860350462023888,0.92911877394636011,0.89999999999999991,0.90000000000000013,0.90000000000000036,0.90312500000000018,0.90625,0.90625,0.90625,14.935751655629138,{"$f":"Z10*E10+($A$4-80)*AG10*$A$8/1000","v":14.807111899114025},{"$f":"AA10*G10+($A$4-80)*AH10*$A$8/1000","v":14.672695364238413},14.558787940910374,14.438867549668874,14.310720202336947,14.175811258278145]
[null,59,16.36794701986755,16.36794701986755,16.061048013245031,16.061048013245031,15.754149006622516,15.754149006622516,15.461864238410595,15.461864238410595,15.169579470198673,15.169579470198673,14.862680463576158,14.862680463576158,14.555781456953643,14.555781456953643,null,0.89933774834437086,0.88247516556291383,0.86561258278145692,0.84955298013245029,0.83349337748344365,0.81663079470198674,0.79976821192052983,1,1,1,1,1,1,1,0.70000000000000018,0.66250000000000009,0.625,0.59062499999999996,0.55624999999999991,0.51874999999999982,0.48124999999999973,16.36794701986755,{"$f":"Z11*E11+($A$4-80)*AG11*$A$8/1000","v":16.061048013245031},{"$f":"AA11*G11+($A$4-80)*AH11*$A$8/1000","v":15.754149006622516},{"$f":"AB11*I11+($A$4-80)*AI11*$A$8/1000","v":15.461864238410595},15.169579470198673,14.862680463576158,14.555781456953643]
[2000,71,20.490066225165563,10.817549668874173,20.11341059602649,10.698514566302485,19.736754966887418,10.576490066225167,19.360099337748341,10.442208432334057,18.983443708609272,10.305298013245034,18.606788079470199,10.186502517650924,18.230132450331123,10.064238410596024,null,1.1258278145695364,1.1051324503311259,1.0844370860927153,1.0637417218543046,1.0430463576158941,1.0223509933774835,1.0016556291390728,0.52794117647058825,0.53190951953300414,0.53587786259541992,0.53936750272628142,0.54285714285714293,0.54746162927981112,0.55206611570247932,0.89999999999999991,0.90312499999999996,0.90625,0.90625000000000011,0.90625000000000022,0.90625000000000011,0.90625,{"$f":"Y12*C12+($A$4-80)*AF12*$A$12/1000","v":10.817549668874173},{"$f":"Z12*E12+($A$4-80)*AG12*$A$12/1000","v":10.698514566302485},{"$f":"AA12*G12+($A$4-80)*AH12*$A$12/1000","v":10.576490066225167},{"$f":"AB12*I12+($A$4-80)*AI12*$A$12/1000","v":10.442208432334057},{"$f":"AC12*K12+($A$4-80)*AJ12*$A$12/1000","v":10.305298013245034},{"$f":"AD12*M12+($A$4-80)*AK12*$A$12/1000","v":10.186502517650924},{"$f":"AE12*O12+($A$4-80)*AL12*$A$12/1000","v":10.064238410596024}]
[null,67,18.893046357615894,13.077483443708608,18.546523178807945,12.94387254041748,18.2,12.806291390728475,17.853476821192054,12.688202095144316,17.506953642384108,12.565231788079473,17.160430463576159,12.431966951334498,16.813907284768209,12.294039735099336,null,1.0380794701986755,1.0190397350993377,1,0.98096026490066224,0.96192052980132459,0.94288079470198682,0.92384105960264895,0.69218500797448157,0.69791369604022091,0.70364238410596025,0.7106852195917065,0.71772805507745274,0.72445542538818875,0.73118279569892475,0.90625,0.90312499999999996,0.89999999999999991,0.90312500000000007,0.90625000000000022,0.90625,0.90624999999999978,{"$f":"Y13*C13+($A$4-80)*AF13*$A$12/1000","v":13.077483443708608},{"$f":"Z13*E13+($A$4-80)*AG13*$A$12/1000","v":12.94387254041748},{"$f":"AA13*G13+($A$4-80)*AH13*$A$12/1000","v":12.806291390728475},{"$f":"AB13*I13+($A$4-80)*AI13*$A$12/1000","v":12.688202095144316},{"$f":"AC13*K13+($A$4-80)*AJ13*$A$12/1000","v":12.565231788079473},{"$f":"AD13*M13+($A$4-80)*AK13*$A$12/1000","v":12.431966951334498},{"$f":"AE13*O13+($A$4-80)*AL13*$A$12/1000","v":12.294039735099336}]
[null,63,17.68774834437086,15.397682119205298,17.356291390728479,15.265063813519617,17.024834437086092,15.126490066225166,16.708443708609273,15.009059732897294,16.392052980132451,14.88543046357616,16.060596026490067,14.753319796223659,15.729139072847683,14.614238410596027,null,0.97185430463576161,0.95364238410596036,0.935430463576159,0.91804635761589415,0.90066225165562919,0.88245033112582782,0.86423841059602657,0.87052810902896083,0.87951184212509992,0.88849557522123901,0.89829190525767832,0.90808823529411764,0.91860350462023888,0.92911877394636011,0.89999999999999991,0.90000000000000013,0.90000000000000036,0.90312500000000018,0.90625,0.90625,0.90625,15.397682119205298,{"$f":"Z14*E14+($A$4-80)*AG14*$A$12/1000","v":15.265063813519617},{"$f":"AA14*G14+($A$4-80)*AH14*$A$12/1000","v":15.126490066225166},15.009059732897294,14.88543046357616,14.753319796223659,14.614238410596027]
[null,59,16.874172185430464,16.874172185430464,16.557781456953645,16.557781456953645,16.241390728476819,16.241390728476819,15.940066225165562,15.940066225165562,15.638741721854304,15.638741721854304,15.322350993377482,15.322350993377482,15.005960264900661,15.005960264900661,null,0.92715231788079477,0.90976821192052992,0.89238410596026485,0.8758278145695364,0.85927152317880795,0.84188741721854299,0.82450331125827814,1,1,1,1,1,1,1,0.70000000000000018,0.66250000000000009,0.625,0.59062499999999996,0.55624999999999991,0.51874999999999982,0.48124999999999973,16.874172185430464,{"$f":"Z15*E15+($A$4-80)*AG15*$A$12/1000","v":16.557781456953645},{"$f":"AA15*G15+($A$4-80)*AH15*$A$12/1000","v":16.241390728476819},15.940066225165562,15.638741721854304,15.322350993377482,15.005960264900661]
[2375,71,21.104768211920533,11.1420761589404,20.716812913907283,11.019470003291559,20.328857615894041,10.893784768211923,19.940902317880798,10.755474685304083,19.552947019867549,10.614456953642385,19.164991721854307,10.492097593180452,18.777036423841061,10.366165562913908,null,1.1596026490066227,1.1382864238410595,1.1169701986754967,1.095653973509934,1.0743377483443708,1.053021523178808,1.0317052980132451,0.52794117647058825,0.53190951953300414,0.53587786259541992,0.53936750272628142,0.54285714285714293,0.54746162927981112,0.55206611570247932,0.89999999999999991,0.90312499999999996,0.90625,0.90625000000000011,0.90625000000000022,0.90625000000000011,0.90625,{"$f":"Y16*C16+($A$4-80)*AF16*$A$16/1000","v":11.1420761589404},{"$f":"Z16*E16+($A$4-80)*AG16*$A$16/1000","v":11.019470003291559},{"$f":"AA16*G16+($A$4-80)*AH16*$A$16/1000","v":10.893784768211923},{"$f":"AB16*I16+($A$4-80)*AI16*$A$16/1000","v":10.755474685304083},{"$f":"AC16*K16+($A$4-80)*AJ16*$A$16/1000","v":10.614456953642385},{"$f":"AD16*M16+($A$4-80)*AK16*$A$16/1000","v":10.492097593180452},{"$f":"AE16*O16+($A$4-80)*AL16*$A$16/1000","v":10.366165562913908}]
[null,67,19.459837748344373,13.469807947019868,19.102918874172186,13.332188716630005,18.745999999999999,13.190480132450331,18.389081125827815,13.068848157998646,18.032162251655627,12.942188741721855,17.675243377483444,12.804925959874534,17.318324503311256,12.662860927152316,null,1.0692218543046359,1.049610927152318,1.03,1.0103890728476821,0.99077814569536427,0.97116721854304644,0.95155629139072839,0.69218500797448157,0.69791369604022091,0.70364238410596025,0.7106852195917065,0.71772805507745274,0.72445542538818875,0.73118279569892475,0.90625,0.90312499999999996,0.89999999999999991,0.90312500000000007,0.90625000000000022,0.90625,0.90624999999999978,{"$f":"Y17*C17+($A$4-80)*AF17*$A$16/1000","v":13.469807947019868},{"$f":"Z17*E17+($A$4-80)*AG17*$A$16/1000","v":13.332188716630005},{"$f":"AA17*G17+($A$4-80)*AH17*$A$16/1000","v":13.190480132450331},{"$f":"AB17*I17+($A$4-80)*AI17*$A$16/1000","v":13.068848157998646},{"$f":"AC17*K17+($A$4-80)*AJ17*$A$16/1000","v":12.942188741721855},{"$f":"AD17*M17+($A$4-80)*AK17*$A$16/1000","v":12.804925959874534},{"$f":"AE17*O17+($A$4-80)*AL17*$A$16/1000","v":12.662860927152316}]
[null,63,18.218380794701989,15.859612582781459,17.876980132450331,15.723015727925203,17.535579470198677,15.580284768211923,17.209697019867548,15.459331524884208,16.883814569536423,15.331993377483442,16.542413907284768,15.195919390110367,16.201013245033113,15.052665562913907,null,1.0010099337748346,0.98225165562913919,0.96349337748344377,0.94558774834437087,0.92768211920529797,0.90892384105960267,0.89016556291390736,0.87052810902896083,0.87951184212509992,0.88849557522123901,0.89829190525767832,0.90808823529411764,0.91860350462023888,0.92911877394636011,0.89999999999999991,0.90000000000000013,0.90000000000000036,0.90312500000000018,0.90625,0.90625,0.90625,15.859612582781459,{"$f":"Z18*E18+($A$4-80)*AG18*$A$16/1000","v":15.723015727925203},{"$f":"AA18*G18+($A$4-80)*AH18*$A$16/1000","v":15.580284768211923},15.459331524884208,15.331993377483442,15.195919390110367,15.052665562913907]
[null,59,17.380397350993377,17.380397350993377,17.054514900662252,17.054514900662252,16.728632450331126,16.728632450331126,16.41826821192053,16.41826821192053,16.107903973509934,16.107903973509934,15.782021523178807,15.782021523178807,15.45613907284768,15.45613907284768,null,0.95496688741721858,0.93706125827814579,0.91915562913907289,0.90210264900662251,0.88504966887417225,0.86714403973509935,0.84923841059602645,1,1,1,1,1,1,1,0.70000000000000018,0.66250000000000009,0.625,0.59062499999999996,0.55624999999999991,0.51874999999999982,0.48124999999999973,17.380397350993377,{"$f":"Z19*E19+($A$4-80)*AG19*$A$16/1000","v":17.054514900662252},{"$f":"AA19*G19+($A$4-80)*AH19*$A$16/1000","v":16.728632450331126},16.41826821192053,16.107903973509934,15.782021523178807,15.45613907284768]

{"sheet":"4TTB60_18","index":61,"n_rows":19,"n_cols":45,"rows_kept":19,"cut":false,"hidden":true,"merged":[[130,0,133,0],[120,12,121,12],[120,13,121,13],[120,14,121,14],[120,15,121,15],[122,0,125,0],[126,0,129,0],[119,12,119,13],[119,14,119,15],[120,4,121,4],[120,5,121,5],[120,6,121,6],[120,7,121,7],[120,8,121,8],[120,9,121,9],[120,10,121,10],[120,11,121,11],[119,0,121,0],[119,1,121,1],[119,4,119,5],[119,6,119,7],[119,8,119,9],[119,10,119,11],[111,0,114,0],[117,0,118,1],[117,4,117,15],[118,4,118,5],[118,6,118,7],[118,8,118,9],[118,10,118,11],[118,12,118,13],[118,14,118,15],[101,12,102,12],[101,13,102,13],[101,14,102,14],[101,15,102,15],[103,0,106,0],[107,0,110,0],[100,12,100,13],[100,14,100,15],[101,4,102,4],[101,5,102,5],[101,6,102,6],[101,7,102,7],[101,8,102,8],[101,9,102,9],[101,10,102,10],[101,11,102,11],[100,0,102,0],[100,1,102,1],[100,4,100,5],[100,6,100,7],[100,8,100,9],[100,10,100,11],[92,0,95,0],[98,0,99,1],[98,4,98,15],[99,4,99,5],[99,6,99,7],[99,8,99,9],[99,10,99,11],[99,12,99,13],[99,14,99,15],[82,12,83,12],[82,13,83,13],[82,14,83,14],[82,15,83,15],[84,0,87,0],[88,0,91,0],[81,12,81,13],[81,14,81,15],[82,4,83,4],[82,5,83,5],[82,6,83,6],[82,7,83,7],[82,8,83,8],[82,9,83,9],[82,10,83,10],[82,11,83,11],[81,0,83,0],[81,1,83,1],[81,4,81,5],[81,6,81,7],[81,8,81,9],[81,10,81,11],[73,0,76,0],[79,0,80,1],[79,4,79,15],[80,4,80,5],[80,6,80,7],[80,8,80,9],[80,10,80,11],[80,12,80,13],[80,14,80,15],[63,12,64,12],[63,13,64,13],[63,14,64,14],[63,15,64,15],[65,0,68,0],[69,0,72,0],[62,12,62,13],[62,14,62,15],[63,4,64,4],[63,5,64,5],[63,6,64,6],[63,7,64,7],[63,8,64,8],[63,9,64,9],[63,10,64,10],[63,11,64,11],[62,0,64,0],[62,1,64,1],[62,4,62,5],[62,6,62,7],[62,8,62,9],[62,10,62,11],[54,0,57,0],[60,0,61,1],[60,4,60,15],[61,4,61,5],[61,6,61,7],[61,8,61,9],[61,10,61,11],[61,12,61,13],[61,14,61,15],[44,12,45,12],[44,13,45,13],[44,14,45,14],[44,15,45,15],[46,0,49,0],[50,0,53,0],[43,12,43,13],[43,14,43,15],[44,4,45,4],[44,5,45,5],[44,6,45,6],[44,7,45,7],[44,8,45,8],[44,9,45,9],[44,10,45,10],[44,11,45,11],[43,0,45,0],[43,1,45,1],[43,4,43,5],[43,6,43,7],[43,8,43,9],[43,10,43,11],[35,0,38,0],[41,0,42,1],[41,4,41,15],[42,4,42,5],[42,6,42,7],[42,8,42,9],[42,10,42,11],[42,12,42,13],[42,14,42,15],[25,12,26,12],[25,13,26,13],[25,14,26,14],[25,15,26,15],[27,0,30,0],[31,0,34,0],[24,12,24,13],[24,14,24,15],[25,4,26,4],[25,5,26,5],[25,6,26,6],[25,7,26,7],[25,8,26,8],[25,9,26,9],[25,10,26,10],[25,11,26,11],[24,0,26,0],[24,1,26,1],[24,4,24,5],[24,6,24,7],[24,8,24,9],[24,10,24,11],[7,0,10,0],[11,0,14,0],[15,0,18,0],[22,4,22,15],[23,4,23,5],[23,6,23,7],[23,8,23,9],[23,10,23,11],[23,12,23,13],[23,14,23,15],[5,10,6,10],[5,11,6,11],[5,12,6,12],[5,13,6,13],[5,14,6,14],[5,15,6,15],[4,10,4,11],[4,12,4,13],[4,14,4,15],[5,2,6,2],[5,3,6,3],[5,4,6,4],[5,5,6,5],[5,6,6,6],[5,7,6,7],[5,8,6,8],[4,0,6,0],[4,1,6,1],[4,2,4,3],[4,4,4,5],[4,6,4,7],[4,8,4,9],[5,9,6,9],[2,0,2,1],[2,2,2,15],[3,2,3,3],[3,4,3,5],[3,6,3,7],[3,8,3,9],[3,10,3,11],[3,12,3,13],[3,14,3,15]]}
[]
["4TTB60_18",18.2]
["Evaporator Air \n",null,"Condenser  Entering Air Temperature ˚F"]
[80,"°F DB",85,null,90,null,95,null,100,null,105,null,110,null,115]
["CFM","EWB†\n˚F","Capacity Mbtuh",null,"Capacity Mbtuh",null,"Capacity Mbtuh",null,"Capacity Mbtuh",null,"Capacity Mbtuh",null,"Capacity Mbtuh",null,"Capacity Mbtuh"]
[null,null,"Total","Sens.","Total","Sens.","Total","Sens.","Total","Sens.","Total","Sens.","Total","Sens.","Total","Sens."]
[null,null,null,null,null,null,null,null,null,null,null,null,null,null,null,null,null,"Total Factors",null,null,null,null,null,null,"Sens. %",null,null,null,null,null,null,"IDB Adj",null,null,null,null,null,null,"Sens Calc"]
[500,71,{"$f":"R8*$B$2","v":20.728573033707864},{"$f":"IF(AM8>C8,C8,AM8)","v":11.703213483146069},{"$f":"S8*$B$2","v":19.935134831460672},{"$f":"IF(AN8>E8,E8,AN8)","v":11.41190962127224},{"$f":"T8*$B$2","v":19.141696629213481},{"$f":"IF(AO8>G8,G8,AO8)","v":11.108134831460672},{"$f":"U8*$B$2","v":18.348258426966289},{"$f":"IF(AP8>I8,I8,AP8)","v":10.869789523600897},{"$f":"V8*$B$2","v":17.554820224719101},{"$f":"IF(AQ8>K8,K8,AQ8)","v":10.61223595505618},{"$f":"W8*$B$2","v":16.810971910112357},{"$f":"IF(AR8>M8,M8,AR8)","v":10.373625478744788},{"$f":"X8*$B$2","v":16.067123595505613},{"$f":"IF(AS8>O8,O8,AS8)","v":10.116337078651682},null,1.1389325842696629,1.0953370786516854,1.0517415730337079,1.0081460674157303,0.96455056179775278,0.92367977528089873,0.88280898876404479,0.56459330143540676,0.57245209113221107,0.5803108808290155,0.59241532742015746,0.60451977401129942,0.61707470182046453,0.62962962962962965,1.0625,1.0625,1.0624999999999998,1.0624999999999998,1.0624999999999998,1.0624999999999998,1.0624999999999998,{"$f":"Y8*C8+($A$4-80)*AF8*$A$8/1000","v":11.703213483146069},{"$f":"Z8*E8+($A$4-80)*AG8*$A$8/1000","v":11.41190962127224},{"$f":"AA8*G8+($A$4-80)*AH8*$A$8/1000","v":11.108134831460672},{"$f":"AB8*I8+($A$4-80)*AI8*$A$8/1000","v":10.869789523600897},{"$f":"AC8*K8+($A$4-80)*AJ8*$A$8/1000","v":10.61223595505618},{"$f":"AD8*M8+($A$4-80)*AK8*$A$8/1000","v":10.373625478744788},{"$f":"AE8*O8+($A$4-80)*AL8*$A$8/1000","v":10.116337078651682}]
[null,67,{"$f":"R9*$B$2","v":19.141696629213481},14.281887640449437,18.397848314606744,{"$f":"IF(AN9>E9,E9,AN9)","v":13.995196192746638},17.654,{"$f":"IF(AO9>G9,G9,AO9)","v":13.686808988764046},16.959741573033707,{"$f":"IF(AP9>I9,I9,AP9)","v":13.451250227474974},16.265483146067414,{"$f":"IF(AQ9>K9,K9,AQ9)","v":13.190910112359552},15.52163483146067,{"$f":"IF(AR9>M9,M9,AR9)","v":12.908758547321963},14.777786516853931,{"$f":"IF(AS9>O9,O9,AS9)","v":12.595831460674153},null,1.0517415730337079,1.010870786516854,0.97000000000000008,0.93185393258426963,0.89370786516853917,0.85283707865168523,0.8119662921348314,0.74611398963730569,0.76069744425685504,0.7752808988764045,0.79312825431625111,0.81097560975609773,0.83166230152234411,0.85234899328859048,1.0624999999999998,1.0625,1.0625000000000002,1.0625000000000002,1.0625000000000002,1.0520833333333335,1.0416666666666665,{"$f":"Y9*C9+($A$4-80)*AF9*$A$8/1000","v":14.281887640449437},{"$f":"Z9*E9+($A$4-80)*AG9*$A$8/1000","v":13.995196192746638},{"$f":"AA9*G9+($A$4-80)*AH9*$A$8/1000","v":13.686808988764046},{"$f":"AB9*I9+($A$4-80)*AI9*$A$8/1000","v":13.451250227474974},{"$f":"AC9*K9+($A$4-80)*AJ9*$A$8/1000","v":13.190910112359552},{"$f":"AD9*M9+($A$4-80)*AK9*$A$8/1000","v":12.908758547321963},{"$f":"AE9*O9+($A$4-80)*AL9*$A$8/1000","v":12.595831460674153}]
[null,63,17.852359550561797,16.860561797752808,17.207691011235955,16.626659528321632,16.563022471910109,16.364662921348312,15.868764044943818,15.77374150575254,15.174505617977529,15.174505617977529,14.480247191011236,14.480247191011236,13.785988764044944,13.785988764044944,null,0.98089887640449436,0.94547752808988761,0.91005617977528075,0.87191011235955052,0.83376404494382028,0.79561797752808994,0.75747191011235959,0.94444444444444442,0.96623419827012635,0.9880239520958084,0.99401197604790426,1,1,1,1.0416666666666667,1.0520833333333333,1.0624999999999998,0.98958333333333326,0.91666666666666674,0.83333333333333326,0.74999999999999989,16.860561797752808,{"$f":"Z10*E10+($A$4-80)*AG10*$A$8/1000","v":16.626659528321632},{"$f":"AA10*G10+($A$4-80)*AH10*$A$8/1000","v":16.364662921348312},15.77374150575254,15.174505617977529,14.480247191011236,13.785988764044944]
[null,59,17.058921348314602,17.058921348314602,16.414252808988763,16.414252808988763,15.76958426966292,15.76958426966292,15.124915730337078,15.124915730337078,14.480247191011234,14.480247191011234,13.835578651685392,13.835578651685392,13.190910112359548,13.190910112359548,null,0.93730337078651671,0.90188202247191007,0.86646067415730332,0.83103932584269657,0.79561797752808983,0.76019662921348308,0.72477528089887633,1,1,1,1,1,1,1,0.49999999999999967,0.42708333333333326,0.35416666666666691,0.28125000000000011,0.20833333333333334,0.12500000000000011,4.1666666666666886E-2,17.058921348314602,{"$f":"Z11*E11+($A$4-80)*AG11*$A$8/1000","v":16.414252808988763},{"$f":"AA11*G11+($A$4-80)*AH11*$A$8/1000","v":15.76958426966292},{"$f":"AB11*I11+($A$4-80)*AI11*$A$8/1000","v":15.124915730337078},14.480247191011234,13.835578651685392,13.190910112359548]
[600,71,21.369662921348311,12.065168539325843,20.551685393258428,11.764855279662104,19.73370786516854,11.451685393258426,18.915730337078649,11.205968581031854,18.097752808988762,10.940449438202245,17.330898876404493,10.694459256437927,16.564044943820221,10.429213483146066,null,1.1741573033707864,1.1292134831460674,1.0842696629213484,1.0393258426966292,0.99438202247190999,0.95224719101123589,0.91011235955056169,0.56459330143540676,0.57245209113221107,0.5803108808290155,0.59241532742015746,0.60451977401129942,0.61707470182046453,0.62962962962962965,1.0625,1.0625,1.0624999999999998,1.0624999999999998,1.0624999999999998,1.0624999999999998,1.0624999999999998,{"$f":"Y12*C12+($A$4-80)*AF12*$A$12/1000","v":12.065168539325843},{"$f":"Z12*E12+($A$4-80)*AG12*$A$12/1000","v":11.764855279662104},{"$f":"AA12*G12+($A$4-80)*AH12*$A$12/1000","v":11.451685393258426},{"$f":"AB12*I12+($A$4-80)*AI12*$A$12/1000","v":11.205968581031854},{"$f":"AC12*K12+($A$4-80)*AJ12*$A$12/1000","v":10.940449438202245},{"$f":"AD12*M12+($A$4-80)*AK12*$A$12/1000","v":10.694459256437927},{"$f":"AE12*O12+($A$4-80)*AL12*$A$12/1000","v":10.429213483146066}]
[null,67,19.73370786516854,14.723595505617977,18.966853932584272,14.428037312109936,18.2,14.110112359550561,17.484269662921349,13.867268275747398,16.768539325842696,13.598876404494384,16.001685393258423,13.307998502393776,15.234831460674156,12.985393258426964,null,1.0842696629213484,1.0421348314606742,1,0.9606741573033708,0.92134831460674149,0.87921348314606729,0.83707865168539319,0.74611398963730569,0.76069744425685504,0.7752808988764045,0.79312825431625111,0.81097560975609773,0.83166230152234411,0.85234899328859048,1.0624999999999998,1.0625,1.0625000000000002,1.0625000000000002,1.0625000000000002,1.0520833333333335,1.0416666666666665,{"$f":"Y13*C13+($A$4-80)*AF13*$A$12/1000","v":14.723595505617977},{"$f":"Z13*E13+($A$4-80)*AG13*$A$12/1000","v":14.428037312109936},{"$f":"AA13*G13+($A$4-80)*AH13*$A$12/1000","v":14.110112359550561},{"$f":"AB13*I13+($A$4-80)*AI13*$A$12/1000","v":13.867268275747398},{"$f":"AC13*K13+($A$4-80)*AJ13*$A$12/1000","v":13.598876404494384},{"$f":"AD13*M13+($A$4-80)*AK13*$A$12/1000","v":13.307998502393776},{"$f":"AE13*O13+($A$4-80)*AL13*$A$12/1000","v":12.985393258426964}]
[null,63,18.40449438202247,17.382022471910112,17.739887640449439,17.140886111671787,17.075280898876404,16.870786516853933,16.35955056179775,16.261589181188185,15.6438202247191,15.6438202247191,14.928089887640448,14.928089887640448,14.212359550561798,14.212359550561798,null,1.0112359550561798,0.9747191011235955,0.9382022471910112,0.898876404494382,0.8595505617977528,0.8202247191011236,0.7808988764044944,0.94444444444444442,0.96623419827012635,0.9880239520958084,0.99401197604790426,1,1,1,1.0416666666666667,1.0520833333333333,1.0624999999999998,0.98958333333333326,0.91666666666666674,0.83333333333333326,0.74999999999999989,17.382022471910112,{"$f":"Z14*E14+($A$4-80)*AG14*$A$12/1000","v":17.140886111671787},{"$f":"AA14*G14+($A$4-80)*AH14*$A$12/1000","v":16.870786516853933},16.261589181188185,15.6438202247191,14.928089887640448,14.212359550561798]
[null,59,17.586516853932583,17.586516853932583,16.921910112359551,16.921910112359551,16.257303370786516,16.257303370786516,15.592696629213481,15.592696629213481,14.928089887640446,14.928089887640446,14.263483146067415,14.263483146067415,13.598876404494382,13.598876404494382,null,0.96629213483146059,0.9297752808988764,0.8932584269662921,0.85674157303370779,0.82022471910112349,0.7837078651685393,0.7471910112359551,1,1,1,1,1,1,1,0.49999999999999967,0.42708333333333326,0.35416666666666691,0.28125000000000011,0.20833333333333334,0.12500000000000011,4.1666666666666886E-2,17.586516853932583,{"$f":"Z15*E15+($A$4-80)*AG15*$A$12/1000","v":16.921910112359551},{"$f":"AA15*G15+($A$4-80)*AH15*$A$12/1000","v":16.257303370786516},15.592696629213481,14.928089887640446,14.263483146067415,13.598876404494382]
[700,71,22.010752808988759,12.427123595505616,21.168235955056179,12.117800938051968,20.325719101123596,11.79523595505618,19.483202247191009,11.54214763846281,18.640685393258423,11.268662921348312,17.850825842696629,11.015293034131066,17.060966292134829,10.742089887640448,null,1.2093820224719098,1.1630898876404494,1.1167977528089887,1.0705056179775281,1.0242134831460672,0.98081460674157306,0.93741573033707859,0.56459330143540676,0.57245209113221107,0.5803108808290155,0.59241532742015746,0.60451977401129942,0.61707470182046453,0.62962962962962965,1.0625,1.0625,1.0624999999999998,1.0624999999999998,1.0624999999999998,1.0624999999999998,1.0624999999999998,{"$f":"Y16*C16+($A$4-80)*AF16*$A$16/1000","v":12.427123595505616},{"$f":"Z16*E16+($A$4-80)*AG16*$A$16/1000","v":12.117800938051968},{"$f":"AA16*G16+($A$4-80)*AH16*$A$16/1000","v":11.79523595505618},{"$f":"AB16*I16+($A$4-80)*AI16*$A$16/1000","v":11.54214763846281},{"$f":"AC16*K16+($A$4-80)*AJ16*$A$16/1000","v":11.268662921348312},{"$f":"AD16*M16+($A$4-80)*AK16*$A$16/1000","v":11.015293034131066},{"$f":"AE16*O16+($A$4-80)*AL16*$A$16/1000","v":10.742089887640448}]
[null,67,20.325719101123596,15.165303370786518,19.535859550561796,14.86087843147323,18.745999999999999,14.533415730337078,18.008797752808988,14.283286324019819,17.271595505617974,14.006842696629214,16.48173595505618,13.707238457465593,15.691876404494382,13.374955056179774,null,1.1167977528089887,1.0733988764044944,1.03,0.98949438202247186,0.9489887640449437,0.90558988764044956,0.8621910112359551,0.74611398963730569,0.76069744425685504,0.7752808988764045,0.79312825431625111,0.81097560975609773,0.83166230152234411,0.85234899328859048,1.0624999999999998,1.0625,1.0625000000000002,1.0625000000000002,1.0625000000000002,1.0520833333333335,1.0416666666666665,{"$f":"Y17*C17+($A$4-80)*AF17*$A$16/1000","v":15.165303370786518},{"$f":"Z17*E17+($A$4-80)*AG17*$A$16/1000","v":14.86087843147323},{"$f":"AA17*G17+($A$4-80)*AH17*$A$16/1000","v":14.533415730337078},{"$f":"AB17*I17+($A$4-80)*AI17*$A$16/1000","v":14.283286324019819},{"$f":"AC17*K17+($A$4-80)*AJ17*$A$16/1000","v":14.006842696629214},{"$f":"AD17*M17+($A$4-80)*AK17*$A$16/1000","v":13.707238457465593},{"$f":"AE17*O17+($A$4-80)*AL17*$A$16/1000","v":13.374955056179774}]
[null,63,18.956629213483144,17.903483146067412,18.272084269662919,17.655112695021938,17.587539325842695,17.37691011235955,16.850337078651684,16.749436856623831,16.113134831460673,16.113134831460673,15.375932584269661,15.375932584269661,14.638730337078652,14.638730337078652,null,1.041573033707865,1.0039606741573033,0.96634831460674153,0.92584269662921348,0.88533707865168543,0.84483146067415726,0.80432584269662921,0.94444444444444442,0.96623419827012635,0.9880239520958084,0.99401197604790426,1,1,1,1.0416666666666667,1.0520833333333333,1.0624999999999998,0.98958333333333326,0.91666666666666674,0.83333333333333326,0.74999999999999989,17.903483146067412,{"$f":"Z18*E18+($A$4-80)*AG18*$A$16/1000","v":17.655112695021938},{"$f":"AA18*G18+($A$4-80)*AH18*$A$16/1000","v":17.37691011235955},16.749436856623831,16.113134831460673,15.375932584269661,14.638730337078652]
[null,59,18.11411235955056,18.11411235955056,17.429567415730336,17.429567415730336,16.745022471910112,16.745022471910112,16.060477528089887,16.060477528089887,15.375932584269661,15.375932584269661,14.691387640449438,14.691387640449438,14.006842696629214,14.006842696629214,null,0.99528089887640447,0.95766853932584273,0.92005617977528098,0.88244382022471912,0.84483146067415726,0.80721910112359552,0.76960674157303377,1,1,1,1,1,1,1,0.49999999999999967,0.42708333333333326,0.35416666666666691,0.28125000000000011,0.20833333333333334,0.12500000000000011,4.1666666666666886E-2,18.11411235955056,{"$f":"Z19*E19+($A$4-80)*AG19*$A$16/1000","v":17.429567415730336},{"$f":"AA19*G19+($A$4-80)*AH19*$A$16/1000","v":16.745022471910112},16.060477528089887,15.375932584269661,14.691387640449438,14.006842696629214]

{"sheet":"4TTB60_24","index":62,"n_rows":19,"n_cols":45,"rows_kept":19,"cut":false,"hidden":true,"merged":[[130,0,133,0],[120,12,121,12],[120,13,121,13],[120,14,121,14],[120,15,121,15],[122,0,125,0],[126,0,129,0],[119,12,119,13],[119,14,119,15],[120,4,121,4],[120,5,121,5],[120,6,121,6],[120,7,121,7],[120,8,121,8],[120,9,121,9],[120,10,121,10],[120,11,121,11],[119,0,121,0],[119,1,121,1],[119,4,119,5],[119,6,119,7],[119,8,119,9],[119,10,119,11],[111,0,114,0],[117,0,118,1],[117,4,117,15],[118,4,118,5],[118,6,118,7],[118,8,118,9],[118,10,118,11],[118,12,118,13],[118,14,118,15],[101,12,102,12],[101,13,102,13],[101,14,102,14],[101,15,102,15],[103,0,106,0],[107,0,110,0],[100,12,100,13],[100,14,100,15],[101,4,102,4],[101,5,102,5],[101,6,102,6],[101,7,102,7],[101,8,102,8],[101,9,102,9],[101,10,102,10],[101,11,102,11],[100,0,102,0],[100,1,102,1],[100,4,100,5],[100,6,100,7],[100,8,100,9],[100,10,100,11],[92,0,95,0],[98,0,99,1],[98,4,98,15],[99,4,99,5],[99,6,99,7],[99,8,99,9],[99,10,99,11],[99,12,99,13],[99,14,99,15],[82,12,83,12],[82,13,83,13],[82,14,83,14],[82,15,83,15],[84,0,87,0],[88,0,91,0],[81,12,81,13],[81,14,81,15],[82,4,83,4],[82,5,83,5],[82,6,83,6],[82,7,83,7],[82,8,83,8],[82,9,83,9],[82,10,83,10],[82,11,83,11],[81,0,83,0],[81,1,83,1],[81,4,81,5],[81,6,81,7],[81,8,81,9],[81,10,81,11],[73,0,76,0],[79,0,80,1],[79,4,79,15],[80,4,80,5],[80,6,80,7],[80,8,80,9],[80,10,80,11],[80,12,80,13],[80,14,80,15],[63,12,64,12],[63,13,64,13],[63,14,64,14],[63,15,64,15],[65,0,68,0],[69,0,72,0],[62,12,62,13],[62,14,62,15],[63,4,64,4],[63,5,64,5],[63,6,64,6],[63,7,64,7],[63,8,64,8],[63,9,64,9],[63,10,64,10],[63,11,64,11],[62,0,64,0],[62,1,64,1],[62,4,62,5],[62,6,62,7],[62,8,62,9],[62,10,62,11],[54,0,57,0],[60,0,61,1],[60,4,60,15],[61,4,61,5],[61,6,61,7],[61,8,61,9],[61,10,61,11],[61,12,61,13],[61,14,61,15],[44,12,45,12],[44,13,45,13],[44,14,45,14],[44,15,45,15],[46,0,49,0],[50,0,53,0],[43,12,43,13],[43,14,43,15],[44,4,45,4],[44,5,45,5],[44,6,45,6],[44,7,45,7],[44,8,45,8],[44,9,45,9],[44,10,45,10],[44,11,45,11],[43,0,45,0],[43,1,45,1],[43,4,43,5],[43,6,43,7],[43,8,43,9],[43,10,43,11],[35,0,38,0],[41,0,42,1],[41,4,41,15],[42,4,42,5],[42,6,42,7],[42,8,42,9],[42,10,42,11],[42,12,42,13],[42,14,42,15],[25,12,26,12],[25,13,26,13],[25,14,26,14],[25,15,26,15],[27,0,30,0],[31,0,34,0],[24,12,24,13],[24,14,24,15],[25,4,26,4],[25,5,26,5],[25,6,26,6],[25,7,26,7],[25,8,26,8],[25,9,26,9],[25,10,26,10],[25,11,26,11],[24,0,26,0],[24,1,26,1],[24,4,24,5],[24,6,24,7],[24,8,24,9],[24,10,24,11],[7,0,10,0],[11,0,14,0],[15,0,18,0],[22,4,22,15],[23,4,23,5],[23,6,23,7],[23,8,23,9],[23,10,23,11],[23,12,23,13],[23,14,23,15],[5,10,6,10],[5,11,6,11],[5,12,6,12],[5,13,6,13],[5,14,6,14],[5,15,6,15],[4,10,4,11],[4,12,4,13],[4,14,4,15],[5,2,6,2],[5,3,6,3],[5,4,6,4],[5,5,6,5],[5,6,6,6],[5,7,6,7],[5,8,6,8],[4,0,6,0],[4,1,6,1],[4,2,4,3],[4,4,4,5],[4,6,4,7],[4,8,4,9],[5,9,6,9],[2,0,2,1],[2,2,2,15],[3,2,3,3],[3,4,3,5],[3,6,3,7],[3,8,3,9],[3,10,3,11],[3,12,3,13],[3,14,3,15]]}
[]
["4TTB60_24",18.2]
["Evaporator Air \n",null,"Condenser  Entering Air Temperature ˚F"]
[80,"°F DB",85,null,90,null,95,null,100,null,105,null,110,null,115]
["CFM","EWB†\n˚F","Capacity Mbtuh",null,"Capacity Mbtuh",null,"Capacity Mbtuh",null,"Capacity Mbtuh",null,"Capacity Mbtuh",null,"Capacity Mbtuh",null,"Capacity Mbtuh"]
[null,null,"Total","Sens.","Total","Sens.","Total","Sens.","Total","Sens.","Total","Sens.","Total","Sens.","Total","Sens."]
[null,null,null,null,null,null,null,null,null,null,null,null,null,null,null,null,null,"Total Factors",null,null,null,null,null,null,"Sens. %",null,null,null,null,null,null,"IDB Adj",null,null,null,null,null,null,"Sens Calc"]
[700,71,{"$f":"R8*$B$2","v":20.219612903225809},{"$f":"IF(AM8>C8,C8,AM8)","v":11.096129032258064},{"$f":"S8*$B$2","v":19.808645161290325},{"$f":"IF(AN8>E8,E8,AN8)","v":10.975004827374683},{"$f":"T8*$B$2","v":19.397677419354839},{"$f":"IF(AO8>G8,G8,AO8)","v":10.849548387096773},{"$f":"U8*$B$2","v":18.986709677419356},{"$f":"IF(AP8>I8,I8,AP8)","v":10.686609879183459},{"$f":"V8*$B$2","v":18.575741935483872},{"$f":"IF(AQ8>K8,K8,AQ8)","v":10.520774193548387},{"$f":"W8*$B$2","v":18.164774193548389},{"$f":"IF(AR8>M8,M8,AR8)","v":10.400017902644295},{"$f":"X8*$B$2","v":17.753806451612903},{"$f":"IF(AS8>O8,O8,AS8)","v":10.274193548387096},null,1.110967741935484,1.0883870967741938,1.0658064516129033,1.0432258064516129,1.0206451612903227,0.99806451612903235,0.97548387096774192,0.54878048780487798,0.55405126085159151,0.55932203389830504,0.56284685765711706,0.5663716814159292,0.57253769255981646,0.57870370370370372,0.90624999999999989,0.9140625,0.921875,0.9140625,0.90625000000000011,0.90625,0.90624999999999989,{"$f":"Y8*C8+($A$4-80)*AF8*$A$8/1000","v":11.096129032258064},{"$f":"Z8*E8+($A$4-80)*AG8*$A$8/1000","v":10.975004827374683},{"$f":"AA8*G8+($A$4-80)*AH8*$A$8/1000","v":10.849548387096773},{"$f":"AB8*I8+($A$4-80)*AI8*$A$8/1000","v":10.686609879183459},{"$f":"AC8*K8+($A$4-80)*AJ8*$A$8/1000","v":10.520774193548387},{"$f":"AD8*M8+($A$4-80)*AK8*$A$8/1000","v":10.400017902644295},{"$f":"AE8*O8+($A$4-80)*AL8*$A$8/1000","v":10.274193548387096}]
[null,67,{"$f":"R9*$B$2","v":18.657935483870968},13.561935483870968,18.246967741935485,{"$f":"IF(AN9>E9,E9,AN9)","v":13.44268734385529},17.835999999999999,{"$f":"IF(AO9>G9,G9,AO9)","v":13.315354838709677},17.466129032258063,{"$f":"IF(AP9>I9,I9,AP9)","v":13.153385145681581},17.096258064516132,{"$f":"IF(AQ9>K9,K9,AQ9)","v":12.986580645161292},16.726387096774193,{"$f":"IF(AR9>M9,M9,AR9)","v":12.866855710001619},16.356516129032258,{"$f":"IF(AS9>O9,O9,AS9)","v":12.74},null,1.0251612903225806,1.0025806451612904,0.98,0.95967741935483875,0.93935483870967751,0.91903225806451605,0.89870967741935481,0.72687224669603523,0.73670801274893927,0.74654377880184331,0.753079581708614,0.75961538461538458,0.76925492848859678,0.77889447236180909,0.90625000000000011,0.9140625,0.92187499999999978,0.9140625,0.90625000000000011,0.90625000000000011,0.90625000000000011,{"$f":"Y9*C9+($A$4-80)*AF9*$A$8/1000","v":13.561935483870968},{"$f":"Z9*E9+($A$4-80)*AG9*$A$8/1000","v":13.44268734385529},{"$f":"AA9*G9+($A$4-80)*AH9*$A$8/1000","v":13.315354838709677},{"$f":"AB9*I9+($A$4-80)*AI9*$A$8/1000","v":13.153385145681581},{"$f":"AC9*K9+($A$4-80)*AJ9*$A$8/1000","v":12.986580645161292},{"$f":"AD9*M9+($A$4-80)*AK9*$A$8/1000","v":12.866855710001619},{"$f":"AE9*O9+($A$4-80)*AL9*$A$8/1000","v":12.74}]
[null,63,17.425032258064515,16.192129032258062,17.096258064516132,16.030509087871305,16.767483870967737,15.863354838709675,16.397612903225806,15.74529459203036,16.027741935483871,15.616774193548386,15.657870967741935,15.457129032258065,15.288,15.288,null,0.95741935483870966,0.93935483870967751,0.92129032258064503,0.90096774193548379,0.88064516129032255,0.86032258064516132,0.84000000000000008,0.92924528301886788,0.93766185719570849,0.9460784313725491,0.96021870286576172,0.97435897435897434,0.98717948717948723,1,0.92187499999999978,0.9140625,0.90625000000000011,0.91406250000000011,0.92187500000000011,0.91406250000000011,0.90625000000000011,16.192129032258062,{"$f":"Z10*E10+($A$4-80)*AG10*$A$8/1000","v":16.030509087871305},{"$f":"AA10*G10+($A$4-80)*AH10*$A$8/1000","v":15.863354838709675},15.74529459203036,15.616774193548386,15.457129032258065,15.288]
[null,59,16.603096774193546,16.603096774193546,16.274322580645158,16.274322580645158,15.945548387096771,15.945548387096771,15.616774193548384,15.616774193548384,15.288,15.288,14.959225806451611,14.959225806451611,14.630451612903224,14.630451612903224,null,0.91225806451612901,0.89419354838709664,0.87612903225806438,0.85806451612903212,0.84000000000000008,0.82193548387096771,0.80387096774193545,1,1,1,1,1,1,1,0.49999999999999989,0.46093749999999989,0.42187499999999989,0.390625,0.35937500000000011,0.32031250000000011,0.28125000000000011,16.603096774193546,{"$f":"Z11*E11+($A$4-80)*AG11*$A$8/1000","v":16.274322580645158},{"$f":"AA11*G11+($A$4-80)*AH11*$A$8/1000","v":15.945548387096771},{"$f":"AB11*I11+($A$4-80)*AI11*$A$8/1000","v":15.616774193548384},15.288,14.959225806451611,14.630451612903224]
[800,71,20.632258064516133,11.322580645161292,20.212903225806453,11.198984517729267,19.793548387096777,11.070967741935485,19.374193548387098,10.904703958350469,18.954838709677421,10.735483870967743,18.535483870967745,10.612263165963567,18.116129032258065,10.483870967741936,null,1.1336405529953919,1.110599078341014,1.0875576036866361,1.0645161290322582,1.0414746543778803,1.0184331797235024,0.99539170506912455,0.54878048780487798,0.55405126085159151,0.55932203389830504,0.56284685765711706,0.5663716814159292,0.57253769255981646,0.57870370370370372,0.90624999999999989,0.9140625,0.921875,0.9140625,0.90625000000000011,0.90625,0.90624999999999989,{"$f":"Y12*C12+($A$4-80)*AF12*$A$12/1000","v":11.322580645161292},{"$f":"Z12*E12+($A$4-80)*AG12*$A$12/1000","v":11.198984517729267},{"$f":"AA12*G12+($A$4-80)*AH12*$A$12/1000","v":11.070967741935485},{"$f":"AB12*I12+($A$4-80)*AI12*$A$12/1000","v":10.904703958350469},{"$f":"AC12*K12+($A$4-80)*AJ12*$A$12/1000","v":10.735483870967743},{"$f":"AD12*M12+($A$4-80)*AK12*$A$12/1000","v":10.612263165963567},{"$f":"AE12*O12+($A$4-80)*AL12*$A$12/1000","v":10.483870967741936}]
[null,67,19.038709677419355,13.838709677419354,18.619354838709675,13.717027901893152,18.2,13.587096774193547,17.822580645161292,13.421821577226105,17.445161290322581,13.251612903225807,17.067741935483873,13.129444602042472,16.690322580645159,12.999999999999998,null,1.0460829493087558,1.0230414746543779,1,0.97926267281105994,0.95852534562211988,0.93778801843317983,0.91705069124423955,0.72687224669603523,0.73670801274893927,0.74654377880184331,0.753079581708614,0.75961538461538458,0.76925492848859678,0.77889447236180909,0.90625000000000011,0.9140625,0.92187499999999978,0.9140625,0.90625000000000011,0.90625000000000011,0.90625000000000011,{"$f":"Y13*C13+($A$4-80)*AF13*$A$12/1000","v":13.838709677419354},{"$f":"Z13*E13+($A$4-80)*AG13*$A$12/1000","v":13.717027901893152},{"$f":"AA13*G13+($A$4-80)*AH13*$A$12/1000","v":13.587096774193547},{"$f":"AB13*I13+($A$4-80)*AI13*$A$12/1000","v":13.421821577226105},{"$f":"AC13*K13+($A$4-80)*AJ13*$A$12/1000","v":13.251612903225807},{"$f":"AD13*M13+($A$4-80)*AK13*$A$12/1000","v":13.129444602042472},{"$f":"AE13*O13+($A$4-80)*AL13*$A$12/1000","v":12.999999999999998}]
[null,63,17.780645161290323,16.522580645161291,17.445161290322577,16.357662334562551,17.109677419354838,16.187096774193549,16.732258064516127,16.066627134724857,16.35483870967742,15.935483870967742,15.977419354838709,15.772580645161291,15.600000000000001,15.600000000000001,null,0.97695852534562211,0.95852534562211966,0.94009216589861744,0.91935483870967738,0.89861751152073732,0.87788018433179726,0.85714285714285721,0.92924528301886788,0.93766185719570849,0.9460784313725491,0.96021870286576172,0.97435897435897434,0.98717948717948723,1,0.92187499999999978,0.9140625,0.90625000000000011,0.91406250000000011,0.92187500000000011,0.91406250000000011,0.90625000000000011,16.522580645161291,{"$f":"Z14*E14+($A$4-80)*AG14*$A$12/1000","v":16.357662334562551},{"$f":"AA14*G14+($A$4-80)*AH14*$A$12/1000","v":16.187096774193549},16.066627134724857,15.935483870967742,15.772580645161291,15.600000000000001]
[null,59,16.941935483870967,16.941935483870967,16.606451612903225,16.606451612903225,16.270967741935483,16.270967741935483,15.93548387096774,15.93548387096774,15.600000000000001,15.600000000000001,15.264516129032261,15.264516129032261,14.929032258064517,14.929032258064517,null,0.93087557603686633,0.91244239631336399,0.89400921658986177,0.87557603686635943,0.85714285714285721,0.83870967741935498,0.82027649769585265,1,1,1,1,1,1,1,0.49999999999999989,0.46093749999999989,0.42187499999999989,0.390625,0.35937500000000011,0.32031250000000011,0.28125000000000011,16.941935483870967,{"$f":"Z15*E15+($A$4-80)*AG15*$A$12/1000","v":16.606451612903225},{"$f":"AA15*G15+($A$4-80)*AH15*$A$12/1000","v":16.270967741935483},15.93548387096774,15.600000000000001,15.264516129032261,14.929032258064517]
[900,71,21.044903225806451,11.549032258064514,20.617161290322581,11.422964208083851,20.189419354838712,11.292387096774194,19.761677419354843,11.12279803751748,19.33393548387097,10.950193548387098,18.906193548387098,10.824508429282837,18.478451612903228,10.693548387096776,null,1.1563133640552996,1.1328110599078343,1.1093087557603689,1.0858064516129036,1.062304147465438,1.0388018433179724,1.0152995391705071,0.54878048780487798,0.55405126085159151,0.55932203389830504,0.56284685765711706,0.5663716814159292,0.57253769255981646,0.57870370370370372,0.90624999999999989,0.9140625,0.921875,0.9140625,0.90625000000000011,0.90625,0.90624999999999989,{"$f":"Y16*C16+($A$4-80)*AF16*$A$16/1000","v":11.549032258064514},{"$f":"Z16*E16+($A$4-80)*AG16*$A$16/1000","v":11.422964208083851},{"$f":"AA16*G16+($A$4-80)*AH16*$A$16/1000","v":11.292387096774194},{"$f":"AB16*I16+($A$4-80)*AI16*$A$16/1000","v":11.12279803751748},{"$f":"AC16*K16+($A$4-80)*AJ16*$A$16/1000","v":10.950193548387098},{"$f":"AD16*M16+($A$4-80)*AK16*$A$16/1000","v":10.824508429282837},{"$f":"AE16*O16+($A$4-80)*AL16*$A$16/1000","v":10.693548387096776}]
[null,67,19.419483870967742,14.115483870967742,18.991741935483869,13.991368459931016,18.564,13.858838709677419,18.179032258064517,13.690258008770627,17.794064516129033,13.516645161290322,17.409096774193547,13.392033494083318,17.024129032258063,13.26,null,1.0670046082949309,1.0435023041474654,1.02,0.99884792626728114,0.97769585253456226,0.95654377880184327,0.93539170506912439,0.72687224669603523,0.73670801274893927,0.74654377880184331,0.753079581708614,0.75961538461538458,0.76925492848859678,0.77889447236180909,0.90625000000000011,0.9140625,0.92187499999999978,0.9140625,0.90625000000000011,0.90625000000000011,0.90625000000000011,{"$f":"Y17*C17+($A$4-80)*AF17*$A$16/1000","v":14.115483870967742},{"$f":"Z17*E17+($A$4-80)*AG17*$A$16/1000","v":13.991368459931016},{"$f":"AA17*G17+($A$4-80)*AH17*$A$16/1000","v":13.858838709677419},{"$f":"AB17*I17+($A$4-80)*AI17*$A$16/1000","v":13.690258008770627},{"$f":"AC17*K17+($A$4-80)*AJ17*$A$16/1000","v":13.516645161290322},{"$f":"AD17*M17+($A$4-80)*AK17*$A$16/1000","v":13.392033494083318},{"$f":"AE17*O17+($A$4-80)*AL17*$A$16/1000","v":13.26}]
[null,63,18.136258064516127,16.853032258064513,17.794064516129033,16.684815581253805,17.451870967741936,16.510838709677422,17.066903225806453,16.387959677419357,16.681935483870966,16.254193548387093,16.296967741935482,16.088032258064516,15.912000000000001,15.912000000000001,null,0.99649769585253456,0.97769585253456226,0.95889400921658985,0.93774193548387097,0.91658986175115209,0.89543778801843321,0.87428571428571433,0.92924528301886788,0.93766185719570849,0.9460784313725491,0.96021870286576172,0.97435897435897434,0.98717948717948723,1,0.92187499999999978,0.9140625,0.90625000000000011,0.91406250000000011,0.92187500000000011,0.91406250000000011,0.90625000000000011,16.853032258064513,{"$f":"Z18*E18+($A$4-80)*AG18*$A$16/1000","v":16.684815581253805},{"$f":"AA18*G18+($A$4-80)*AH18*$A$16/1000","v":16.510838709677422},16.387959677419357,16.254193548387093,16.088032258064516,15.912000000000001]
[null,59,17.280774193548385,17.280774193548385,16.938580645161288,16.938580645161288,16.596387096774194,16.596387096774194,16.254193548387097,16.254193548387097,15.912000000000001,15.912000000000001,15.569806451612902,15.569806451612902,15.227612903225809,15.227612903225809,null,0.94949308755760364,0.93069124423963123,0.91188940092165904,0.89308755760368674,0.87428571428571433,0.85548387096774192,0.83668202764976973,1,1,1,1,1,1,1,0.49999999999999989,0.46093749999999989,0.42187499999999989,0.390625,0.35937500000000011,0.32031250000000011,0.28125000000000011,17.280774193548385,{"$f":"Z19*E19+($A$4-80)*AG19*$A$16/1000","v":16.938580645161288},{"$f":"AA19*G19+($A$4-80)*AH19*$A$16/1000","v":16.596387096774194},16.254193548387097,15.912000000000001,15.569806451612902,15.227612903225809]

{"sheet":"4TTB60_30","index":63,"n_rows":19,"n_cols":45,"rows_kept":19,"cut":false,"hidden":true,"merged":[[130,0,133,0],[120,12,121,12],[120,13,121,13],[120,14,121,14],[120,15,121,15],[122,0,125,0],[126,0,129,0],[119,12,119,13],[119,14,119,15],[120,4,121,4],[120,5,121,5],[120,6,121,6],[120,7,121,7],[120,8,121,8],[120,9,121,9],[120,10,121,10],[120,11,121,11],[119,0,121,0],[119,1,121,1],[119,4,119,5],[119,6,119,7],[119,8,119,9],[119,10,119,11],[111,0,114,0],[117,0,118,1],[117,4,117,15],[118,4,118,5],[118,6,118,7],[118,8,118,9],[118,10,118,11],[118,12,118,13],[118,14,118,15],[101,12,102,12],[101,13,102,13],[101,14,102,14],[101,15,102,15],[103,0,106,0],[107,0,110,0],[100,12,100,13],[100,14,100,15],[101,4,102,4],[101,5,102,5],[101,6,102,6],[101,7,102,7],[101,8,102,8],[101,9,102,9],[101,10,102,10],[101,11,102,11],[100,0,102,0],[100,1,102,1],[100,4,100,5],[100,6,100,7],[100,8,100,9],[100,10,100,11],[92,0,95,0],[98,0,99,1],[98,4,98,15],[99,4,99,5],[99,6,99,7],[99,8,99,9],[99,10,99,11],[99,12,99,13],[99,14,99,15],[82,12,83,12],[82,13,83,13],[82,14,83,14],[82,15,83,15],[84,0,87,0],[88,0,91,0],[81,12,81,13],[81,14,81,15],[82,4,83,4],[82,5,83,5],[82,6,83,6],[82,7,83,7],[82,8,83,8],[82,9,83,9],[82,10,83,10],[82,11,83,11],[81,0,83,0],[81,1,83,1],[81,4,81,5],[81,6,81,7],[81,8,81,9],[81,10,81,11],[73,0,76,0],[79,0,80,1],[79,4,79,15],[80,4,80,5],[80,6,80,7],[80,8,80,9],[80,10,80,11],[80,12,80,13],[80,14,80,15],[63,12,64,12],[63,13,64,13],[63,14,64,14],[63,15,64,15],[65,0,68,0],[69,0,72,0],[62,12,62,13],[62,14,62,15],[63,4,64,4],[63,5,64,5],[63,6,64,6],[63,7,64,7],[63,8,64,8],[63,9,64,9],[63,10,64,10],[63,11,64,11],[62,0,64,0],[62,1,64,1],[62,4,62,5],[62,6,62,7],[62,8,62,9],[62,10,62,11],[54,0,57,0],[60,0,61,1],[60,4,60,15],[61,4,61,5],[61,6,61,7],[61,8,61,9],[61,10,61,11],[61,12,61,13],[61,14,61,15],[44,12,45,12],[44,13,45,13],[44,14,45,14],[44,15,45,15],[46,0,49,0],[50,0,53,0],[43,12,43,13],[43,14,43,15],[44,4,45,4],[44,5,45,5],[44,6,45,6],[44,7,45,7],[44,8,45,8],[44,9,45,9],[44,10,45,10],[44,11,45,11],[43,0,45,0],[43,1,45,1],[43,4,43,5],[43,6,43,7],[43,8,43,9],[43,10,43,11],[35,0,38,0],[41,0,42,1],[41,4,41,15],[42,4,42,5],[42,6,42,7],[42,8,42,9],[42,10,42,11],[42,12,42,13],[42,14,42,15],[25,12,26,12],[25,13,26,13],[25,14,26,14],[25,15,26,15],[27,0,30,0],[31,0,34,0],[24,12,24,13],[24,14,24,15],[25,4,26,4],[25,5,26,5],[25,6,26,6],[25,7,26,7],[25,8,26,8],[25,9,26,9],[25,10,26,10],[25,11,26,11],[24,0,26,0],[24,1,26,1],[24,4,24,5],[24,6,24,7],[24,8,24,9],[24,10,24,11],[7,0,10,0],[11,0,14,0],[15,0,18,0],[22,4,22,15],[23,4,23,5],[23,6,23,7],[23,8,23,9],[23,10,23,11],[23,12,23,13],[23,14,23,15],[5,10,6,10],[5,11,6,11],[5,12,6,12],[5,13,6,13],[5,14,6,14],[5,15,6,15],[4,10,4,11],[4,12,4,13],[4,14,4,15],[5,2,6,2],[5,3,6,3],[5,4,6,4],[5,5,6,5],[5,6,6,6],[5,7,6,7],[5,8,6,8],[4,0,6,0],[4,1,6,1],[4,2,4,3],[4,4,4,5],[4,6,4,7],[4,8,4,9],[5,9,6,9],[2,0,2,1],[2,2,2,15],[3,2,3,3],[3,4,3,5],[3,6,3,7],[3,8,3,9],[3,10,3,11],[3,12,3,13],[3,14,3,15]]}
[]
["4TTB60_30",18.2]
["Evaporator Air \n",null,"Condenser  Entering Air Temperature ˚F"]
[80,"°F DB",85,null,90,null,95,null,100,null,105,null,110,null,115]
["CFM","EWB†\n˚F","Capacity Mbtuh",null,"Capacity Mbtuh",null,"Capacity Mbtuh",null,"Capacity Mbtuh",null,"Capacity Mbtuh",null,"Capacity Mbtuh",null,"Capacity Mbtuh"]
[null,null,"Total","Sens.","Total","Sens.","Total","Sens.","Total","Sens.","Total","Sens.","Total","Sens.","Total","Sens."]
[null,null,null,null,null,null,null,null,null,null,null,null,null,null,null,null,null,"Total Factors",null,null,null,null,null,null,"Sens. %",null,null,null,null,null,null,"IDB Adj",null,null,null,null,null,null,"Sens Calc"]
[875,71,{"$f":"R8*$B$2","v":20.547554054054054},{"$f":"IF(AM8>C8,C8,AM8)","v":11.328270270270268},{"$f":"S8*$B$2","v":19.944986486486485},{"$f":"IF(AN8>E8,E8,AN8)","v":11.121150708557927},{"$f":"T8*$B$2","v":19.34241891891892},{"$f":"IF(AO8>G8,G8,AO8)","v":10.906472972972974},{"$f":"U8*$B$2","v":18.739851351351351},{"$f":"IF(AP8>I8,I8,AP8)","v":10.699855615504658},{"$f":"V8*$B$2","v":18.137283783783783},{"$f":"IF(AQ8>K8,K8,AQ8)","v":10.484675675675673},{"$f":"W8*$B$2","v":17.534716216216214},{"$f":"IF(AR8>M8,M8,AR8)","v":10.278667754674311},{"$f":"X8*$B$2","v":16.932148648648649},{"$f":"IF(AS8>O8,O8,AS8)","v":10.062878378378379},null,1.1289864864864865,1.0958783783783783,1.0627702702702704,1.0296621621621622,0.99655405405405406,0.9634459459459459,0.93033783783783786,0.5513196480938416,0.5575912882213756,0.56386292834890972,0.57096800902495315,0.57807308970099658,0.58618956976153025,0.59430604982206403,1,1,1.0000000000000002,1,0.99999999999999978,0.99999999999999989,1,{"$f":"Y8*C8+($A$4-80)*AF8*$A$8/1000","v":11.328270270270268},{"$f":"Z8*E8+($A$4-80)*AG8*$A$8/1000","v":11.121150708557927},{"$f":"AA8*G8+($A$4-80)*AH8*$A$8/1000","v":10.906472972972974},{"$f":"AB8*I8+($A$4-80)*AI8*$A$8/1000","v":10.699855615504658},{"$f":"AC8*K8+($A$4-80)*AJ8*$A$8/1000","v":10.484675675675673},{"$f":"AD8*M8+($A$4-80)*AK8*$A$8/1000","v":10.278667754674311},{"$f":"AE8*O8+($A$4-80)*AL8*$A$8/1000","v":10.062878378378379}]
[null,67,{"$f":"R9*$B$2","v":18.920621621621621},13.798797297297295,18.37831081081081,{"$f":"IF(AN9>E9,E9,AN9)","v":13.593511738250989},17.835999999999999,{"$f":"IF(AO9>G9,G9,AO9)","v":13.376999999999997},17.263560810810809,{"$f":"IF(AP9>I9,I9,AP9)","v":13.173592658430088},16.691121621621619,{"$f":"IF(AQ9>K9,K9,AQ9)","v":12.955202702702701},16.148810810810808,{"$f":"IF(AR9>M9,M9,AR9)","v":12.751602342219279},15.606499999999999,{"$f":"IF(AS9>O9,O9,AS9)","v":12.533405405405405},null,1.0395945945945946,1.0097972972972973,0.97999999999999987,0.94854729729729714,0.91709459459459441,0.88729729729729712,0.85749999999999993,0.72929936305732479,0.73964968152866239,0.74999999999999989,0.76308664259927794,0.776173285198556,0.78963104414367957,0.80308880308880315,0.99999999999999978,0.99999999999999989,1,1,1,1,1,{"$f":"Y9*C9+($A$4-80)*AF9*$A$8/1000","v":13.798797297297295},{"$f":"Z9*E9+($A$4-80)*AG9*$A$8/1000","v":13.593511738250989},{"$f":"AA9*G9+($A$4-80)*AH9*$A$8/1000","v":13.376999999999997},{"$f":"AB9*I9+($A$4-80)*AI9*$A$8/1000","v":13.173592658430088},{"$f":"AC9*K9+($A$4-80)*AJ9*$A$8/1000","v":12.955202702702701},{"$f":"AD9*M9+($A$4-80)*AK9*$A$8/1000","v":12.751602342219279},{"$f":"AE9*O9+($A$4-80)*AL9*$A$8/1000","v":12.533405405405405}]
[null,63,17.715486486486483,16.329581081081081,17.203304054054051,16.126698057940612,16.691121621621619,15.907783783783781,16.178939189189187,15.70594895782515,15.666756756756756,15.485986486486485,15.124445945945945,15.037189527027026,14.582135135135132,14.582135135135132,null,0.97337837837837826,0.94523648648648639,0.91709459459459441,0.88895270270270266,0.86081081081081079,0.83101351351351349,0.80121621621621608,0.92176870748299333,0.93741864977037759,0.95306859205776173,0.97076506525965001,0.98846153846153839,0.99423076923076925,1,1,1,1,0.99374999999999991,0.98749999999999993,0.94374999999999987,0.89999999999999991,16.329581081081081,{"$f":"Z10*E10+($A$4-80)*AG10*$A$8/1000","v":16.126698057940612},{"$f":"AA10*G10+($A$4-80)*AH10*$A$8/1000","v":15.907783783783781},15.70594895782515,15.485986486486485,15.037189527027026,14.582135135135132]
[null,59,16.932148648648649,16.932148648648649,16.419966216216213,16.419966216216213,15.907783783783783,15.907783783783783,15.42572972972973,15.42572972972973,14.943675675675674,14.943675675675674,14.431493243243242,14.431493243243242,13.91931081081081,13.91931081081081,null,0.93033783783783786,0.90219594594594588,0.87405405405405401,0.84756756756756757,0.82108108108108102,0.79293918918918915,0.76479729729729728,1,1,1,1,1,1,1,0.5625,0.5,0.4375,0.38125000000000009,0.32500000000000018,0.26875000000000027,0.21250000000000036,16.932148648648649,{"$f":"Z11*E11+($A$4-80)*AG11*$A$8/1000","v":16.419966216216213},{"$f":"AA11*G11+($A$4-80)*AH11*$A$8/1000","v":15.907783783783783},{"$f":"AB11*I11+($A$4-80)*AI11*$A$8/1000","v":15.42572972972973},14.943675675675674,14.431493243243242,13.91931081081081]
[1000,71,20.966891891891891,11.559459459459458,20.352027027027024,11.348112967916251,19.737162162162161,11.129054054054054,19.122297297297298,10.918220015821081,18.507432432432431,10.698648648648646,17.892567567567568,10.488436484361543,17.277702702702701,10.268243243243242,null,1.152027027027027,1.1182432432432432,1.0844594594594594,1.0506756756756757,1.0168918918918919,0.98310810810810811,0.94932432432432434,0.5513196480938416,0.5575912882213756,0.56386292834890972,0.57096800902495315,0.57807308970099658,0.58618956976153025,0.59430604982206403,1,1,1.0000000000000002,1,0.99999999999999978,0.99999999999999989,1,{"$f":"Y12*C12+($A$4-80)*AF12*$A$12/1000","v":11.559459459459458},{"$f":"Z12*E12+($A$4-80)*AG12*$A$12/1000","v":11.348112967916251},{"$f":"AA12*G12+($A$4-80)*AH12*$A$12/1000","v":11.129054054054054},{"$f":"AB12*I12+($A$4-80)*AI12*$A$12/1000","v":10.918220015821081},{"$f":"AC12*K12+($A$4-80)*AJ12*$A$12/1000","v":10.698648648648646},{"$f":"AD12*M12+($A$4-80)*AK12*$A$12/1000","v":10.488436484361543},{"$f":"AE12*O12+($A$4-80)*AL12*$A$12/1000","v":10.268243243243242}]
[null,67,19.306756756756755,14.080405405405402,18.753378378378375,13.870930345154068,18.2,13.649999999999997,17.615878378378376,13.442441488193968,17.031756756756756,13.219594594594595,16.478378378378377,13.011839124713552,15.924999999999997,12.789189189189187,null,1.0608108108108107,1.0304054054054053,1,0.96790540540540526,0.93581081081081074,0.90540540540540526,0.87499999999999989,0.72929936305732479,0.73964968152866239,0.74999999999999989,0.76308664259927794,0.776173285198556,0.78963104414367957,0.80308880308880315,0.99999999999999978,0.99999999999999989,1,1,1,1,1,{"$f":"Y13*C13+($A$4-80)*AF13*$A$12/1000","v":14.080405405405402},{"$f":"Z13*E13+($A$4-80)*AG13*$A$12/1000","v":13.870930345154068},{"$f":"AA13*G13+($A$4-80)*AH13*$A$12/1000","v":13.649999999999997},{"$f":"AB13*I13+($A$4-80)*AI13*$A$12/1000","v":13.442441488193968},{"$f":"AC13*K13+($A$4-80)*AJ13*$A$12/1000","v":13.219594594594595},{"$f":"AD13*M13+($A$4-80)*AK13*$A$12/1000","v":13.011839124713552},{"$f":"AE13*O13+($A$4-80)*AL13*$A$12/1000","v":12.789189189189187}]
[null,63,18.077027027027025,16.662837837837838,17.554391891891889,16.455814344837357,17.031756756756756,16.232432432432432,16.50912162162162,16.02647852839301,15.986486486486484,15.802027027027023,15.433108108108108,15.344070945945946,14.879729729729728,14.879729729729728,null,0.9932432432432432,0.96452702702702686,0.93581081081081074,0.90709459459459463,0.87837837837837829,0.84797297297297303,0.81756756756756754,0.92176870748299333,0.93741864977037759,0.95306859205776173,0.97076506525965001,0.98846153846153839,0.99423076923076925,1,1,1,1,0.99374999999999991,0.98749999999999993,0.94374999999999987,0.89999999999999991,16.662837837837838,{"$f":"Z14*E14+($A$4-80)*AG14*$A$12/1000","v":16.455814344837357},{"$f":"AA14*G14+($A$4-80)*AH14*$A$12/1000","v":16.232432432432432},16.02647852839301,15.802027027027023,15.344070945945946,14.879729729729728]
[null,59,17.277702702702701,17.277702702702701,16.755067567567568,16.755067567567568,16.232432432432429,16.232432432432429,15.740540540540541,15.740540540540541,15.248648648648649,15.248648648648649,14.726013513513514,14.726013513513514,14.203378378378376,14.203378378378376,null,0.94932432432432434,0.92060810810810811,0.89189189189189177,0.86486486486486491,0.83783783783783783,0.80912162162162171,0.78040540540540537,1,1,1,1,1,1,1,0.5625,0.5,0.4375,0.38125000000000009,0.32500000000000018,0.26875000000000027,0.21250000000000036,17.277702702702701,{"$f":"Z15*E15+($A$4-80)*AG15*$A$12/1000","v":16.755067567567568},{"$f":"AA15*G15+($A$4-80)*AH15*$A$12/1000","v":16.232432432432429},15.740540540540541,15.248648648648649,14.726013513513514,14.203378378378376]
[1125,71,21.386229729729731,11.790648648648649,20.759067567567566,11.575075227274578,20.131905405405405,11.351635135135137,19.50474324324324,11.1365844161375,18.877581081081079,10.912621621621618,18.250418918918918,10.698205214048773,17.623256756756756,10.473608108108108,null,1.1750675675675677,1.1406081081081081,1.1061486486486487,1.0716891891891891,1.0372297297297297,1.0027702702702703,0.96831081081081083,0.5513196480938416,0.5575912882213756,0.56386292834890972,0.57096800902495315,0.57807308970099658,0.58618956976153025,0.59430604982206403,1,1,1.0000000000000002,1,0.99999999999999978,0.99999999999999989,1,{"$f":"Y16*C16+($A$4-80)*AF16*$A$16/1000","v":11.790648648648649},{"$f":"Z16*E16+($A$4-80)*AG16*$A$16/1000","v":11.575075227274578},{"$f":"AA16*G16+($A$4-80)*AH16*$A$16/1000","v":11.351635135135137},{"$f":"AB16*I16+($A$4-80)*AI16*$A$16/1000","v":11.1365844161375},{"$f":"AC16*K16+($A$4-80)*AJ16*$A$16/1000","v":10.912621621621618},{"$f":"AD16*M16+($A$4-80)*AK16*$A$16/1000","v":10.698205214048773},{"$f":"AE16*O16+($A$4-80)*AL16*$A$16/1000","v":10.473608108108108}]
[null,67,19.69289189189189,14.36201351351351,19.128445945945945,14.148348952057152,18.564,13.922999999999998,17.968195945945947,13.71129031795785,17.37239189189189,13.483986486486486,16.807945945945942,13.272075907207821,16.243499999999997,13.044972972972971,null,1.0820270270270269,1.0510135135135135,1.02,0.9872635135135136,0.95452702702702708,0.92351351351351341,0.89249999999999996,0.72929936305732479,0.73964968152866239,0.74999999999999989,0.76308664259927794,0.776173285198556,0.78963104414367957,0.80308880308880315,0.99999999999999978,0.99999999999999989,1,1,1,1,1,{"$f":"Y17*C17+($A$4-80)*AF17*$A$16/1000","v":14.36201351351351},{"$f":"Z17*E17+($A$4-80)*AG17*$A$16/1000","v":14.148348952057152},{"$f":"AA17*G17+($A$4-80)*AH17*$A$16/1000","v":13.922999999999998},{"$f":"AB17*I17+($A$4-80)*AI17*$A$16/1000","v":13.71129031795785},{"$f":"AC17*K17+($A$4-80)*AJ17*$A$16/1000","v":13.483986486486486},{"$f":"AD17*M17+($A$4-80)*AK17*$A$16/1000","v":13.272075907207821},{"$f":"AE17*O17+($A$4-80)*AL17*$A$16/1000","v":13.044972972972971}]
[null,63,18.438567567567567,16.996094594594595,17.905479729729727,16.784930631734106,17.37239189189189,16.55708108108108,16.839304054054054,16.347008098960874,16.306216216216214,16.118067567567564,15.741770270270271,15.650952364864866,15.177324324324323,15.177324324324323,null,1.0131081081081081,0.98381756756756755,0.95452702702702708,0.92523648648648649,0.8959459459459459,0.86493243243243245,0.83391891891891889,0.92176870748299333,0.93741864977037759,0.95306859205776173,0.97076506525965001,0.98846153846153839,0.99423076923076925,1,1,1,1,0.99374999999999991,0.98749999999999993,0.94374999999999987,0.89999999999999991,16.996094594594595,{"$f":"Z18*E18+($A$4-80)*AG18*$A$16/1000","v":16.784930631734106},{"$f":"AA18*G18+($A$4-80)*AH18*$A$16/1000","v":16.55708108108108},16.347008098960874,16.118067567567564,15.650952364864866,15.177324324324323]
[null,59,17.623256756756756,17.623256756756756,17.090168918918916,17.090168918918916,16.557081081081076,16.557081081081076,16.055351351351351,16.055351351351351,15.553621621621621,15.553621621621621,15.020533783783783,15.020533783783783,14.487445945945945,14.487445945945945,null,0.96831081081081083,0.93902027027027024,0.90972972972972954,0.88216216216216214,0.85459459459459464,0.82530405405405405,0.79601351351351346,1,1,1,1,1,1,1,0.5625,0.5,0.4375,0.38125000000000009,0.32500000000000018,0.26875000000000027,0.21250000000000036,17.623256756756756,{"$f":"Z19*E19+($A$4-80)*AG19*$A$16/1000","v":17.090168918918916},{"$f":"AA19*G19+($A$4-80)*AH19*$A$16/1000","v":16.557081081081076},16.055351351351351,15.553621621621621,15.020533783783783,14.487445945945945]

{"sheet":"4TTB60_36","index":64,"n_rows":19,"n_cols":45,"rows_kept":19,"cut":false,"hidden":true,"merged":[[130,0,133,0],[120,12,121,12],[120,13,121,13],[120,14,121,14],[120,15,121,15],[122,0,125,0],[126,0,129,0],[119,12,119,13],[119,14,119,15],[120,4,121,4],[120,5,121,5],[120,6,121,6],[120,7,121,7],[120,8,121,8],[120,9,121,9],[120,10,121,10],[120,11,121,11],[119,0,121,0],[119,1,121,1],[119,4,119,5],[119,6,119,7],[119,8,119,9],[119,10,119,11],[111,0,114,0],[117,0,118,1],[117,4,117,15],[118,4,118,5],[118,6,118,7],[118,8,118,9],[118,10,118,11],[118,12,118,13],[118,14,118,15],[101,12,102,12],[101,13,102,13],[101,14,102,14],[101,15,102,15],[103,0,106,0],[107,0,110,0],[100,12,100,13],[100,14,100,15],[101,4,102,4],[101,5,102,5],[101,6,102,6],[101,7,102,7],[101,8,102,8],[101,9,102,9],[101,10,102,10],[101,11,102,11],[100,0,102,0],[100,1,102,1],[100,4,100,5],[100,6,100,7],[100,8,100,9],[100,10,100,11],[92,0,95,0],[98,0,99,1],[98,4,98,15],[99,4,99,5],[99,6,99,7],[99,8,99,9],[99,10,99,11],[99,12,99,13],[99,14,99,15],[82,12,83,12],[82,13,83,13],[82,14,83,14],[82,15,83,15],[84,0,87,0],[88,0,91,0],[81,12,81,13],[81,14,81,15],[82,4,83,4],[82,5,83,5],[82,6,83,6],[82,7,83,7],[82,8,83,8],[82,9,83,9],[82,10,83,10],[82,11,83,11],[81,0,83,0],[81,1,83,1],[81,4,81,5],[81,6,81,7],[81,8,81,9],[81,10,81,11],[73,0,76,0],[79,0,80,1],[79,4,79,15],[80,4,80,5],[80,6,80,7],[80,8,80,9],[80,10,80,11],[80,12,80,13],[80,14,80,15],[63,12,64,12],[63,13,64,13],[63,14,64,14],[63,15,64,15],[65,0,68,0],[69,0,72,0],[62,12,62,13],[62,14,62,15],[63,4,64,4],[63,5,64,5],[63,6,64,6],[63,7,64,7],[63,8,64,8],[63,9,64,9],[63,10,64,10],[63,11,64,11],[62,0,64,0],[62,1,64,1],[62,4,62,5],[62,6,62,7],[62,8,62,9],[62,10,62,11],[54,0,57,0],[60,0,61,1],[60,4,60,15],[61,4,61,5],[61,6,61,7],[61,8,61,9],[61,10,61,11],[61,12,61,13],[61,14,61,15],[44,12,45,12],[44,13,45,13],[44,14,45,14],[44,15,45,15],[46,0,49,0],[50,0,53,0],[43,12,43,13],[43,14,43,15],[44,4,45,4],[44,5,45,5],[44,6,45,6],[44,7,45,7],[44,8,45,8],[44,9,45,9],[44,10,45,10],[44,11,45,11],[43,0,45,0],[43,1,45,1],[43,4,43,5],[43,6,43,7],[43,8,43,9],[43,10,43,11],[35,0,38,0],[41,0,42,1],[41,4,41,15],[42,4,42,5],[42,6,42,7],[42,8,42,9],[42,10,42,11],[42,12,42,13],[42,14,42,15],[25,12,26,12],[25,13,26,13],[25,14,26,14],[25,15,26,15],[27,0,30,0],[31,0,34,0],[24,12,24,13],[24,14,24,15],[25,4,26,4],[25,5,26,5],[25,6,26,6],[25,7,26,7],[25,8,26,8],[25,9,26,9],[25,10,26,10],[25,11,26,11],[24,0,26,0],[24,1,26,1],[24,4,24,5],[24,6,24,7],[24,8,24,9],[24,10,24,11],[7,0,10,0],[11,0,14,0],[15,0,18,0],[22,4,22,15],[23,4,23,5],[23,6,23,7],[23,8,23,9],[23,10,23,11],[23,12,23,13],[23,14,23,15],[5,10,6,10],[5,11,6,11],[5,12,6,12],[5,13,6,13],[5,14,6,14],[5,15,6,15],[4,10,4,11],[4,12,4,13],[4,14,4,15],[5,2,6,2],[5,3,6,3],[5,4,6,4],[5,5,6,5],[5,6,6,6],[5,7,6,7],[5,8,6,8],[4,0,6,0],[4,1,6,1],[4,2,4,3],[4,4,4,5],[4,6,4,7],[4,8,4,9],[5,9,6,9],[2,0,2,1],[2,2,2,15],[3,2,3,3],[3,4,3,5],[3,6,3,7],[3,8,3,9],[3,10,3,11],[3,12,3,13],[3,14,3,15]]}
[]
["4TTB60_36",18.2]
["Evaporator Air \n",null,"Condenser  Entering Air Temperature ˚F"]
[80,"°F DB",85,null,90,null,95,null,100,null,105,null,110,null,115]
["CFM","EWB†\n˚F","Capacity Mbtuh",null,"Capacity Mbtuh",null,"Capacity Mbtuh",null,"Capacity Mbtuh",null,"Capacity Mbtuh",null,"Capacity Mbtuh",null,"Capacity Mbtuh"]
[null,null,"Total","Sens.","Total","Sens.","Total","Sens.","Total","Sens.","Total","Sens.","Total","Sens.","Total","Sens."]
[null,null,null,null,null,null,null,null,null,null,null,null,null,null,null,null,null,"Total Factors",null,null,null,null,null,null,"Sens. %",null,null,null,null,null,null,"IDB Adj",null,null,null,null,null,null,"Sens Calc"]
[1050,71,{"$f":"R8*$B$2","v":20.529185185185185},{"$f":"IF(AM8>C8,C8,AM8)","v":11.382518518518516},{"$f":"S8*$B$2","v":19.944814814814816},{"$f":"IF(AN8>E8,E8,AN8)","v":11.20907818384638},{"$f":"T8*$B$2","v":19.360444444444443},{"$f":"IF(AO8>G8,G8,AO8)","v":11.026814814814813},{"$f":"U8*$B$2","v":18.750666666666671},{"$f":"IF(AP8>I8,I8,AP8)","v":10.802135865369772},{"$f":"V8*$B$2","v":18.140888888888888},{"$f":"IF(AQ8>K8,K8,AQ8)","v":10.56948148148148},{"$f":"W8*$B$2","v":17.556518518518519},{"$f":"IF(AR8>M8,M8,AR8)","v":10.39722887775647},{"$f":"X8*$B$2","v":16.972148148148147},{"$f":"IF(AS8>O8,O8,AS8)","v":10.213777777777777},null,1.1279772079772079,1.0958689458689459,1.0637606837606837,1.0302564102564105,0.99675213675213681,0.96464387464387469,0.93253561253561246,0.55445544554455439,0.56200462565941622,0.56955380577427817,0.5760934294977833,0.58263305322128844,0.59221473020345861,0.60179640718562877,0.99999999999999978,1.005208333333333,1.0104166666666665,1.0052083333333335,1.0000000000000002,1.0052083333333335,1.0104166666666667,{"$f":"Y8*C8+($A$4-80)*AF8*$A$8/1000","v":11.382518518518516},{"$f":"Z8*E8+($A$4-80)*AG8*$A$8/1000","v":11.20907818384638},{"$f":"AA8*G8+($A$4-80)*AH8*$A$8/1000","v":11.026814814814813},{"$f":"AB8*I8+($A$4-80)*AI8*$A$8/1000","v":10.802135865369772},{"$f":"AC8*K8+($A$4-80)*AJ8*$A$8/1000","v":10.56948148148148},{"$f":"AD8*M8+($A$4-80)*AK8*$A$8/1000","v":10.39722887775647},{"$f":"AE8*O8+($A$4-80)*AL8*$A$8/1000","v":10.213777777777777}]
[null,67,{"$f":"R9*$B$2","v":18.903111111111112},13.923259259259257,18.369555555555557,{"$f":"IF(AN9>E9,E9,AN9)","v":13.725675862104177},17.836000000000002,{"$f":"IF(AO9>G9,G9,AO9)","v":13.516740740740742},17.277037037037037,{"$f":"IF(AP9>I9,I9,AP9)","v":13.320848549343426},16.718074074074071,{"$f":"IF(AQ9>K9,K9,AQ9)","v":13.110222222222221},16.184518518518519,{"$f":"IF(AR9>M9,M9,AR9)","v":12.914297693244501},15.650962962962963,{"$f":"IF(AS9>O9,O9,AS9)","v":12.703703703703702},null,1.0386324786324788,1.0093162393162394,0.98000000000000009,0.94928774928774928,0.91857549857549847,0.8892592592592593,0.85994301994301992,0.73655913978494614,0.74719694880985199,0.75783475783475784,0.77101464335506886,0.78419452887537999,0.79794142028184578,0.81168831168831168,1.0104166666666665,1.0052083333333335,1.0000000000000002,1.0052083333333335,1.0104166666666665,1.0052083333333333,1,{"$f":"Y9*C9+($A$4-80)*AF9*$A$8/1000","v":13.923259259259257},{"$f":"Z9*E9+($A$4-80)*AG9*$A$8/1000","v":13.725675862104177},{"$f":"AA9*G9+($A$4-80)*AH9*$A$8/1000","v":13.516740740740742},{"$f":"AB9*I9+($A$4-80)*AI9*$A$8/1000","v":13.320848549343426},{"$f":"AC9*K9+($A$4-80)*AJ9*$A$8/1000","v":13.110222222222221},{"$f":"AD9*M9+($A$4-80)*AK9*$A$8/1000","v":12.914297693244501},{"$f":"AE9*O9+($A$4-80)*AL9*$A$8/1000","v":12.703703703703702}]
[null,63,17.683555555555554,16.514814814814816,17.175407407407402,16.319827030703252,16.667259259259257,16.108296296296295,16.159111111111113,15.888150406504067,15.650962962962963,15.650962962962963,15.142814814814814,15.142814814814814,14.634666666666666,14.634666666666666,null,0.97162393162393157,0.94370370370370349,0.91578347578347574,0.88786324786324788,0.85994301994301992,0.83202279202279206,0.80410256410256409,0.9339080459770116,0.95018573030557896,0.96646341463414642,0.98323170731707321,1,1,1,1.0000000000000002,1,0.99999999999999978,1,1.0000000000000002,0.93750000000000022,0.87500000000000022,16.514814814814816,{"$f":"Z10*E10+($A$4-80)*AG10*$A$8/1000","v":16.319827030703252},{"$f":"AA10*G10+($A$4-80)*AH10*$A$8/1000","v":16.108296296296295},15.888150406504067,15.650962962962963,15.142814814814814,14.634666666666666]
[null,59,16.870518518518519,16.870518518518519,16.387777777777778,16.387777777777778,15.905037037037037,15.905037037037037,15.422296296296295,15.422296296296295,14.939555555555554,14.939555555555554,14.456814814814813,14.456814814814813,13.974074074074071,13.974074074074071,null,0.926951566951567,0.90042735042735045,0.8739031339031339,0.84737891737891735,0.8208547008547008,0.79433048433048425,0.76780626780626771,1,1,1,1,1,1,1,0.5208333333333337,0.46354166666666696,0.40625000000000022,0.34895833333333326,0.29166666666666635,0.2395833333333332,0.18750000000000008,16.870518518518519,{"$f":"Z11*E11+($A$4-80)*AG11*$A$8/1000","v":16.387777777777778},{"$f":"AA11*G11+($A$4-80)*AH11*$A$8/1000","v":15.905037037037037},{"$f":"AB11*I11+($A$4-80)*AI11*$A$8/1000","v":15.422296296296295},14.939555555555554,14.456814814814813,13.974074074074071]
[1200,71,20.948148148148146,11.614814814814812,20.351851851851848,11.437834881475894,19.755555555555553,11.25185185185185,19.133333333333333,11.022587617724254,18.511111111111109,10.785185185185183,17.914814814814811,10.609417222200477,17.318518518518516,10.422222222222221,null,1.1509971509971508,1.1182336182336181,1.0854700854700854,1.0512820512820513,1.017094017094017,0.9843304843304842,0.95156695156695148,0.55445544554455439,0.56200462565941622,0.56955380577427817,0.5760934294977833,0.58263305322128844,0.59221473020345861,0.60179640718562877,0.99999999999999978,1.005208333333333,1.0104166666666665,1.0052083333333335,1.0000000000000002,1.0052083333333335,1.0104166666666667,{"$f":"Y12*C12+($A$4-80)*AF12*$A$12/1000","v":11.614814814814812},{"$f":"Z12*E12+($A$4-80)*AG12*$A$12/1000","v":11.437834881475894},{"$f":"AA12*G12+($A$4-80)*AH12*$A$12/1000","v":11.25185185185185},{"$f":"AB12*I12+($A$4-80)*AI12*$A$12/1000","v":11.022587617724254},{"$f":"AC12*K12+($A$4-80)*AJ12*$A$12/1000","v":10.785185185185183},{"$f":"AD12*M12+($A$4-80)*AK12*$A$12/1000","v":10.609417222200477},{"$f":"AE12*O12+($A$4-80)*AL12*$A$12/1000","v":10.422222222222221}]
[null,67,19.288888888888888,14.207407407407405,18.744444444444447,14.005791696024673,18.2,13.792592592592593,17.62962962962963,13.592702601370844,17.059259259259257,13.377777777777776,16.514814814814816,13.177854789025002,15.97037037037037,12.962962962962962,null,1.0598290598290598,1.02991452991453,1,0.96866096866096862,0.93732193732193725,0.90740740740740744,0.87749287749287752,0.73655913978494614,0.74719694880985199,0.75783475783475784,0.77101464335506886,0.78419452887537999,0.79794142028184578,0.81168831168831168,1.0104166666666665,1.0052083333333335,1.0000000000000002,1.0052083333333335,1.0104166666666665,1.0052083333333333,1,{"$f":"Y13*C13+($A$4-80)*AF13*$A$12/1000","v":14.207407407407405},{"$f":"Z13*E13+($A$4-80)*AG13*$A$12/1000","v":14.005791696024673},{"$f":"AA13*G13+($A$4-80)*AH13*$A$12/1000","v":13.792592592592593},{"$f":"AB13*I13+($A$4-80)*AI13*$A$12/1000","v":13.592702601370844},{"$f":"AC13*K13+($A$4-80)*AJ13*$A$12/1000","v":13.377777777777776},{"$f":"AD13*M13+($A$4-80)*AK13*$A$12/1000","v":13.177854789025002},{"$f":"AE13*O13+($A$4-80)*AL13*$A$12/1000","v":12.962962962962962}]
[null,63,18.044444444444441,16.851851851851851,17.525925925925922,16.652884725207404,17.007407407407403,16.437037037037033,16.488888888888887,16.212398373983739,15.97037037037037,15.97037037037037,15.451851851851851,15.451851851851851,14.933333333333332,14.933333333333332,null,0.99145299145299137,0.9629629629629628,0.93447293447293434,0.90598290598290587,0.87749287749287752,0.84900284900284895,0.82051282051282048,0.9339080459770116,0.95018573030557896,0.96646341463414642,0.98323170731707321,1,1,1,1.0000000000000002,1,0.99999999999999978,1,1.0000000000000002,0.93750000000000022,0.87500000000000022,16.851851851851851,{"$f":"Z14*E14+($A$4-80)*AG14*$A$12/1000","v":16.652884725207404},{"$f":"AA14*G14+($A$4-80)*AH14*$A$12/1000","v":16.437037037037033},16.212398373983739,15.97037037037037,15.451851851851851,14.933333333333332]
[null,59,17.214814814814815,17.214814814814815,16.722222222222221,16.722222222222221,16.229629629629628,16.229629629629628,15.737037037037036,15.737037037037036,15.244444444444442,15.244444444444442,14.751851851851852,14.751851851851852,14.259259259259258,14.259259259259258,null,0.94586894586894588,0.91880341880341876,0.89173789173789175,0.86467236467236464,0.83760683760683752,0.81054131054131051,0.78347578347578339,1,1,1,1,1,1,1,0.5208333333333337,0.46354166666666696,0.40625000000000022,0.34895833333333326,0.29166666666666635,0.2395833333333332,0.18750000000000008,17.214814814814815,{"$f":"Z15*E15+($A$4-80)*AG15*$A$12/1000","v":16.722222222222221},{"$f":"AA15*G15+($A$4-80)*AH15*$A$12/1000","v":16.229629629629628},15.737037037037036,15.244444444444442,14.751851851851852,14.259259259259258]
[1350,71,21.367111111111111,11.84711111111111,20.758888888888887,11.666591579105413,20.150666666666666,11.476888888888887,19.516000000000002,11.243039370078741,18.881333333333334,11.000888888888888,18.27311111111111,10.821605566644488,17.664888888888886,10.630666666666665,null,1.174017094017094,1.1405982905982905,1.1071794871794871,1.0723076923076924,1.0374358974358975,1.004017094017094,0.9705982905982905,0.55445544554455439,0.56200462565941622,0.56955380577427817,0.5760934294977833,0.58263305322128844,0.59221473020345861,0.60179640718562877,0.99999999999999978,1.005208333333333,1.0104166666666665,1.0052083333333335,1.0000000000000002,1.0052083333333335,1.0104166666666667,{"$f":"Y16*C16+($A$4-80)*AF16*$A$16/1000","v":11.84711111111111},{"$f":"Z16*E16+($A$4-80)*AG16*$A$16/1000","v":11.666591579105413},{"$f":"AA16*G16+($A$4-80)*AH16*$A$16/1000","v":11.476888888888887},{"$f":"AB16*I16+($A$4-80)*AI16*$A$16/1000","v":11.243039370078741},{"$f":"AC16*K16+($A$4-80)*AJ16*$A$16/1000","v":11.000888888888888},{"$f":"AD16*M16+($A$4-80)*AK16*$A$16/1000","v":10.821605566644488},{"$f":"AE16*O16+($A$4-80)*AL16*$A$16/1000","v":10.630666666666665}]
[null,67,19.674666666666667,14.491555555555554,19.119333333333337,14.285907529945167,18.564,14.068444444444445,17.982222222222219,13.864556653398258,17.400444444444442,13.645333333333333,16.845111111111112,13.441411884805502,16.289777777777775,13.22222222222222,null,1.0810256410256411,1.0505128205128207,1.02,0.98803418803418797,0.95606837606837602,0.92555555555555558,0.89504273504273502,0.73655913978494614,0.74719694880985199,0.75783475783475784,0.77101464335506886,0.78419452887537999,0.79794142028184578,0.81168831168831168,1.0104166666666665,1.0052083333333335,1.0000000000000002,1.0052083333333335,1.0104166666666665,1.0052083333333333,1,{"$f":"Y17*C17+($A$4-80)*AF17*$A$16/1000","v":14.491555555555554},{"$f":"Z17*E17+($A$4-80)*AG17*$A$16/1000","v":14.285907529945167},{"$f":"AA17*G17+($A$4-80)*AH17*$A$16/1000","v":14.068444444444445},{"$f":"AB17*I17+($A$4-80)*AI17*$A$16/1000","v":13.864556653398258},{"$f":"AC17*K17+($A$4-80)*AJ17*$A$16/1000","v":13.645333333333333},{"$f":"AD17*M17+($A$4-80)*AK17*$A$16/1000","v":13.441411884805502},{"$f":"AE17*O17+($A$4-80)*AL17*$A$16/1000","v":13.22222222222222}]
[null,63,18.405333333333328,17.188888888888886,17.876444444444441,16.985942419711552,17.347555555555552,16.765777777777775,16.818666666666665,16.536646341463413,16.289777777777775,16.289777777777775,15.760888888888887,15.760888888888887,15.231999999999999,15.231999999999999,null,1.0112820512820511,0.98222222222222211,0.95316239316239304,0.92410256410256408,0.89504273504273502,0.86598290598290595,0.83692307692307688,0.9339080459770116,0.95018573030557896,0.96646341463414642,0.98323170731707321,1,1,1,1.0000000000000002,1,0.99999999999999978,1,1.0000000000000002,0.93750000000000022,0.87500000000000022,17.188888888888886,{"$f":"Z18*E18+($A$4-80)*AG18*$A$16/1000","v":16.985942419711552},{"$f":"AA18*G18+($A$4-80)*AH18*$A$16/1000","v":16.765777777777775},16.536646341463413,16.289777777777775,15.760888888888887,15.231999999999999]
[null,59,17.559111111111111,17.559111111111111,17.056666666666665,17.056666666666665,16.554222222222222,16.554222222222222,16.051777777777776,16.051777777777776,15.549333333333333,15.549333333333333,15.046888888888887,15.046888888888887,14.544444444444443,14.544444444444443,null,0.96478632478632487,0.93717948717948718,0.90957264957264961,0.88196581196581192,0.85435897435897434,0.82675213675213666,0.79914529914529908,1,1,1,1,1,1,1,0.5208333333333337,0.46354166666666696,0.40625000000000022,0.34895833333333326,0.29166666666666635,0.2395833333333332,0.18750000000000008,17.559111111111111,{"$f":"Z19*E19+($A$4-80)*AG19*$A$16/1000","v":17.056666666666665},{"$f":"AA19*G19+($A$4-80)*AH19*$A$16/1000","v":16.554222222222222},16.051777777777776,15.549333333333333,15.046888888888887,14.544444444444443]

{"sheet":"4TTB60_42","index":65,"n_rows":19,"n_cols":45,"rows_kept":19,"cut":false,"hidden":true,"merged":[[130,0,133,0],[120,12,121,12],[120,13,121,13],[120,14,121,14],[120,15,121,15],[122,0,125,0],[126,0,129,0],[119,12,119,13],[119,14,119,15],[120,4,121,4],[120,5,121,5],[120,6,121,6],[120,7,121,7],[120,8,121,8],[120,9,121,9],[120,10,121,10],[120,11,121,11],[119,0,121,0],[119,1,121,1],[119,4,119,5],[119,6,119,7],[119,8,119,9],[119,10,119,11],[111,0,114,0],[117,0,118,1],[117,4,117,15],[118,4,118,5],[118,6,118,7],[118,8,118,9],[118,10,118,11],[118,12,118,13],[118,14,118,15],[101,12,102,12],[101,13,102,13],[101,14,102,14],[101,15,102,15],[103,0,106,0],[107,0,110,0],[100,12,100,13],[100,14,100,15],[101,4,102,4],[101,5,102,5],[101,6,102,6],[101,7,102,7],[101,8,102,8],[101,9,102,9],[101,10,102,10],[101,11,102,11],[100,0,102,0],[100,1,102,1],[100,4,100,5],[100,6,100,7],[100,8,100,9],[100,10,100,11],[92,0,95,0],[98,0,99,1],[98,4,98,15],[99,4,99,5],[99,6,99,7],[99,8,99,9],[99,10,99,11],[99,12,99,13],[99,14,99,15],[82,12,83,12],[82,13,83,13],[82,14,83,14],[82,15,83,15],[84,0,87,0],[88,0,91,0],[81,12,81,13],[81,14,81,15],[82,4,83,4],[82,5,83,5],[82,6,83,6],[82,7,83,7],[82,8,83,8],[82,9,83,9],[82,10,83,10],[82,11,83,11],[81,0,83,0],[81,1,83,1],[81,4,81,5],[81,6,81,7],[81,8,81,9],[81,10,81,11],[73,0,76,0],[79,0,80,1],[79,4,79,15],[80,4,80,5],[80,6,80,7],[80,8,80,9],[80,10,80,11],[80,12,80,13],[80,14,80,15],[63,12,64,12],[63,13,64,13],[63,14,64,14],[63,15,64,15],[65,0,68,0],[69,0,72,0],[62,12,62,13],[62,14,62,15],[63,4,64,4],[63,5,64,5],[63,6,64,6],[63,7,64,7],[63,8,64,8],[63,9,64,9],[63,10,64,10],[63,11,64,11],[62,0,64,0],[62,1,64,1],[62,4,62,5],[62,6,62,7],[62,8,62,9],[62,10,62,11],[54,0,57,0],[60,0,61,1],[60,4,60,15],[61,4,61,5],[61,6,61,7],[61,8,61,9],[61,10,61,11],[61,12,61,13],[61,14,61,15],[44,12,45,12],[44,13,45,13],[44,14,45,14],[44,15,45,15],[46,0,49,0],[50,0,53,0],[43,12,43,13],[43,14,43,15],[44,4,45,4],[44,5,45,5],[44,6,45,6],[44,7,45,7],[44,8,45,8],[44,9,45,9],[44,10,45,10],[44,11,45,11],[43,0,45,0],[43,1,45,1],[43,4,43,5],[43,6,43,7],[43,8,43,9],[43,10,43,11],[35,0,38,0],[41,0,42,1],[41,4,41,15],[42,4,42,5],[42,6,42,7],[42,8,42,9],[42,10,42,11],[42,12,42,13],[42,14,42,15],[25,12,26,12],[25,13,26,13],[25,14,26,14],[25,15,26,15],[27,0,30,0],[31,0,34,0],[24,12,24,13],[24,14,24,15],[25,4,26,4],[25,5,26,5],[25,6,26,6],[25,7,26,7],[25,8,26,8],[25,9,26,9],[25,10,26,10],[25,11,26,11],[24,0,26,0],[24,1,26,1],[24,4,24,5],[24,6,24,7],[24,8,24,9],[24,10,24,11],[7,0,10,0],[11,0,14,0],[15,0,18,0],[22,4,22,15],[23,4,23,5],[23,6,23,7],[23,8,23,9],[23,10,23,11],[23,12,23,13],[23,14,23,15],[5,10,6,10],[5,11,6,11],[5,12,6,12],[5,13,6,13],[5,14,6,14],[5,15,6,15],[4,10,4,11],[4,12,4,13],[4,14,4,15],[5,2,6,2],[5,3,6,3],[5,4,6,4],[5,5,6,5],[5,6,6,6],[5,7,6,7],[5,8,6,8],[4,0,6,0],[4,1,6,1],[4,2,4,3],[4,4,4,5],[4,6,4,7],[4,8,4,9],[5,9,6,9],[2,0,2,1],[2,2,2,15],[3,2,3,3],[3,4,3,5],[3,6,3,7],[3,8,3,9],[3,10,3,11],[3,12,3,13],[3,14,3,15]]}
[]
["4TTB60_42",18.2]
["Evaporator Air \n",null,"Condenser  Entering Air Temperature ˚F"]
[80,"°F DB",85,null,90,null,95,null,100,null,105,null,110,null,115]
["CFM","EWB†\n˚F","Capacity Mbtuh",null,"Capacity Mbtuh",null,"Capacity Mbtuh",null,"Capacity Mbtuh",null,"Capacity Mbtuh",null,"Capacity Mbtuh",null,"Capacity Mbtuh"]
[null,null,"Total","Sens.","Total","Sens.","Total","Sens.","Total","Sens.","Total","Sens.","Total","Sens.","Total","Sens."]
[null,null,null,null,null,null,null,null,null,null,null,null,null,null,null,null,null,"Total Factors",null,null,null,null,null,null,"Sens. %",null,null,null,null,null,null,"IDB Adj",null,null,null,null,null,null,"Sens Calc"]
[1225,71,{"$f":"R8*$B$2","v":20.248599033816429},{"$f":"IF(AM8>C8,C8,AM8)","v":11.2444347826087},{"$f":"S8*$B$2","v":19.796236714975844},{"$f":"IF(AN8>E8,E8,AN8)","v":11.095995648545514},{"$f":"T8*$B$2","v":19.343874396135263},{"$f":"IF(AO8>G8,G8,AO8)","v":10.94285990338164},{"$f":"U8*$B$2","v":18.891512077294685},{"$f":"IF(AP8>I8,I8,AP8)","v":10.772581687062546},{"$f":"V8*$B$2","v":18.439149758454104},{"$f":"IF(AQ8>K8,K8,AQ8)","v":10.598202898550726},{"$f":"W8*$B$2","v":17.986787439613526},{"$f":"IF(AR8>M8,M8,AR8)","v":10.45023305013299},{"$f":"X8*$B$2","v":17.534425120772948},{"$f":"IF(AS8>O8,O8,AS8)","v":10.29662801932367},null,1.1125603864734301,1.0877053140096618,1.0628502415458936,1.0379951690821256,1.0131400966183575,0.98828502415458941,0.96342995169082135,0.55531914893617029,0.56051035397810733,0.56570155902004449,0.57023395708011582,0.57476635514018704,0.58099497118188714,0.58722358722358714,1,1.0044642857142856,1.0089285714285714,1.0044642857142856,1,1,1,{"$f":"Y8*C8+($A$4-80)*AF8*$A$8/1000","v":11.2444347826087},{"$f":"Z8*E8+($A$4-80)*AG8*$A$8/1000","v":11.095995648545514},{"$f":"AA8*G8+($A$4-80)*AH8*$A$8/1000","v":10.94285990338164},{"$f":"AB8*I8+($A$4-80)*AI8*$A$8/1000","v":10.772581687062546},{"$f":"AC8*K8+($A$4-80)*AJ8*$A$8/1000","v":10.598202898550726},{"$f":"AD8*M8+($A$4-80)*AK8*$A$8/1000","v":10.45023305013299},{"$f":"AE8*O8+($A$4-80)*AL8*$A$8/1000","v":10.29662801932367}]
[null,67,{"$f":"R9*$B$2","v":18.654560386473428},13.700115942028985,18.245280193236717,{"$f":"IF(AN9>E9,E9,AN9)","v":13.55276576927022},17.835999999999999,{"$f":"IF(AO9>G9,G9,AO9)","v":13.398541062801931},17.426719806763284,{"$f":"IF(AP9>I9,I9,AP9)","v":13.251521563816533},17.01743961352657,{"$f":"IF(AQ9>K9,K9,AQ9)","v":13.096966183574878},16.586618357487925,{"$f":"IF(AR9>M9,M9,AR9)","v":12.95099957928209},16.155797101449277,{"$f":"IF(AS9>O9,O9,AS9)","v":12.795391304347826},null,1.0249758454106279,1.0024879227053141,0.98,0.95751207729468601,0.93502415458937205,0.91135265700483103,0.88768115942028991,0.7344110854503465,0.74280940745947277,0.75120772946859904,0.76041399131657794,0.76962025316455696,0.78081012658227844,0.79199999999999993,1,1,1.0000000000000002,1,1,1,1,{"$f":"Y9*C9+($A$4-80)*AF9*$A$8/1000","v":13.700115942028985},{"$f":"Z9*E9+($A$4-80)*AG9*$A$8/1000","v":13.55276576927022},{"$f":"AA9*G9+($A$4-80)*AH9*$A$8/1000","v":13.398541062801931},{"$f":"AB9*I9+($A$4-80)*AI9*$A$8/1000","v":13.251521563816533},{"$f":"AC9*K9+($A$4-80)*AJ9*$A$8/1000","v":13.096966183574878},{"$f":"AD9*M9+($A$4-80)*AK9*$A$8/1000","v":12.95099957928209},{"$f":"AE9*O9+($A$4-80)*AL9*$A$8/1000","v":12.795391304347826}]
[null,63,17.448260869565217,16.285043478260867,17.060521739130436,16.139165397146389,16.672782608695652,15.983468599033815,16.285043478260871,15.81600302514653,15.897304347826086,15.638811594202897,15.509565217391305,15.383471191233651,15.121826086956522,15.121826086956522,null,0.95869565217391306,0.93739130434782614,0.91608695652173922,0.89478260869565218,0.87347826086956526,0.85217391304347834,0.83086956521739141,0.93333333333333324,0.9459948320413436,0.95865633074935397,0.97119808407386388,0.9837398373983739,0.99186991869918695,1,0.99999999999999956,1.0044642857142856,1.0089285714285714,1.0044642857142856,0.99999999999999956,0.9776785714285714,0.95535714285714313,16.285043478260867,{"$f":"Z10*E10+($A$4-80)*AG10*$A$8/1000","v":16.139165397146389},{"$f":"AA10*G10+($A$4-80)*AH10*$A$8/1000","v":15.983468599033815},15.81600302514653,15.638811594202897,15.383471191233651,15.121826086956522]
[null,59,16.672782608695652,16.672782608695652,16.285043478260871,16.285043478260871,15.897304347826086,15.897304347826086,15.531106280193237,15.531106280193237,15.164908212560388,15.164908212560388,14.798710144927535,14.798710144927535,14.432512077294685,14.432512077294685,null,0.91608695652173922,0.89478260869565218,0.87347826086956526,0.85335748792270538,0.8332367149758455,0.81311594202898541,0.79299516908212564,1,1,1,1,1,1,1,0.51785714285714324,0.47321428571428581,0.42857142857142833,0.3883928571428571,0.34821428571428592,0.3035714285714286,0.25892857142857129,16.672782608695652,{"$f":"Z11*E11+($A$4-80)*AG11*$A$8/1000","v":16.285043478260871},{"$f":"AA11*G11+($A$4-80)*AH11*$A$8/1000","v":15.897304347826086},{"$f":"AB11*I11+($A$4-80)*AI11*$A$8/1000","v":15.531106280193237},15.164908212560388,14.798710144927535,14.432512077294685]
[1400,71,20.661835748792267,11.473913043478261,20.200241545893721,11.32244453933216,19.738647342995169,11.166183574879225,19.277053140096616,10.992430292920965,18.815458937198066,10.81449275362319,18.353864734299517,10.663503112380603,17.892270531400968,10.506763285024155,null,1.1352657004830917,1.1099033816425121,1.0845410628019323,1.0591787439613525,1.0338164251207729,1.0084541062801933,0.98309178743961367,0.55531914893617029,0.56051035397810733,0.56570155902004449,0.57023395708011582,0.57476635514018704,0.58099497118188714,0.58722358722358714,1,1.0044642857142856,1.0089285714285714,1.0044642857142856,1,1,1,{"$f":"Y12*C12+($A$4-80)*AF12*$A$12/1000","v":11.473913043478261},{"$f":"Z12*E12+($A$4-80)*AG12*$A$12/1000","v":11.32244453933216},{"$f":"AA12*G12+($A$4-80)*AH12*$A$12/1000","v":11.166183574879225},{"$f":"AB12*I12+($A$4-80)*AI12*$A$12/1000","v":10.992430292920965},{"$f":"AC12*K12+($A$4-80)*AJ12*$A$12/1000","v":10.81449275362319},{"$f":"AD12*M12+($A$4-80)*AK12*$A$12/1000","v":10.663503112380603},{"$f":"AE12*O12+($A$4-80)*AL12*$A$12/1000","v":10.506763285024155}]
[null,67,19.035265700483091,13.979710144927537,18.617632850241542,13.829352825785934,18.2,13.671980676328502,17.782367149758457,13.521960779404628,17.364734299516908,13.364251207729469,16.925120772946858,13.215305693144987,16.485507246376812,13.056521739130433,null,1.0458937198067633,1.0229468599033815,1,0.97705314009661848,0.95410628019323673,0.92995169082125606,0.90579710144927539,0.7344110854503465,0.74280940745947277,0.75120772946859904,0.76041399131657794,0.76962025316455696,0.78081012658227844,0.79199999999999993,1,1,1.0000000000000002,1,1,1,1,{"$f":"Y13*C13+($A$4-80)*AF13*$A$12/1000","v":13.979710144927537},{"$f":"Z13*E13+($A$4-80)*AG13*$A$12/1000","v":13.829352825785934},{"$f":"AA13*G13+($A$4-80)*AH13*$A$12/1000","v":13.671980676328502},{"$f":"AB13*I13+($A$4-80)*AI13*$A$12/1000","v":13.521960779404628},{"$f":"AC13*K13+($A$4-80)*AJ13*$A$12/1000","v":13.364251207729469},{"$f":"AD13*M13+($A$4-80)*AK13*$A$12/1000","v":13.215305693144987},{"$f":"AE13*O13+($A$4-80)*AL13*$A$12/1000","v":13.056521739130433}]
[null,63,17.804347826086957,16.617391304347827,17.408695652173911,16.468536119537127,17.013043478260872,16.309661835748795,16.617391304347823,16.13877859708829,16.221739130434781,15.957971014492751,15.826086956521738,15.697419582891479,15.430434782608696,15.430434782608696,null,0.97826086956521741,0.95652173913043481,0.93478260869565233,0.91304347826086951,0.89130434782608692,0.86956521739130432,0.84782608695652184,0.93333333333333324,0.9459948320413436,0.95865633074935397,0.97119808407386388,0.9837398373983739,0.99186991869918695,1,0.99999999999999956,1.0044642857142856,1.0089285714285714,1.0044642857142856,0.99999999999999956,0.9776785714285714,0.95535714285714313,16.617391304347827,{"$f":"Z14*E14+($A$4-80)*AG14*$A$12/1000","v":16.468536119537127},{"$f":"AA14*G14+($A$4-80)*AH14*$A$12/1000","v":16.309661835748795},16.13877859708829,15.957971014492751,15.697419582891479,15.430434782608696]
[null,59,17.013043478260872,17.013043478260872,16.617391304347823,16.617391304347823,16.221739130434781,16.221739130434781,15.84806763285024,15.84806763285024,15.474396135265701,15.474396135265701,15.100724637681159,15.100724637681159,14.727053140096618,14.727053140096618,null,0.93478260869565233,0.91304347826086951,0.89130434782608692,0.87077294685990336,0.85024154589371992,0.82971014492753625,0.8091787439613527,1,1,1,1,1,1,1,0.51785714285714324,0.47321428571428581,0.42857142857142833,0.3883928571428571,0.34821428571428592,0.3035714285714286,0.25892857142857129,17.013043478260872,{"$f":"Z15*E15+($A$4-80)*AG15*$A$12/1000","v":16.617391304347823},{"$f":"AA15*G15+($A$4-80)*AH15*$A$12/1000","v":16.221739130434781},15.84806763285024,15.474396135265701,15.100724637681159,14.727053140096618]
[1575,71,21.075072463768112,11.703391304347825,20.604246376811592,11.548893430118801,20.133420289855071,11.389507246376809,19.66259420289855,11.212278898779386,19.191768115942029,11.030782608695654,18.720942028985508,10.876773174628216,18.250115942028987,10.716898550724638,null,1.1579710144927535,1.1321014492753623,1.106231884057971,1.0803623188405798,1.0544927536231885,1.0286231884057973,1.002753623188406,0.55531914893617029,0.56051035397810733,0.56570155902004449,0.57023395708011582,0.57476635514018704,0.58099497118188714,0.58722358722358714,1,1.0044642857142856,1.0089285714285714,1.0044642857142856,1,1,1,{"$f":"Y16*C16+($A$4-80)*AF16*$A$16/1000","v":11.703391304347825},{"$f":"Z16*E16+($A$4-80)*AG16*$A$16/1000","v":11.548893430118801},{"$f":"AA16*G16+($A$4-80)*AH16*$A$16/1000","v":11.389507246376809},{"$f":"AB16*I16+($A$4-80)*AI16*$A$16/1000","v":11.212278898779386},{"$f":"AC16*K16+($A$4-80)*AJ16*$A$16/1000","v":11.030782608695654},{"$f":"AD16*M16+($A$4-80)*AK16*$A$16/1000","v":10.876773174628216},{"$f":"AE16*O16+($A$4-80)*AL16*$A$16/1000","v":10.716898550724638}]
[null,67,19.415971014492754,14.25930434782609,18.989985507246377,14.105939882301657,18.564,13.945420289855072,18.138014492753623,13.792399994992719,17.712028985507246,13.631536231884057,17.263623188405795,13.479611807007887,16.815217391304348,13.317652173913043,null,1.0668115942028986,1.0434057971014494,1.02,0.99659420289855072,0.97318840579710142,0.94855072463768109,0.92391304347826086,0.7344110854503465,0.74280940745947277,0.75120772946859904,0.76041399131657794,0.76962025316455696,0.78081012658227844,0.79199999999999993,1,1,1.0000000000000002,1,1,1,1,{"$f":"Y17*C17+($A$4-80)*AF17*$A$16/1000","v":14.25930434782609},{"$f":"Z17*E17+($A$4-80)*AG17*$A$16/1000","v":14.105939882301657},{"$f":"AA17*G17+($A$4-80)*AH17*$A$16/1000","v":13.945420289855072},{"$f":"AB17*I17+($A$4-80)*AI17*$A$16/1000","v":13.792399994992719},{"$f":"AC17*K17+($A$4-80)*AJ17*$A$16/1000","v":13.631536231884057},{"$f":"AD17*M17+($A$4-80)*AK17*$A$16/1000","v":13.479611807007887},{"$f":"AE17*O17+($A$4-80)*AL17*$A$16/1000","v":13.317652173913043}]
[null,63,18.160434782608696,16.949739130434782,17.756869565217393,16.797906841927873,17.353304347826089,16.635855072463769,16.949739130434782,16.461554169030059,16.546173913043479,16.277130434782606,16.142608695652171,16.011367974549309,15.739043478260868,15.739043478260868,null,0.99782608695652186,0.9756521739130436,0.95347826086956533,0.93130434782608695,0.90913043478260869,0.88695652173913042,0.86478260869565216,0.93333333333333324,0.9459948320413436,0.95865633074935397,0.97119808407386388,0.9837398373983739,0.99186991869918695,1,0.99999999999999956,1.0044642857142856,1.0089285714285714,1.0044642857142856,0.99999999999999956,0.9776785714285714,0.95535714285714313,16.949739130434782,{"$f":"Z18*E18+($A$4-80)*AG18*$A$16/1000","v":16.797906841927873},{"$f":"AA18*G18+($A$4-80)*AH18*$A$16/1000","v":16.635855072463769},16.461554169030059,16.277130434782606,16.011367974549309,15.739043478260868]
[null,59,17.353304347826089,17.353304347826089,16.949739130434782,16.949739130434782,16.546173913043479,16.546173913043479,16.165028985507245,16.165028985507245,15.783884057971017,15.783884057971017,15.402739130434785,15.402739130434785,15.021594202898552,15.021594202898552,null,0.95347826086956533,0.93130434782608695,0.90913043478260869,0.88818840579710145,0.86724637681159433,0.8463043478260871,0.82536231884057976,1,1,1,1,1,1,1,0.51785714285714324,0.47321428571428581,0.42857142857142833,0.3883928571428571,0.34821428571428592,0.3035714285714286,0.25892857142857129,17.353304347826089,{"$f":"Z19*E19+($A$4-80)*AG19*$A$16/1000","v":16.949739130434782},{"$f":"AA19*G19+($A$4-80)*AH19*$A$16/1000","v":16.546173913043479},16.165028985507245,15.783884057971017,15.402739130434785,15.021594202898552]

{"sheet":"4TTB60_48","index":66,"n_rows":19,"n_cols":45,"rows_kept":19,"cut":false,"hidden":true,"merged":[[130,0,133,0],[120,12,121,12],[120,13,121,13],[120,14,121,14],[120,15,121,15],[122,0,125,0],[126,0,129,0],[119,12,119,13],[119,14,119,15],[120,4,121,4],[120,5,121,5],[120,6,121,6],[120,7,121,7],[120,8,121,8],[120,9,121,9],[120,10,121,10],[120,11,121,11],[119,0,121,0],[119,1,121,1],[119,4,119,5],[119,6,119,7],[119,8,119,9],[119,10,119,11],[111,0,114,0],[117,0,118,1],[117,4,117,15],[118,4,118,5],[118,6,118,7],[118,8,118,9],[118,10,118,11],[118,12,118,13],[118,14,118,15],[101,12,102,12],[101,13,102,13],[101,14,102,14],[101,15,102,15],[103,0,106,0],[107,0,110,0],[100,12,100,13],[100,14,100,15],[101,4,102,4],[101,5,102,5],[101,6,102,6],[101,7,102,7],[101,8,102,8],[101,9,102,9],[101,10,102,10],[101,11,102,11],[100,0,102,0],[100,1,102,1],[100,4,100,5],[100,6,100,7],[100,8,100,9],[100,10,100,11],[92,0,95,0],[98,0,99,1],[98,4,98,15],[99,4,99,5],[99,6,99,7],[99,8,99,9],[99,10,99,11],[99,12,99,13],[99,14,99,15],[82,12,83,12],[82,13,83,13],[82,14,83,14],[82,15,83,15],[84,0,87,0],[88,0,91,0],[81,12,81,13],[81,14,81,15],[82,4,83,4],[82,5,83,5],[82,6,83,6],[82,7,83,7],[82,8,83,8],[82,9,83,9],[82,10,83,10],[82,11,83,11],[81,0,83,0],[81,1,83,1],[81,4,81,5],[81,6,81,7],[81,8,81,9],[81,10,81,11],[73,0,76,0],[79,0,80,1],[79,4,79,15],[80,4,80,5],[80,6,80,7],[80,8,80,9],[80,10,80,11],[80,12,80,13],[80,14,80,15],[63,12,64,12],[63,13,64,13],[63,14,64,14],[63,15,64,15],[65,0,68,0],[69,0,72,0],[62,12,62,13],[62,14,62,15],[63,4,64,4],[63,5,64,5],[63,6,64,6],[63,7,64,7],[63,8,64,8],[63,9,64,9],[63,10,64,10],[63,11,64,11],[62,0,64,0],[62,1,64,1],[62,4,62,5],[62,6,62,7],[62,8,62,9],[62,10,62,11],[54,0,57,0],[60,0,61,1],[60,4,60,15],[61,4,61,5],[61,6,61,7],[61,8,61,9],[61,10,61,11],[61,12,61,13],[61,14,61,15],[44,12,45,12],[44,13,45,13],[44,14,45,14],[44,15,45,15],[46,0,49,0],[50,0,53,0],[43,12,43,13],[43,14,43,15],[44,4,45,4],[44,5,45,5],[44,6,45,6],[44,7,45,7],[44,8,45,8],[44,9,45,9],[44,10,45,10],[44,11,45,11],[43,0,45,0],[43,1,45,1],[43,4,43,5],[43,6,43,7],[43,8,43,9],[43,10,43,11],[35,0,38,0],[41,0,42,1],[41,4,41,15],[42,4,42,5],[42,6,42,7],[42,8,42,9],[42,10,42,11],[42,12,42,13],[42,14,42,15],[25,12,26,12],[25,13,26,13],[25,14,26,14],[25,15,26,15],[27,0,30,0],[31,0,34,0],[24,12,24,13],[24,14,24,15],[25,4,26,4],[25,5,26,5],[25,6,26,6],[25,7,26,7],[25,8,26,8],[25,9,26,9],[25,10,26,10],[25,11,26,11],[24,0,26,0],[24,1,26,1],[24,4,24,5],[24,6,24,7],[24,8,24,9],[24,10,24,11],[7,0,10,0],[11,0,14,0],[15,0,18,0],[22,4,22,15],[23,4,23,5],[23,6,23,7],[23,8,23,9],[23,10,23,11],[23,12,23,13],[23,14,23,15],[5,10,6,10],[5,11,6,11],[5,12,6,12],[5,13,6,13],[5,14,6,14],[5,15,6,15],[4,10,4,11],[4,12,4,13],[4,14,4,15],[5,2,6,2],[5,3,6,3],[5,4,6,4],[5,5,6,5],[5,6,6,6],[5,7,6,7],[5,8,6,8],[4,0,6,0],[4,1,6,1],[4,2,4,3],[4,4,4,5],[4,6,4,7],[4,8,4,9],[5,9,6,9],[2,0,2,1],[2,2,2,15],[3,2,3,3],[3,4,3,5],[3,6,3,7],[3,8,3,9],[3,10,3,11],[3,12,3,13],[3,14,3,15]]}
[]
["4TTB60_48",18.2]
["Evaporator Air \n",null,"Condenser  Entering Air Temperature ˚F"]
[80,"°F DB",85,null,90,null,95,null,100,null,105,null,110,null,115]
["CFM","EWB†\n˚F","Capacity Mbtuh",null,"Capacity Mbtuh",null,"Capacity Mbtuh",null,"Capacity Mbtuh",null,"Capacity Mbtuh",null,"Capacity Mbtuh",null,"Capacity Mbtuh"]
[null,null,"Total","Sens.","Total","Sens.","Total","Sens.","Total","Sens.","Total","Sens.","Total","Sens.","Total","Sens."]
[null,null,null,null,null,null,null,null,null,null,null,null,null,null,null,null,null,"Total Factors",null,null,null,null,null,null,"Sens. %",null,null,null,null,null,null,"IDB Adj",null,null,null,null,null,null,"Sens Calc"]
[1400,71,{"$f":"R8*$B$2","v":20.306787878787876},{"$f":"IF(AM8>C8,C8,AM8)","v":11.620424242424242},{"$f":"S8*$B$2","v":19.824212121212117},{"$f":"IF(AN8>E8,E8,AN8)","v":11.449252446081449},{"$f":"T8*$B$2","v":19.341636363636365},{"$f":"IF(AO8>G8,G8,AO8)","v":11.272969696969698},{"$f":"U8*$B$2","v":18.859060606060606},{"$f":"IF(AP8>I8,I8,AP8)","v":11.121876270631642},{"$f":"V8*$B$2","v":18.37648484848485},{"$f":"IF(AQ8>K8,K8,AQ8)","v":10.964121212121213},{"$f":"W8*$B$2","v":17.893909090909091},{"$f":"IF(AR8>M8,M8,AR8)","v":10.81339705585923},{"$f":"X8*$B$2","v":17.411333333333332},{"$f":"IF(AS8>O8,O8,AS8)","v":10.655272727272726},null,1.1157575757575757,1.0892424242424241,1.0627272727272727,1.0362121212121211,1.0096969696969698,0.98318181818181816,0.95666666666666667,0.57224334600760463,0.57753883867246492,0.58283433133732532,0.58973649339975509,0.59663865546218486,0.60430602396169109,0.61197339246119731,1.046875,1.046875,1.0468749999999998,1.0468749999999998,1.0468749999999998,1.046875,1.046875,{"$f":"Y8*C8+($A$4-80)*AF8*$A$8/1000","v":11.620424242424242},{"$f":"Z8*E8+($A$4-80)*AG8*$A$8/1000","v":11.449252446081449},{"$f":"AA8*G8+($A$4-80)*AH8*$A$8/1000","v":11.272969696969698},{"$f":"AB8*I8+($A$4-80)*AI8*$A$8/1000","v":11.121876270631642},{"$f":"AC8*K8+($A$4-80)*AJ8*$A$8/1000","v":10.964121212121213},{"$f":"AD8*M8+($A$4-80)*AK8*$A$8/1000","v":10.81339705585923},{"$f":"AE8*O8+($A$4-80)*AL8*$A$8/1000","v":10.655272727272726}]
[null,67,{"$f":"R9*$B$2","v":18.723939393939393},14.284242424242423,18.279969696969697,{"$f":"IF(AN9>E9,E9,AN9)","v":14.114621578957335},17.835999999999999,{"$f":"IF(AO9>G9,G9,AO9)","v":13.936787878787879},17.392030303030303,{"$f":"IF(AP9>I9,I9,AP9)","v":13.787406010299726},16.948060606060604,{"$f":"IF(AQ9>K9,K9,AQ9)","v":13.627939393939393},16.484787878787877,{"$f":"IF(AR9>M9,M9,AR9)","v":13.459960278305182},16.02151515151515,{"$f":"IF(AS9>O9,O9,AS9)","v":13.280484848484846},null,1.0287878787878788,1.0043939393939394,0.98,0.95560606060606057,0.93121212121212116,0.90575757575757576,0.88030303030303025,0.76288659793814428,0.7721359396617129,0.7813852813852814,0.79274275458785715,0.80410022779043278,0.81650794522051751,0.82891566265060235,1.0468749999999998,1.046875,1.046875,1.046875,1.0468749999999998,1.0468749999999998,1.0468749999999998,{"$f":"Y9*C9+($A$4-80)*AF9*$A$8/1000","v":14.284242424242423},{"$f":"Z9*E9+($A$4-80)*AG9*$A$8/1000","v":14.114621578957335},{"$f":"AA9*G9+($A$4-80)*AH9*$A$8/1000","v":13.936787878787879},{"$f":"AB9*I9+($A$4-80)*AI9*$A$8/1000","v":13.787406010299726},{"$f":"AC9*K9+($A$4-80)*AJ9*$A$8/1000","v":13.627939393939393},{"$f":"AD9*M9+($A$4-80)*AK9*$A$8/1000","v":13.459960278305182},{"$f":"AE9*O9+($A$4-80)*AL9*$A$8/1000","v":13.280484848484846}]
[null,63,17.527151515151512,17.025272727272725,17.102484848484849,16.857625483914031,16.677818181818179,16.677818181818179,16.253151515151512,16.253151515151512,15.828484848484846,15.828484848484846,15.42312121212121,15.42312121212121,15.017757575757575,15.017757575757575,null,0.9630303030303029,0.9396969696969697,0.91636363636363627,0.89303030303030284,0.86969696969696964,0.8474242424242423,0.82515151515151508,0.97136563876651993,0.98568281938325997,1,1,1,1,1,1.046875,1.046875,1.046875,0.99609375,0.94531250000000011,0.89453125,0.84374999999999978,17.025272727272725,{"$f":"Z10*E10+($A$4-80)*AG10*$A$8/1000","v":16.857625483914031},{"$f":"AA10*G10+($A$4-80)*AH10*$A$8/1000","v":16.677818181818179},16.253151515151512,15.828484848484846,15.42312121212121,15.017757575757575]
[null,59,16.716424242424239,16.716424242424239,16.311060606060604,16.311060606060604,15.905696969696971,15.905696969696971,15.500333333333334,15.500333333333334,15.094969696969695,15.094969696969695,14.708909090909088,14.708909090909088,14.322848484848485,14.322848484848485,null,0.91848484848484835,0.89621212121212113,0.87393939393939402,0.85166666666666668,0.82939393939393935,0.80818181818181811,0.78696969696969699,1,1,1,1,1,1,1,0.40624999999999967,0.35937499999999983,0.3125,0.26953124999999994,0.22656249999999989,0.17968750000000006,0.13281250000000022,16.716424242424239,{"$f":"Z11*E11+($A$4-80)*AG11*$A$8/1000","v":16.311060606060604},{"$f":"AA11*G11+($A$4-80)*AH11*$A$8/1000","v":15.905696969696971},{"$f":"AB11*I11+($A$4-80)*AI11*$A$8/1000","v":15.500333333333334},15.094969696969695,14.708909090909088,14.322848484848485]
[1600,71,20.721212121212119,11.857575757575757,20.228787878787877,11.682910659266785,19.736363636363635,11.503030303030302,19.243939393939392,11.348853337379225,18.75151515151515,11.187878787878788,18.259090909090908,11.034078628427785,17.766666666666666,10.872727272727271,null,1.1385281385281385,1.1114718614718615,1.0844155844155843,1.0573593073593073,1.0303030303030303,1.0032467532467533,0.97619047619047616,0.57224334600760463,0.57753883867246492,0.58283433133732532,0.58973649339975509,0.59663865546218486,0.60430602396169109,0.61197339246119731,1.046875,1.046875,1.0468749999999998,1.0468749999999998,1.0468749999999998,1.046875,1.046875,{"$f":"Y12*C12+($A$4-80)*AF12*$A$12/1000","v":11.857575757575757},{"$f":"Z12*E12+($A$4-80)*AG12*$A$12/1000","v":11.682910659266785},{"$f":"AA12*G12+($A$4-80)*AH12*$A$12/1000","v":11.503030303030302},{"$f":"AB12*I12+($A$4-80)*AI12*$A$12/1000","v":11.348853337379225},{"$f":"AC12*K12+($A$4-80)*AJ12*$A$12/1000","v":11.187878787878788},{"$f":"AD12*M12+($A$4-80)*AK12*$A$12/1000","v":11.034078628427785},{"$f":"AE12*O12+($A$4-80)*AL12*$A$12/1000","v":10.872727272727271}]
[null,67,19.106060606060606,14.575757575757574,18.653030303030302,14.402675080568708,18.2,14.221212121212121,17.746969696969696,14.068781643162986,17.293939393939393,13.906060606060604,16.82121212121212,13.73465334520937,16.348484848484848,13.551515151515149,null,1.0497835497835497,1.024891774891775,1,0.97510822510822504,0.95021645021645018,0.9242424242424242,0.89826839826839822,0.76288659793814428,0.7721359396617129,0.7813852813852814,0.79274275458785715,0.80410022779043278,0.81650794522051751,0.82891566265060235,1.0468749999999998,1.046875,1.046875,1.046875,1.0468749999999998,1.0468749999999998,1.0468749999999998,{"$f":"Y13*C13+($A$4-80)*AF13*$A$12/1000","v":14.575757575757574},{"$f":"Z13*E13+($A$4-80)*AG13*$A$12/1000","v":14.402675080568708},{"$f":"AA13*G13+($A$4-80)*AH13*$A$12/1000","v":14.221212121212121},{"$f":"AB13*I13+($A$4-80)*AI13*$A$12/1000","v":14.068781643162986},{"$f":"AC13*K13+($A$4-80)*AJ13*$A$12/1000","v":13.906060606060604},{"$f":"AD13*M13+($A$4-80)*AK13*$A$12/1000","v":13.73465334520937},{"$f":"AE13*O13+($A$4-80)*AL13*$A$12/1000","v":13.551515151515149}]
[null,63,17.884848484848483,17.372727272727271,17.451515151515149,17.20165865705513,17.018181818181816,17.018181818181816,16.584848484848482,16.584848484848482,16.151515151515149,16.151515151515149,15.737878787878788,15.737878787878788,15.324242424242422,15.324242424242422,null,0.9826839826839826,0.95887445887445877,0.93506493506493504,0.91125541125541121,0.88744588744588737,0.86471861471861478,0.84199134199134196,0.97136563876651993,0.98568281938325997,1,1,1,1,1,1.046875,1.046875,1.046875,0.99609375,0.94531250000000011,0.89453125,0.84374999999999978,17.372727272727271,{"$f":"Z14*E14+($A$4-80)*AG14*$A$12/1000","v":17.20165865705513},{"$f":"AA14*G14+($A$4-80)*AH14*$A$12/1000","v":17.018181818181816},16.584848484848482,16.151515151515149,15.737878787878788,15.324242424242422]
[null,59,17.057575757575755,17.057575757575755,16.643939393939394,16.643939393939394,16.23030303030303,16.23030303030303,15.816666666666666,15.816666666666666,15.403030303030301,15.403030303030301,15.009090909090908,15.009090909090908,14.615151515151513,14.615151515151513,null,0.93722943722943708,0.91450216450216448,0.89177489177489178,0.86904761904761907,0.84632034632034625,0.82467532467532467,0.80303030303030298,1,1,1,1,1,1,1,0.40624999999999967,0.35937499999999983,0.3125,0.26953124999999994,0.22656249999999989,0.17968750000000006,0.13281250000000022,17.057575757575755,{"$f":"Z15*E15+($A$4-80)*AG15*$A$12/1000","v":16.643939393939394},{"$f":"AA15*G15+($A$4-80)*AH15*$A$12/1000","v":16.23030303030303},15.816666666666666,15.403030303030301,15.009090909090908,14.615151515151513]
[1800,71,21.135636363636362,12.094727272727273,20.633363636363633,11.916568872452121,20.131090909090908,11.733090909090908,19.628818181818179,11.57583040412681,19.12654545454545,11.411636363636362,18.624272727272725,11.254760200996341,18.122,11.090181818181817,null,1.1612987012987013,1.1337012987012987,1.106103896103896,1.0785064935064934,1.0509090909090908,1.0233116883116882,0.99571428571428566,0.57224334600760463,0.57753883867246492,0.58283433133732532,0.58973649339975509,0.59663865546218486,0.60430602396169109,0.61197339246119731,1.046875,1.046875,1.0468749999999998,1.0468749999999998,1.0468749999999998,1.046875,1.046875,{"$f":"Y16*C16+($A$4-80)*AF16*$A$16/1000","v":12.094727272727273},{"$f":"Z16*E16+($A$4-80)*AG16*$A$16/1000","v":11.916568872452121},{"$f":"AA16*G16+($A$4-80)*AH16*$A$16/1000","v":11.733090909090908},{"$f":"AB16*I16+($A$4-80)*AI16*$A$16/1000","v":11.57583040412681},{"$f":"AC16*K16+($A$4-80)*AJ16*$A$16/1000","v":11.411636363636362},{"$f":"AD16*M16+($A$4-80)*AK16*$A$16/1000","v":11.254760200996341},{"$f":"AE16*O16+($A$4-80)*AL16*$A$16/1000","v":11.090181818181817}]
[null,67,19.488181818181815,14.867272727272724,19.026090909090907,14.690728582180082,18.564,14.505636363636365,18.101909090909089,14.350157276026245,17.639818181818178,14.184181818181814,17.157636363636364,14.00934641211356,16.675454545454542,13.82254545454545,null,1.0707792207792206,1.0453896103896103,1.02,0.99461038961038961,0.96922077922077909,0.94272727272727275,0.91623376623376618,0.76288659793814428,0.7721359396617129,0.7813852813852814,0.79274275458785715,0.80410022779043278,0.81650794522051751,0.82891566265060235,1.0468749999999998,1.046875,1.046875,1.046875,1.0468749999999998,1.0468749999999998,1.0468749999999998,{"$f":"Y17*C17+($A$4-80)*AF17*$A$16/1000","v":14.867272727272724},{"$f":"Z17*E17+($A$4-80)*AG17*$A$16/1000","v":14.690728582180082},{"$f":"AA17*G17+($A$4-80)*AH17*$A$16/1000","v":14.505636363636365},{"$f":"AB17*I17+($A$4-80)*AI17*$A$16/1000","v":14.350157276026245},{"$f":"AC17*K17+($A$4-80)*AJ17*$A$16/1000","v":14.184181818181814},{"$f":"AD17*M17+($A$4-80)*AK17*$A$16/1000","v":14.00934641211356},{"$f":"AE17*O17+($A$4-80)*AL17*$A$16/1000","v":13.82254545454545}]
[null,63,18.242545454545454,17.720181818181818,17.800545454545457,17.54569183019624,17.358545454545453,17.358545454545453,16.916545454545457,16.916545454545457,16.474545454545453,16.474545454545453,16.05263636363636,16.05263636363636,15.63072727272727,15.63072727272727,null,1.0023376623376623,0.97805194805194817,0.95376623376623382,0.92948051948051957,0.90519480519480511,0.8820129870129868,0.85883116883116872,0.97136563876651993,0.98568281938325997,1,1,1,1,1,1.046875,1.046875,1.046875,0.99609375,0.94531250000000011,0.89453125,0.84374999999999978,17.720181818181818,{"$f":"Z18*E18+($A$4-80)*AG18*$A$16/1000","v":17.54569183019624},{"$f":"AA18*G18+($A$4-80)*AH18*$A$16/1000","v":17.358545454545453},16.916545454545457,16.474545454545453,16.05263636363636,15.63072727272727]
[null,59,17.398727272727267,17.398727272727267,16.976818181818182,16.976818181818182,16.554909090909089,16.554909090909089,16.132999999999999,16.132999999999999,15.711090909090908,15.711090909090908,15.309272727272726,15.309272727272726,14.907454545454543,14.907454545454543,null,0.95597402597402581,0.93279220779220773,0.90961038961038954,0.88642857142857145,0.86324675324675326,0.84116883116883112,0.81909090909090898,1,1,1,1,1,1,1,0.40624999999999967,0.35937499999999983,0.3125,0.26953124999999994,0.22656249999999989,0.17968750000000006,0.13281250000000022,17.398727272727267,{"$f":"Z19*E19+($A$4-80)*AG19*$A$16/1000","v":16.976818181818182},{"$f":"AA19*G19+($A$4-80)*AH19*$A$16/1000","v":16.554909090909089},16.132999999999999,15.711090909090908,15.309272727272726,14.907454545454543]

{"sheet":"4TTB60_49","index":67,"n_rows":19,"n_cols":45,"rows_kept":19,"cut":false,"hidden":true,"merged":[[130,0,133,0],[120,12,121,12],[120,13,121,13],[120,14,121,14],[120,15,121,15],[122,0,125,0],[126,0,129,0],[119,12,119,13],[119,14,119,15],[120,4,121,4],[120,5,121,5],[120,6,121,6],[120,7,121,7],[120,8,121,8],[120,9,121,9],[120,10,121,10],[120,11,121,11],[119,0,121,0],[119,1,121,1],[119,4,119,5],[119,6,119,7],[119,8,119,9],[119,10,119,11],[111,0,114,0],[117,0,118,1],[117,4,117,15],[118,4,118,5],[118,6,118,7],[118,8,118,9],[118,10,118,11],[118,12,118,13],[118,14,118,15],[101,12,102,12],[101,13,102,13],[101,14,102,14],[101,15,102,15],[103,0,106,0],[107,0,110,0],[100,12,100,13],[100,14,100,15],[101,4,102,4],[101,5,102,5],[101,6,102,6],[101,7,102,7],[101,8,102,8],[101,9,102,9],[101,10,102,10],[101,11,102,11],[100,0,102,0],[100,1,102,1],[100,4,100,5],[100,6,100,7],[100,8,100,9],[100,10,100,11],[92,0,95,0],[98,0,99,1],[98,4,98,15],[99,4,99,5],[99,6,99,7],[99,8,99,9],[99,10,99,11],[99,12,99,13],[99,14,99,15],[82,12,83,12],[82,13,83,13],[82,14,83,14],[82,15,83,15],[84,0,87,0],[88,0,91,0],[81,12,81,13],[81,14,81,15],[82,4,83,4],[82,5,83,5],[82,6,83,6],[82,7,83,7],[82,8,83,8],[82,9,83,9],[82,10,83,10],[82,11,83,11],[81,0,83,0],[81,1,83,1],[81,4,81,5],[81,6,81,7],[81,8,81,9],[81,10,81,11],[73,0,76,0],[79,0,80,1],[79,4,79,15],[80,4,80,5],[80,6,80,7],[80,8,80,9],[80,10,80,11],[80,12,80,13],[80,14,80,15],[63,12,64,12],[63,13,64,13],[63,14,64,14],[63,15,64,15],[65,0,68,0],[69,0,72,0],[62,12,62,13],[62,14,62,15],[63,4,64,4],[63,5,64,5],[63,6,64,6],[63,7,64,7],[63,8,64,8],[63,9,64,9],[63,10,64,10],[63,11,64,11],[62,0,64,0],[62,1,64,1],[62,4,62,5],[62,6,62,7],[62,8,62,9],[62,10,62,11],[54,0,57,0],[60,0,61,1],[60,4,60,15],[61,4,61,5],[61,6,61,7],[61,8,61,9],[61,10,61,11],[61,12,61,13],[61,14,61,15],[44,12,45,12],[44,13,45,13],[44,14,45,14],[44,15,45,15],[46,0,49,0],[50,0,53,0],[43,12,43,13],[43,14,43,15],[44,4,45,4],[44,5,45,5],[44,6,45,6],[44,7,45,7],[44,8,45,8],[44,9,45,9],[44,10,45,10],[44,11,45,11],[43,0,45,0],[43,1,45,1],[43,4,43,5],[43,6,43,7],[43,8,43,9],[43,10,43,11],[35,0,38,0],[41,0,42,1],[41,4,41,15],[42,4,42,5],[42,6,42,7],[42,8,42,9],[42,10,42,11],[42,12,42,13],[42,14,42,15],[25,12,26,12],[25,13,26,13],[25,14,26,14],[25,15,26,15],[27,0,30,0],[31,0,34,0],[24,12,24,13],[24,14,24,15],[25,4,26,4],[25,5,26,5],[25,6,26,6],[25,7,26,7],[25,8,26,8],[25,9,26,9],[25,10,26,10],[25,11,26,11],[24,0,26,0],[24,1,26,1],[24,4,24,5],[24,6,24,7],[24,8,24,9],[24,10,24,11],[7,0,10,0],[11,0,14,0],[15,0,18,0],[22,4,22,15],[23,4,23,5],[23,6,23,7],[23,8,23,9],[23,10,23,11],[23,12,23,13],[23,14,23,15],[5,10,6,10],[5,11,6,11],[5,12,6,12],[5,13,6,13],[5,14,6,14],[5,15,6,15],[4,10,4,11],[4,12,4,13],[4,14,4,15],[5,2,6,2],[5,3,6,3],[5,4,6,4],[5,5,6,5],[5,6,6,6],[5,7,6,7],[5,8,6,8],[4,0,6,0],[4,1,6,1],[4,2,4,3],[4,4,4,5],[4,6,4,7],[4,8,4,9],[5,9,6,9],[2,0,2,1],[2,2,2,15],[3,2,3,3],[3,4,3,5],[3,6,3,7],[3,8,3,9],[3,10,3,11],[3,12,3,13],[3,14,3,15]]}
[]
["4TTB60_49",18.2]
["Evaporator Air \n",null,"Condenser  Entering Air Temperature ˚F"]
[80,"°F DB",85,null,90,null,95,null,100,null,105,null,110,null,115]
["CFM","EWB†\n˚F","Capacity Mbtuh",null,"Capacity Mbtuh",null,"Capacity Mbtuh",null,"Capacity Mbtuh",null,"Capacity Mbtuh",null,"Capacity Mbtuh",null,"Capacity Mbtuh"]
[null,null,"Total","Sens.","Total","Sens.","Total","Sens.","Total","Sens.","Total","Sens.","Total","Sens.","Total","Sens."]
[null,null,null,null,null,null,null,null,null,null,null,null,null,null,null,null,null,"Total Factors",null,null,null,null,null,null,"Sens. %",null,null,null,null,null,null,"IDB Adj",null,null,null,null,null,null,"Sens Calc"]
[1400,71,{"$f":"R8*$B$2","v":20.280334047109207},{"$f":"IF(AM8>C8,C8,AM8)","v":11.037695931477513},{"$f":"S8*$B$2","v":19.80292505353319},{"$f":"IF(AN8>E8,E8,AN8)","v":10.868001755278815},{"$f":"T8*$B$2","v":19.325516059957174},{"$f":"IF(AO8>G8,G8,AO8)","v":10.693961456102784},{"$f":"U8*$B$2","v":18.848107066381154},{"$f":"IF(AP8>I8,I8,AP8)","v":10.544085796759848},{"$f":"V8*$B$2","v":18.370698072805133},{"$f":"IF(AQ8>K8,K8,AQ8)","v":10.388419700214127},{"$f":"W8*$B$2","v":17.893289079229117},{"$f":"IF(AR8>M8,M8,AR8)","v":10.219241664534474},{"$f":"X8*$B$2","v":17.415880085653104},{"$f":"IF(AS8>O8,O8,AS8)","v":10.0446852248394},null,1.1143040685224839,1.0880728051391864,1.0618415417558886,1.0356102783725909,1.0093790149892932,0.98314775160599555,0.95691648822269804,0.54425612052730687,0.54880790216088671,0.55335968379446643,0.55942412464151592,0.56548856548856541,0.57112147572673888,0.57675438596491224,0.953125,0.94921875,0.9453125,0.94921875,0.953125,0.94921875,0.94531250000000011,{"$f":"Y8*C8+($A$4-80)*AF8*$A$8/1000","v":11.037695931477513},{"$f":"Z8*E8+($A$4-80)*AG8*$A$8/1000","v":10.868001755278815},{"$f":"AA8*G8+($A$4-80)*AH8*$A$8/1000","v":10.693961456102784},{"$f":"AB8*I8+($A$4-80)*AI8*$A$8/1000","v":10.544085796759848},{"$f":"AC8*K8+($A$4-80)*AJ8*$A$8/1000","v":10.388419700214127},{"$f":"AD8*M8+($A$4-80)*AK8*$A$8/1000","v":10.219241664534474},{"$f":"AE8*O8+($A$4-80)*AL8*$A$8/1000","v":10.0446852248394}]
[null,67,{"$f":"R9*$B$2","v":18.714432548179868},13.40564453961456,18.275216274089932,{"$f":"IF(AN9>E9,E9,AN9)","v":13.256859295516964},17.836000000000002,{"$f":"IF(AO9>G9,G9,AO9)","v":13.100102783725909},17.396783725910062,{"$f":"IF(AP9>I9,I9,AP9)","v":12.932139492993167},16.957567451820129,{"$f":"IF(AQ9>K9,K9,AQ9)","v":12.756368308351178},16.518351177730192,{"$f":"IF(AR9>M9,M9,AR9)","v":12.60844957141601},16.079134903640256,{"$f":"IF(AS9>O9,O9,AS9)","v":12.450826552462527},null,1.0282655246252674,1.0041327623126337,0.98000000000000009,0.95586723768736614,0.93173447537473231,0.90760171306209858,0.88346895074946463,0.71632653061224494,0.72540095267228943,0.73447537473233393,0.74336381349229308,0.75225225225225223,0.76329952280071045,0.77434679334916867,0.94531250000000011,0.94921874999999989,0.95312499999999967,0.94921874999999978,0.94531249999999989,0.94921875,0.95312500000000022,{"$f":"Y9*C9+($A$4-80)*AF9*$A$8/1000","v":13.40564453961456},{"$f":"Z9*E9+($A$4-80)*AG9*$A$8/1000","v":13.256859295516964},{"$f":"AA9*G9+($A$4-80)*AH9*$A$8/1000","v":13.100102783725909},{"$f":"AB9*I9+($A$4-80)*AI9*$A$8/1000","v":12.932139492993167},{"$f":"AC9*K9+($A$4-80)*AJ9*$A$8/1000","v":12.756368308351178},{"$f":"AD9*M9+($A$4-80)*AK9*$A$8/1000","v":12.60844957141601},{"$f":"AE9*O9+($A$4-80)*AL9*$A$8/1000","v":12.450826552462527}]
[null,63,17.492265524625264,15.888171306209848,17.091241970021411,15.72092650084924,16.690218415417558,15.544436830835117,16.270098501070663,15.378385319457848,15.849978586723768,15.200702355460384,15.448955032119912,15.054109560410359,15.047931477516057,14.895160599571733,null,0.96111349036402549,0.93907922912205555,0.9170449678800856,0.89396145610278377,0.87087794432548182,0.84884368308351166,0.8268094218415416,0.90829694323144117,0.91982352882395857,0.93135011441647597,0.94519312949739454,0.95903614457831321,0.97444193015717695,0.98984771573604069,0.95312500000000022,0.94921875000000022,0.94531250000000011,0.9453125,0.94531249999999989,0.9453125,0.94531250000000011,15.888171306209848,{"$f":"Z10*E10+($A$4-80)*AG10*$A$8/1000","v":15.72092650084924},{"$f":"AA10*G10+($A$4-80)*AH10*$A$8/1000","v":15.544436830835117},15.378385319457848,15.200702355460384,15.054109560410359,14.895160599571733]
[null,59,16.690218415417558,16.690218415417558,16.308291220556743,16.308291220556743,15.92636402569593,15.92636402569593,15.525340471092077,15.525340471092077,15.124316916488221,15.124316916488221,14.723293361884366,14.723293361884366,14.322269807280513,14.322269807280513,null,0.9170449678800856,0.89605995717344755,0.87507494646680939,0.85304068522483945,0.83100642398286928,0.80897216274089923,0.78693790149892928,1,1,1,1,1,1,1,0.5859375,0.53906250000000022,0.49218750000000033,0.44921875000000028,0.40625000000000022,0.35937500000000011,0.3125,16.690218415417558,{"$f":"Z11*E11+($A$4-80)*AG11*$A$8/1000","v":16.308291220556743},{"$f":"AA11*G11+($A$4-80)*AH11*$A$8/1000","v":15.92636402569593},{"$f":"AB11*I11+($A$4-80)*AI11*$A$8/1000","v":15.525340471092077},15.124316916488221,14.723293361884366,14.322269807280513]
[1600,71,20.694218415417556,11.26295503211991,20.207066381156316,11.089797709468179,19.719914346895074,10.912205567451821,19.232762312633831,10.759271221183518,18.745610278372592,10.600428265524624,18.258458244111349,10.427797616871915,17.771306209850106,10.249678800856531,null,1.1370449678800856,1.1102783725910064,1.0835117773019272,1.056745182012848,1.0299785867237687,1.0032119914346895,0.97644539614561021,0.54425612052730687,0.54880790216088671,0.55335968379446643,0.55942412464151592,0.56548856548856541,0.57112147572673888,0.57675438596491224,0.953125,0.94921875,0.9453125,0.94921875,0.953125,0.94921875,0.94531250000000011,{"$f":"Y12*C12+($A$4-80)*AF12*$A$12/1000","v":11.26295503211991},{"$f":"Z12*E12+($A$4-80)*AG12*$A$12/1000","v":11.089797709468179},{"$f":"AA12*G12+($A$4-80)*AH12*$A$12/1000","v":10.912205567451821},{"$f":"AB12*I12+($A$4-80)*AI12*$A$12/1000","v":10.759271221183518},{"$f":"AC12*K12+($A$4-80)*AJ12*$A$12/1000","v":10.600428265524624},{"$f":"AD12*M12+($A$4-80)*AK12*$A$12/1000","v":10.427797616871915},{"$f":"AE12*O12+($A$4-80)*AL12*$A$12/1000","v":10.249678800856531}]
[null,67,19.096359743040683,13.679229122055673,18.648179871520341,13.527407444405068,18.2,13.367451820128476,17.751820128479654,13.196060707135883,17.303640256959312,13.016702355460383,16.85546038543897,12.865764868791846,16.407280513918629,12.70492505353319,null,1.0492505353319057,1.0246252676659529,1,0.97537473233404703,0.95074946466809418,0.92612419700214133,0.90149892933618836,0.71632653061224494,0.72540095267228943,0.73447537473233393,0.74336381349229308,0.75225225225225223,0.76329952280071045,0.77434679334916867,0.94531250000000011,0.94921874999999989,0.95312499999999967,0.94921874999999978,0.94531249999999989,0.94921875,0.95312500000000022,{"$f":"Y13*C13+($A$4-80)*AF13*$A$12/1000","v":13.679229122055673},{"$f":"Z13*E13+($A$4-80)*AG13*$A$12/1000","v":13.527407444405068},{"$f":"AA13*G13+($A$4-80)*AH13*$A$12/1000","v":13.367451820128476},{"$f":"AB13*I13+($A$4-80)*AI13*$A$12/1000","v":13.196060707135883},{"$f":"AC13*K13+($A$4-80)*AJ13*$A$12/1000","v":13.016702355460383},{"$f":"AD13*M13+($A$4-80)*AK13*$A$12/1000","v":12.865764868791846},{"$f":"AE13*O13+($A$4-80)*AL13*$A$12/1000","v":12.70492505353319}]
[null,63,17.849250535331901,16.212419700214131,17.44004282655246,16.041761735560449,17.03083511777302,15.861670235546038,16.602141327623126,15.692229917814132,16.173447537473233,15.510920770877943,15.764239828693789,15.361336286133021,15.355032119914345,15.199143468950748,null,0.98072805139186281,0.95824411134903631,0.93576017130620981,0.91220556745182013,0.88865096359743034,0.86616702355460384,0.84368308351177723,0.90829694323144117,0.91982352882395857,0.93135011441647597,0.94519312949739454,0.95903614457831321,0.97444193015717695,0.98984771573604069,0.95312500000000022,0.94921875000000022,0.94531250000000011,0.9453125,0.94531249999999989,0.9453125,0.94531250000000011,16.212419700214131,{"$f":"Z14*E14+($A$4-80)*AG14*$A$12/1000","v":16.041761735560449},{"$f":"AA14*G14+($A$4-80)*AH14*$A$12/1000","v":15.861670235546038},15.692229917814132,15.510920770877943,15.361336286133021,15.199143468950748]
[null,59,17.03083511777302,17.03083511777302,16.641113490364024,16.641113490364024,16.251391862955032,16.251391862955032,15.842184154175589,15.842184154175589,15.432976445396145,15.432976445396145,15.023768736616701,15.023768736616701,14.614561027837258,14.614561027837258,null,0.93576017130620981,0.91434689507494649,0.89293361884368305,0.87044967880085655,0.84796573875802994,0.82548179871520333,0.80299785867237683,1,1,1,1,1,1,1,0.5859375,0.53906250000000022,0.49218750000000033,0.44921875000000028,0.40625000000000022,0.35937500000000011,0.3125,17.03083511777302,{"$f":"Z15*E15+($A$4-80)*AG15*$A$12/1000","v":16.641113490364024},{"$f":"AA15*G15+($A$4-80)*AH15*$A$12/1000","v":16.251391862955032},15.842184154175589,15.432976445396145,15.023768736616701,14.614561027837258]
[1800,71,21.108102783725908,11.488214132762309,20.611207708779443,11.311593663657542,20.114312633832974,11.130449678800856,19.617417558886512,10.974456645607191,19.120522483940043,10.812436830835116,18.623627408993578,10.636353569209355,18.126732334047105,10.454672376873658,null,1.1597858672376873,1.1324839400428266,1.1051820128479657,1.077880085653105,1.0505781584582441,1.0232762312633834,0.99597430406852239,0.54425612052730687,0.54880790216088671,0.55335968379446643,0.55942412464151592,0.56548856548856541,0.57112147572673888,0.57675438596491224,0.953125,0.94921875,0.9453125,0.94921875,0.953125,0.94921875,0.94531250000000011,{"$f":"Y16*C16+($A$4-80)*AF16*$A$16/1000","v":11.488214132762309},{"$f":"Z16*E16+($A$4-80)*AG16*$A$16/1000","v":11.311593663657542},{"$f":"AA16*G16+($A$4-80)*AH16*$A$16/1000","v":11.130449678800856},{"$f":"AB16*I16+($A$4-80)*AI16*$A$16/1000","v":10.974456645607191},{"$f":"AC16*K16+($A$4-80)*AJ16*$A$16/1000","v":10.812436830835116},{"$f":"AD16*M16+($A$4-80)*AK16*$A$16/1000","v":10.636353569209355},{"$f":"AE16*O16+($A$4-80)*AL16*$A$16/1000","v":10.454672376873658}]
[null,67,19.478286937901501,13.952813704496791,19.021143468950751,13.797955593293171,18.564,13.634800856531047,18.106856531049246,13.459981921278601,17.649713062098499,13.277036402569591,17.192569593147748,13.12308016616768,16.735426124197001,12.959023554603855,null,1.070235546038544,1.045117773019272,1.02,0.99488222698072792,0.96976445396145594,0.94464668094218396,0.9195289079229122,0.71632653061224494,0.72540095267228943,0.73447537473233393,0.74336381349229308,0.75225225225225223,0.76329952280071045,0.77434679334916867,0.94531250000000011,0.94921874999999989,0.95312499999999967,0.94921874999999978,0.94531249999999989,0.94921875,0.95312500000000022,{"$f":"Y17*C17+($A$4-80)*AF17*$A$16/1000","v":13.952813704496791},{"$f":"Z17*E17+($A$4-80)*AG17*$A$16/1000","v":13.797955593293171},{"$f":"AA17*G17+($A$4-80)*AH17*$A$16/1000","v":13.634800856531047},{"$f":"AB17*I17+($A$4-80)*AI17*$A$16/1000","v":13.459981921278601},{"$f":"AC17*K17+($A$4-80)*AJ17*$A$16/1000","v":13.277036402569591},{"$f":"AD17*M17+($A$4-80)*AK17*$A$16/1000","v":13.12308016616768},{"$f":"AE17*O17+($A$4-80)*AL17*$A$16/1000","v":12.959023554603855}]
[null,63,18.206235546038542,16.536668094218417,17.788843683083513,16.36259697027166,17.371451820128481,16.178903640256962,16.934184154175586,16.006074516170411,16.496916488222698,15.821139186295502,16.079524625267666,15.668563011855682,15.662132762312634,15.503126338329766,null,1.0003426124197001,0.97740899357601718,0.95447537473233413,0.93044967880085638,0.90642398286937897,0.88349036402569592,0.86055674518201286,0.90829694323144117,0.91982352882395857,0.93135011441647597,0.94519312949739454,0.95903614457831321,0.97444193015717695,0.98984771573604069,0.95312500000000022,0.94921875000000022,0.94531250000000011,0.9453125,0.94531249999999989,0.9453125,0.94531250000000011,16.536668094218417,{"$f":"Z18*E18+($A$4-80)*AG18*$A$16/1000","v":16.36259697027166},{"$f":"AA18*G18+($A$4-80)*AH18*$A$16/1000","v":16.178903640256962},16.006074516170411,15.821139186295502,15.668563011855682,15.503126338329766]
[null,59,17.371451820128481,17.371451820128481,16.973935760171305,16.973935760171305,16.576419700214135,16.576419700214135,16.159027837259103,16.159027837259103,15.741635974304069,15.741635974304069,15.324244111349035,15.324244111349035,14.906852248394003,14.906852248394003,null,0.95447537473233413,0.93263383297644542,0.91079229122055683,0.88785867237687377,0.8649250535331906,0.84199143468950743,0.81905781584582438,1,1,1,1,1,1,1,0.5859375,0.53906250000000022,0.49218750000000033,0.44921875000000028,0.40625000000000022,0.35937500000000011,0.3125,17.371451820128481,{"$f":"Z19*E19+($A$4-80)*AG19*$A$16/1000","v":16.973935760171305},{"$f":"AA19*G19+($A$4-80)*AH19*$A$16/1000","v":16.576419700214135},16.159027837259103,15.741635974304069,15.324244111349035,14.906852248394003]

{"sheet":"4TTB60_60","index":68,"n_rows":19,"n_cols":45,"rows_kept":19,"cut":false,"hidden":true,"merged":[[130,0,133,0],[120,12,121,12],[120,13,121,13],[120,14,121,14],[120,15,121,15],[122,0,125,0],[126,0,129,0],[119,12,119,13],[119,14,119,15],[120,4,121,4],[120,5,121,5],[120,6,121,6],[120,7,121,7],[120,8,121,8],[120,9,121,9],[120,10,121,10],[120,11,121,11],[119,0,121,0],[119,1,121,1],[119,4,119,5],[119,6,119,7],[119,8,119,9],[119,10,119,11],[111,0,114,0],[117,0,118,1],[117,4,117,15],[118,4,118,5],[118,6,118,7],[118,8,118,9],[118,10,118,11],[118,12,118,13],[118,14,118,15],[101,12,102,12],[101,13,102,13],[101,14,102,14],[101,15,102,15],[103,0,106,0],[107,0,110,0],[100,12,100,13],[100,14,100,15],[101,4,102,4],[101,5,102,5],[101,6,102,6],[101,7,102,7],[101,8,102,8],[101,9,102,9],[101,10,102,10],[101,11,102,11],[100,0,102,0],[100,1,102,1],[100,4,100,5],[100,6,100,7],[100,8,100,9],[100,10,100,11],[92,0,95,0],[98,0,99,1],[98,4,98,15],[99,4,99,5],[99,6,99,7],[99,8,99,9],[99,10,99,11],[99,12,99,13],[99,14,99,15],[82,12,83,12],[82,13,83,13],[82,14,83,14],[82,15,83,15],[84,0,87,0],[88,0,91,0],[81,12,81,13],[81,14,81,15],[82,4,83,4],[82,5,83,5],[82,6,83,6],[82,7,83,7],[82,8,83,8],[82,9,83,9],[82,10,83,10],[82,11,83,11],[81,0,83,0],[81,1,83,1],[81,4,81,5],[81,6,81,7],[81,8,81,9],[81,10,81,11],[73,0,76,0],[79,0,80,1],[79,4,79,15],[80,4,80,5],[80,6,80,7],[80,8,80,9],[80,10,80,11],[80,12,80,13],[80,14,80,15],[63,12,64,12],[63,13,64,13],[63,14,64,14],[63,15,64,15],[65,0,68,0],[69,0,72,0],[62,12,62,13],[62,14,62,15],[63,4,64,4],[63,5,64,5],[63,6,64,6],[63,7,64,7],[63,8,64,8],[63,9,64,9],[63,10,64,10],[63,11,64,11],[62,0,64,0],[62,1,64,1],[62,4,62,5],[62,6,62,7],[62,8,62,9],[62,10,62,11],[54,0,57,0],[60,0,61,1],[60,4,60,15],[61,4,61,5],[61,6,61,7],[61,8,61,9],[61,10,61,11],[61,12,61,13],[61,14,61,15],[44,12,45,12],[44,13,45,13],[44,14,45,14],[44,15,45,15],[46,0,49,0],[50,0,53,0],[43,12,43,13],[43,14,43,15],[44,4,45,4],[44,5,45,5],[44,6,45,6],[44,7,45,7],[44,8,45,8],[44,9,45,9],[44,10,45,10],[44,11,45,11],[43,0,45,0],[43,1,45,1],[43,4,43,5],[43,6,43,7],[43,8,43,9],[43,10,43,11],[35,0,38,0],[41,0,42,1],[41,4,41,15],[42,4,42,5],[42,6,42,7],[42,8,42,9],[42,10,42,11],[42,12,42,13],[42,14,42,15],[25,12,26,12],[25,13,26,13],[25,14,26,14],[25,15,26,15],[27,0,30,0],[31,0,34,0],[24,12,24,13],[24,14,24,15],[25,4,26,4],[25,5,26,5],[25,6,26,6],[25,7,26,7],[25,8,26,8],[25,9,26,9],[25,10,26,10],[25,11,26,11],[24,0,26,0],[24,1,26,1],[24,4,24,5],[24,6,24,7],[24,8,24,9],[24,10,24,11],[7,0,10,0],[11,0,14,0],[15,0,18,0],[22,4,22,15],[23,4,23,5],[23,6,23,7],[23,8,23,9],[23,10,23,11],[23,12,23,13],[23,14,23,15],[5,10,6,10],[5,11,6,11],[5,12,6,12],[5,13,6,13],[5,14,6,14],[5,15,6,15],[4,10,4,11],[4,12,4,13],[4,14,4,15],[5,2,6,2],[5,3,6,3],[5,4,6,4],[5,5,6,5],[5,6,6,6],[5,7,6,7],[5,8,6,8],[4,0,6,0],[4,1,6,1],[4,2,4,3],[4,4,4,5],[4,6,4,7],[4,8,4,9],[5,9,6,9],[2,0,2,1],[2,2,2,15],[3,2,3,3],[3,4,3,5],[3,6,3,7],[3,8,3,9],[3,10,3,11],[3,12,3,13],[3,14,3,15]]}
[]
["4TTB60_60",18.2]
["Evaporator Air \n",null,"Condenser  Entering Air Temperature ˚F"]
[80,"°F DB",85,null,90,null,95,null,100,null,105,null,110,null,115]
["CFM","EWB†\n˚F","Capacity Mbtuh",null,"Capacity Mbtuh",null,"Capacity Mbtuh",null,"Capacity Mbtuh",null,"Capacity Mbtuh",null,"Capacity Mbtuh",null,"Capacity Mbtuh"]
[null,null,"Total","Sens.","Total","Sens.","Total","Sens.","Total","Sens.","Total","Sens.","Total","Sens.","Total","Sens."]
[null,null,null,null,null,null,null,null,null,null,null,null,null,null,null,null,null,"Total Factors",null,null,null,null,null,null,"Sens. %",null,null,null,null,null,null,"IDB Adj",null,null,null,null,null,null,"Sens Calc"]
[1650,71,{"$f":"R8*$B$2","v":19.932915662650597},{"$f":"IF(AM8>C8,C8,AM8)","v":11.090722891566262},{"$f":"S8*$B$2","v":19.553096385542169},{"$f":"IF(AN8>E8,E8,AN8)","v":10.955465713939017},{"$f":"T8*$B$2","v":19.173277108433737},{"$f":"IF(AO8>G8,G8,AO8)","v":10.817253012048194},{"$f":"U8*$B$2","v":18.793457831325302},{"$f":"IF(AP8>I8,I8,AP8)","v":10.697623915315749},{"$f":"V8*$B$2","v":18.413638554216867},{"$f":"IF(AQ8>K8,K8,AQ8)","v":10.574168674698795},{"$f":"W8*$B$2","v":18.033819277108432},{"$f":"IF(AR8>M8,M8,AR8)","v":10.439184576173851},{"$f":"X8*$B$2","v":17.654},{"$f":"IF(AS8>O8,O8,AS8)","v":10.300698795180724},null,1.0952151462994835,1.0743459552495698,1.0534767641996559,1.0326075731497419,1.0117383820998278,0.99086919104991389,0.97,0.55640243902439024,0.5602931371033204,0.56418383518225046,0.56922063046241234,0.57425742574257421,0.57886709497111499,0.58347676419965577,0.98124999999999996,0.98125000000000007,0.98125000000000018,0.98124999999999996,0.98124999999999973,0.98124999999999984,0.98124999999999996,{"$f":"Y8*C8+($A$4-80)*AF8*$A$8/1000","v":11.090722891566262},{"$f":"Z8*E8+($A$4-80)*AG8*$A$8/1000","v":10.955465713939017},{"$f":"AA8*G8+($A$4-80)*AH8*$A$8/1000","v":10.817253012048194},{"$f":"AB8*I8+($A$4-80)*AI8*$A$8/1000","v":10.697623915315749},{"$f":"AC8*K8+($A$4-80)*AJ8*$A$8/1000","v":10.574168674698795},{"$f":"AD8*M8+($A$4-80)*AK8*$A$8/1000","v":10.439184576173851},{"$f":"AE8*O8+($A$4-80)*AL8*$A$8/1000","v":10.300698795180724}]
[null,67,{"$f":"R9*$B$2","v":18.352867469879513},13.521566265060239,18.003433734939758,{"$f":"IF(AN9>E9,E9,AN9)","v":13.387220635371158},17.654,{"$f":"IF(AO9>G9,G9,AO9)","v":13.248096385542169},17.304566265060242,{"$f":"IF(AP9>I9,I9,AP9)","v":13.129453607816792},16.95513253012048,{"$f":"IF(AQ9>K9,K9,AQ9)","v":13.00501204819277},16.605698795180718,{"$f":"IF(AR9>M9,M9,AR9)","v":12.871099219226414},16.256265060240963,{"$f":"IF(AS9>O9,O9,AS9)","v":12.731542168674698},null,1.0083993115318415,0.98919965576592073,0.97,0.95080034423407922,0.93160068846815824,0.91240103270223738,0.89320137693631663,0.73675496688741726,0.74359262974319229,0.75043029259896732,0.75872769110235105,0.76702508960573479,0.77510132984959634,0.7831775700934579,0.98124999999999996,0.97812500000000002,0.97500000000000009,0.97812499999999991,0.98124999999999973,0.9781249999999998,0.97499999999999987,{"$f":"Y9*C9+($A$4-80)*AF9*$A$8/1000","v":13.521566265060239},{"$f":"Z9*E9+($A$4-80)*AG9*$A$8/1000","v":13.387220635371158},{"$f":"AA9*G9+($A$4-80)*AH9*$A$8/1000","v":13.248096385542169},{"$f":"AB9*I9+($A$4-80)*AI9*$A$8/1000","v":13.129453607816792},{"$f":"AC9*K9+($A$4-80)*AJ9*$A$8/1000","v":13.00501204819277},{"$f":"AD9*M9+($A$4-80)*AK9*$A$8/1000","v":12.871099219226414},{"$f":"AE9*O9+($A$4-80)*AL9*$A$8/1000","v":12.731542168674698}]
[null,63,17.198216867469881,16.073951807228916,16.863975903614456,15.940768742189711,16.529734939759035,15.800481927710843,16.21068674698795,15.667124607021043,15.891638554216865,15.52701204819277,15.557397590361445,15.378918841714853,15.223156626506023,15.223156626506023,null,0.94495697074010332,0.92659208261617898,0.90822719449225475,0.89069707401032694,0.87316695352839924,0.85480206540447501,0.83643717728055078,0.93462897526501765,0.94525566410309714,0.95588235294117652,0.96646890113598027,0.97705544933078403,0.98852772466539207,1,0.98124999999999973,0.98124999999999996,0.98125000000000018,0.98125000000000018,0.98125000000000018,0.97500000000000009,0.96875,16.073951807228916,{"$f":"Z10*E10+($A$4-80)*AG10*$A$8/1000","v":15.940768742189711},{"$f":"AA10*G10+($A$4-80)*AH10*$A$8/1000","v":15.800481927710843},15.667124607021043,15.52701204819277,15.378918841714853,15.223156626506023]
[null,59,16.408192771084337,16.408192771084337,16.089144578313249,16.089144578313249,15.770096385542168,15.770096385542168,15.451048192771083,15.451048192771083,15.132,15.132,14.828144578313252,14.828144578313252,14.524289156626502,14.524289156626502,null,0.90154905335628222,0.8840189328743544,0.86648881239242681,0.84895869191049911,0.83142857142857141,0.81473321858864023,0.79803786574870894,1,1,1,1,1,1,1,0.50625000000000009,0.46875,0.43124999999999991,0.39374999999999982,0.35624999999999973,0.32187499999999969,0.28749999999999964,16.408192771084337,{"$f":"Z11*E11+($A$4-80)*AG11*$A$8/1000","v":16.089144578313249},{"$f":"AA11*G11+($A$4-80)*AH11*$A$8/1000","v":15.770096385542168},{"$f":"AB11*I11+($A$4-80)*AI11*$A$8/1000","v":15.451048192771083},15.132,14.828144578313252,14.524289156626502]
[2000,71,20.549397590361444,11.433734939759034,20.157831325301203,11.294294550452594,19.766265060240965,11.151807228915665,19.374698795180723,11.028478263212111,18.983132530120479,10.901204819277106,18.591566265060241,10.762045954818404,18.2,10.619277108433735,null,1.1290877796901893,1.1075731497418244,1.0860585197934596,1.0645438898450947,1.0430292598967297,1.0215146299483648,1,0.55640243902439024,0.5602931371033204,0.56418383518225046,0.56922063046241234,0.57425742574257421,0.57886709497111499,0.58347676419965577,0.98124999999999996,0.98125000000000007,0.98125000000000018,0.98124999999999996,0.98124999999999973,0.98124999999999984,0.98124999999999996,{"$f":"Y12*C12+($A$4-80)*AF12*$A$12/1000","v":11.433734939759034},{"$f":"Z12*E12+($A$4-80)*AG12*$A$12/1000","v":11.294294550452594},{"$f":"AA12*G12+($A$4-80)*AH12*$A$12/1000","v":11.151807228915665},{"$f":"AB12*I12+($A$4-80)*AI12*$A$12/1000","v":11.028478263212111},{"$f":"AC12*K12+($A$4-80)*AJ12*$A$12/1000","v":10.901204819277106},{"$f":"AD12*M12+($A$4-80)*AK12*$A$12/1000","v":10.762045954818404},{"$f":"AE12*O12+($A$4-80)*AL12*$A$12/1000","v":10.619277108433735}]
[null,67,18.920481927710842,13.939759036144578,18.560240963855417,13.801258386980571,18.2,13.657831325301204,17.839759036144578,13.535519183316278,17.479518072289157,13.407228915662651,17.119277108433735,13.26917445281074,16.759036144578314,13.125301204819277,null,1.0395869191049913,1.0197934595524956,1,0.98020654044750433,0.96041308089500854,0.94061962134251287,0.92082616179001719,0.73675496688741726,0.74359262974319229,0.75043029259896732,0.75872769110235105,0.76702508960573479,0.77510132984959634,0.7831775700934579,0.98124999999999996,0.97812500000000002,0.97500000000000009,0.97812499999999991,0.98124999999999973,0.9781249999999998,0.97499999999999987,{"$f":"Y13*C13+($A$4-80)*AF13*$A$12/1000","v":13.939759036144578},{"$f":"Z13*E13+($A$4-80)*AG13*$A$12/1000","v":13.801258386980571},{"$f":"AA13*G13+($A$4-80)*AH13*$A$12/1000","v":13.657831325301204},{"$f":"AB13*I13+($A$4-80)*AI13*$A$12/1000","v":13.535519183316278},{"$f":"AC13*K13+($A$4-80)*AJ13*$A$12/1000","v":13.407228915662651},{"$f":"AD13*M13+($A$4-80)*AK13*$A$12/1000","v":13.26917445281074},{"$f":"AE13*O13+($A$4-80)*AL13*$A$12/1000","v":13.125301204819277}]
[null,63,17.73012048192771,16.571084337349397,17.3855421686747,16.433782208443002,17.040963855421687,16.289156626506024,16.712048192771082,16.151674852599012,16.383132530120481,16.007228915662651,16.038554216867471,15.85455550692253,15.693975903614456,15.693975903614456,null,0.97418244406196208,0.95524956970740105,0.9363166953528399,0.91824440619621328,0.90017211703958688,0.88123924268502585,0.8623063683304647,0.93462897526501765,0.94525566410309714,0.95588235294117652,0.96646890113598027,0.97705544933078403,0.98852772466539207,1,0.98124999999999973,0.98124999999999996,0.98125000000000018,0.98125000000000018,0.98125000000000018,0.97500000000000009,0.96875,16.571084337349397,{"$f":"Z14*E14+($A$4-80)*AG14*$A$12/1000","v":16.433782208443002},{"$f":"AA14*G14+($A$4-80)*AH14*$A$12/1000","v":16.289156626506024},16.151674852599012,16.007228915662651,15.85455550692253,15.693975903614456]
[null,59,16.915662650602407,16.915662650602407,16.586746987951809,16.586746987951809,16.257831325301204,16.257831325301204,15.928915662650599,15.928915662650599,15.599999999999998,15.599999999999998,15.286746987951805,15.286746987951805,14.973493975903612,14.973493975903612,null,0.92943201376936313,0.91135972461273673,0.89328743545611011,0.87521514629948349,0.8571428571428571,0.83993115318416511,0.82271944922547324,1,1,1,1,1,1,1,0.50625000000000009,0.46875,0.43124999999999991,0.39374999999999982,0.35624999999999973,0.32187499999999969,0.28749999999999964,16.915662650602407,{"$f":"Z15*E15+($A$4-80)*AG15*$A$12/1000","v":16.586746987951809},{"$f":"AA15*G15+($A$4-80)*AH15*$A$12/1000","v":16.257831325301204},15.928915662650599,15.599999999999998,15.286746987951805,14.973493975903612]
[2350,71,21.165879518072288,11.776746987951807,20.762566265060244,11.633123386966174,20.359253012048196,11.486361445783135,19.955939759036145,11.359332611108476,19.552626506024097,11.228240963855422,19.149313253012046,11.084907333462954,18.745999999999999,10.937855421686747,null,1.162960413080895,1.1408003442340793,1.1186402753872635,1.0964802065404475,1.0743201376936318,1.0521600688468158,1.03,0.55640243902439024,0.5602931371033204,0.56418383518225046,0.56922063046241234,0.57425742574257421,0.57886709497111499,0.58347676419965577,0.98124999999999996,0.98125000000000007,0.98125000000000018,0.98124999999999996,0.98124999999999973,0.98124999999999984,0.98124999999999996,{"$f":"Y16*C16+($A$4-80)*AF16*$A$16/1000","v":11.776746987951807},{"$f":"Z16*E16+($A$4-80)*AG16*$A$16/1000","v":11.633123386966174},{"$f":"AA16*G16+($A$4-80)*AH16*$A$16/1000","v":11.486361445783135},{"$f":"AB16*I16+($A$4-80)*AI16*$A$16/1000","v":11.359332611108476},{"$f":"AC16*K16+($A$4-80)*AJ16*$A$16/1000","v":11.228240963855422},{"$f":"AD16*M16+($A$4-80)*AK16*$A$16/1000","v":11.084907333462954},{"$f":"AE16*O16+($A$4-80)*AL16*$A$16/1000","v":10.937855421686747}]
[null,67,19.488096385542168,14.357951807228917,19.117048192771083,14.215296138589991,18.745999999999999,14.06756626506024,18.374951807228918,13.94158475881577,18.00390361445783,13.80944578313253,17.632855421686749,13.667249686395063,17.261807228915664,13.519060240963857,null,1.0707745266781412,1.0503872633390705,1.03,1.0096127366609295,0.98922547332185873,0.96883820998278836,0.94845094664371776,0.73675496688741726,0.74359262974319229,0.75043029259896732,0.75872769110235105,0.76702508960573479,0.77510132984959634,0.7831775700934579,0.98124999999999996,0.97812500000000002,0.97500000000000009,0.97812499999999991,0.98124999999999973,0.9781249999999998,0.97499999999999987,{"$f":"Y17*C17+($A$4-80)*AF17*$A$16/1000","v":14.357951807228917},{"$f":"Z17*E17+($A$4-80)*AG17*$A$16/1000","v":14.215296138589991},{"$f":"AA17*G17+($A$4-80)*AH17*$A$16/1000","v":14.06756626506024},{"$f":"AB17*I17+($A$4-80)*AI17*$A$16/1000","v":13.94158475881577},{"$f":"AC17*K17+($A$4-80)*AJ17*$A$16/1000","v":13.80944578313253},{"$f":"AD17*M17+($A$4-80)*AK17*$A$16/1000","v":13.667249686395063},{"$f":"AE17*O17+($A$4-80)*AL17*$A$16/1000","v":13.519060240963857}]
[null,63,18.262024096385542,17.068216867469879,17.907108433734937,16.92679567469629,17.552192771084336,16.777831325301204,17.213409638554214,16.636225098176983,16.874626506024097,16.487445783132532,16.519710843373495,16.330192172130207,16.164795180722891,16.164795180722891,null,1.0034079173838211,0.983907056798623,0.96440619621342505,0.94579173838209973,0.92717728055077453,0.90767641996557669,0.88817555938037862,0.93462897526501765,0.94525566410309714,0.95588235294117652,0.96646890113598027,0.97705544933078403,0.98852772466539207,1,0.98124999999999973,0.98124999999999996,0.98125000000000018,0.98125000000000018,0.98125000000000018,0.97500000000000009,0.96875,17.068216867469879,{"$f":"Z18*E18+($A$4-80)*AG18*$A$16/1000","v":16.92679567469629},{"$f":"AA18*G18+($A$4-80)*AH18*$A$16/1000","v":16.777831325301204},16.636225098176983,16.487445783132532,16.330192172130207,16.164795180722891]
[null,59,17.423132530120483,17.423132530120483,17.084349397590362,17.084349397590362,16.745566265060241,16.745566265060241,16.406783132530119,16.406783132530119,16.067999999999998,16.067999999999998,15.74534939759036,15.74534939759036,15.422698795180724,15.422698795180724,null,0.95731497418244416,0.93870051635111873,0.92008605851979341,0.90147160068846821,0.88285714285714278,0.86512908777969011,0.84740103270223754,1,1,1,1,1,1,1,0.50625000000000009,0.46875,0.43124999999999991,0.39374999999999982,0.35624999999999973,0.32187499999999969,0.28749999999999964,17.423132530120483,{"$f":"Z19*E19+($A$4-80)*AG19*$A$16/1000","v":17.084349397590362},{"$f":"AA19*G19+($A$4-80)*AH19*$A$16/1000","v":16.745566265060241},16.406783132530119,16.067999999999998,15.74534939759036,15.422698795180724]

{"sheet":"4TTB60_61","index":69,"n_rows":19,"n_cols":45,"rows_kept":19,"cut":false,"hidden":true,"merged":[[130,0,133,0],[120,12,121,12],[120,13,121,13],[120,14,121,14],[120,15,121,15],[122,0,125,0],[126,0,129,0],[119,12,119,13],[119,14,119,15],[120,4,121,4],[120,5,121,5],[120,6,121,6],[120,7,121,7],[120,8,121,8],[120,9,121,9],[120,10,121,10],[120,11,121,11],[119,0,121,0],[119,1,121,1],[119,4,119,5],[119,6,119,7],[119,8,119,9],[119,10,119,11],[111,0,114,0],[117,0,118,1],[117,4,117,15],[118,4,118,5],[118,6,118,7],[118,8,118,9],[118,10,118,11],[118,12,118,13],[118,14,118,15],[101,12,102,12],[101,13,102,13],[101,14,102,14],[101,15,102,15],[103,0,106,0],[107,0,110,0],[100,12,100,13],[100,14,100,15],[101,4,102,4],[101,5,102,5],[101,6,102,6],[101,7,102,7],[101,8,102,8],[101,9,102,9],[101,10,102,10],[101,11,102,11],[100,0,102,0],[100,1,102,1],[100,4,100,5],[100,6,100,7],[100,8,100,9],[100,10,100,11],[92,0,95,0],[98,0,99,1],[98,4,98,15],[99,4,99,5],[99,6,99,7],[99,8,99,9],[99,10,99,11],[99,12,99,13],[99,14,99,15],[82,12,83,12],[82,13,83,13],[82,14,83,14],[82,15,83,15],[84,0,87,0],[88,0,91,0],[81,12,81,13],[81,14,81,15],[82,4,83,4],[82,5,83,5],[82,6,83,6],[82,7,83,7],[82,8,83,8],[82,9,83,9],[82,10,83,10],[82,11,83,11],[81,0,83,0],[81,1,83,1],[81,4,81,5],[81,6,81,7],[81,8,81,9],[81,10,81,11],[73,0,76,0],[79,0,80,1],[79,4,79,15],[80,4,80,5],[80,6,80,7],[80,8,80,9],[80,10,80,11],[80,12,80,13],[80,14,80,15],[63,12,64,12],[63,13,64,13],[63,14,64,14],[63,15,64,15],[65,0,68,0],[69,0,72,0],[62,12,62,13],[62,14,62,15],[63,4,64,4],[63,5,64,5],[63,6,64,6],[63,7,64,7],[63,8,64,8],[63,9,64,9],[63,10,64,10],[63,11,64,11],[62,0,64,0],[62,1,64,1],[62,4,62,5],[62,6,62,7],[62,8,62,9],[62,10,62,11],[54,0,57,0],[60,0,61,1],[60,4,60,15],[61,4,61,5],[61,6,61,7],[61,8,61,9],[61,10,61,11],[61,12,61,13],[61,14,61,15],[44,12,45,12],[44,13,45,13],[44,14,45,14],[44,15,45,15],[46,0,49,0],[50,0,53,0],[43,12,43,13],[43,14,43,15],[44,4,45,4],[44,5,45,5],[44,6,45,6],[44,7,45,7],[44,8,45,8],[44,9,45,9],[44,10,45,10],[44,11,45,11],[43,0,45,0],[43,1,45,1],[43,4,43,5],[43,6,43,7],[43,8,43,9],[43,10,43,11],[35,0,38,0],[41,0,42,1],[41,4,41,15],[42,4,42,5],[42,6,42,7],[42,8,42,9],[42,10,42,11],[42,12,42,13],[42,14,42,15],[25,12,26,12],[25,13,26,13],[25,14,26,14],[25,15,26,15],[27,0,30,0],[31,0,34,0],[24,12,24,13],[24,14,24,15],[25,4,26,4],[25,5,26,5],[25,6,26,6],[25,7,26,7],[25,8,26,8],[25,9,26,9],[25,10,26,10],[25,11,26,11],[24,0,26,0],[24,1,26,1],[24,4,24,5],[24,6,24,7],[24,8,24,9],[24,10,24,11],[7,0,10,0],[11,0,14,0],[15,0,18,0],[22,4,22,15],[23,4,23,5],[23,6,23,7],[23,8,23,9],[23,10,23,11],[23,12,23,13],[23,14,23,15],[5,10,6,10],[5,11,6,11],[5,12,6,12],[5,13,6,13],[5,14,6,14],[5,15,6,15],[4,10,4,11],[4,12,4,13],[4,14,4,15],[5,2,6,2],[5,3,6,3],[5,4,6,4],[5,5,6,5],[5,6,6,6],[5,7,6,7],[5,8,6,8],[4,0,6,0],[4,1,6,1],[4,2,4,3],[4,4,4,5],[4,6,4,7],[4,8,4,9],[5,9,6,9],[2,0,2,1],[2,2,2,15],[3,2,3,3],[3,4,3,5],[3,6,3,7],[3,8,3,9],[3,10,3,11],[3,12,3,13],[3,14,3,15]]}
[]
["4TTB60_61",18.2]
["Evaporator Air \n",null,"Condenser  Entering Air Temperature ˚F"]
[80,"°F DB",85,null,90,null,95,null,100,null,105,null,110,null,115]
["CFM","EWB†\n˚F","Capacity Mbtuh",null,"Capacity Mbtuh",null,"Capacity Mbtuh",null,"Capacity Mbtuh",null,"Capacity Mbtuh",null,"Capacity Mbtuh",null,"Capacity Mbtuh"]
[null,null,"Total","Sens.","Total","Sens.","Total","Sens.","Total","Sens.","Total","Sens.","Total","Sens.","Total","Sens."]
[null,null,null,null,null,null,null,null,null,null,null,null,null,null,null,null,null,"Total Factors",null,null,null,null,null,null,"Sens. %",null,null,null,null,null,null,"IDB Adj",null,null,null,null,null,null,"Sens Calc"]
[1525,71,{"$f":"R8*$B$2","v":19.674109452736317},{"$f":"IF(AM8>C8,C8,AM8)","v":10.95259701492537},{"$f":"S8*$B$2","v":19.311920398009953},{"$f":"IF(AN8>E8,E8,AN8)","v":10.838335097738709},{"$f":"T8*$B$2","v":18.949731343283585},{"$f":"IF(AO8>G8,G8,AO8)","v":10.720796019900497},{"$f":"U8*$B$2","v":18.587542288557216},{"$f":"IF(AP8>I8,I8,AP8)","v":10.591888884704311},{"$f":"V8*$B$2","v":18.225353233830845},{"$f":"IF(AQ8>K8,K8,AQ8)","v":10.460019900497512},{"$f":"W8*$B$2","v":17.863164179104476},{"$f":"IF(AR8>M8,M8,AR8)","v":10.346022745954995},{"$f":"X8*$B$2","v":17.500975124378108},{"$f":"IF(AS8>O8,O8,AS8)","v":10.228218905472636},null,1.0809950248756219,1.0610945273631842,1.0411940298507465,1.0212935323383086,1.0013930348258706,0.98149253731343289,0.96159203980099495,0.55670103092783496,0.56122513320092049,0.56574923547400602,0.5698380517592605,0.57392686804451509,0.57918197706861507,0.58443708609271516,0.98749999999999993,0.99062499999999987,0.9937499999999998,0.99062499999999987,0.98750000000000004,0.99062499999999987,0.9937499999999998,{"$f":"Y8*C8+($A$4-80)*AF8*$A$8/1000","v":10.95259701492537},{"$f":"Z8*E8+($A$4-80)*AG8*$A$8/1000","v":10.838335097738709},{"$f":"AA8*G8+($A$4-80)*AH8*$A$8/1000","v":10.720796019900497},{"$f":"AB8*I8+($A$4-80)*AI8*$A$8/1000","v":10.591888884704311},{"$f":"AC8*K8+($A$4-80)*AJ8*$A$8/1000","v":10.460019900497512},{"$f":"AD8*M8+($A$4-80)*AK8*$A$8/1000","v":10.346022745954995},{"$f":"AE8*O8+($A$4-80)*AL8*$A$8/1000","v":10.228218905472636}]
[null,67,{"$f":"R9*$B$2","v":18.138427860696517},13.328557213930347,17.805213930348259,{"$f":"IF(AN9>E9,E9,AN9)","v":13.200352163701597},17.471999999999998,{"$f":"IF(AO9>G9,G9,AO9)","v":13.067781094527362},17.13878606965174,{"$f":"IF(AP9>I9,I9,AP9)","v":12.939749179532656},16.805572139303482,{"$f":"IF(AQ9>K9,K9,AQ9)","v":12.807004975124379},16.472358208955225,{"$f":"IF(AR9>M9,M9,AR9)","v":12.693954320023728},16.139144278606967,{"$f":"IF(AS9>O9,O9,AS9)","v":12.575203980099502},null,0.99661691542288555,0.97830845771144281,0.96,0.94169154228855723,0.92338308457711449,0.90507462686567164,0.8867661691542289,0.73482428115015974,0.74137565632964042,0.7479270315091211,0.75499799851318128,0.76206896551724146,0.77062155636723828,0.7791741472172351,0.9937499999999998,0.99062499999999987,0.98750000000000004,0.98750000000000016,0.98750000000000027,0.98750000000000004,0.98749999999999993,{"$f":"Y9*C9+($A$4-80)*AF9*$A$8/1000","v":13.328557213930347},{"$f":"Z9*E9+($A$4-80)*AG9*$A$8/1000","v":13.200352163701597},{"$f":"AA9*G9+($A$4-80)*AH9*$A$8/1000","v":13.067781094527362},{"$f":"AB9*I9+($A$4-80)*AI9*$A$8/1000","v":12.939749179532656},{"$f":"AC9*K9+($A$4-80)*AJ9*$A$8/1000","v":12.807004975124379},{"$f":"AD9*M9+($A$4-80)*AK9*$A$8/1000","v":12.693954320023728},{"$f":"AE9*O9+($A$4-80)*AL9*$A$8/1000","v":12.575203980099502}]
[null,63,16.979422885572138,15.76246766169154,16.660696517412937,15.635307330411578,16.341970149253729,15.501691542288556,16.037731343283582,15.374362739026159,15.733492537313431,15.240915422885571,15.414766169154229,15.114293116412474,15.096039800995024,14.980139303482586,null,0.9329353233830846,0.91542288557213936,0.897910447761194,0.88119402985074624,0.86447761194029848,0.84696517412935324,0.82945273631840799,0.92832764505119447,0.93845460266744118,0.94858156028368801,0.95863700481956049,0.96869244935543286,0.98050745308462628,0.99232245681381959,0.98749999999999993,0.98749999999999993,0.98749999999999993,0.98750000000000004,0.98750000000000027,0.98750000000000027,0.98750000000000027,15.76246766169154,{"$f":"Z10*E10+($A$4-80)*AG10*$A$8/1000","v":15.635307330411578},{"$f":"AA10*G10+($A$4-80)*AH10*$A$8/1000","v":15.501691542288556},15.374362739026159,15.240915422885571,15.114293116412474,14.980139303482586]
[null,59,16.197094527363184,16.197094527363184,15.892855721393031,15.892855721393031,15.588616915422884,15.588616915422884,15.29886567164179,15.29886567164179,15.009114427860695,15.009114427860695,14.704875621890547,14.704875621890547,14.400636815920398,14.400636815920398,null,0.88995024875621886,0.873233830845771,0.85651741293532335,0.84059701492537309,0.82467661691542282,0.80796019900497518,0.79124378109452742,1,1,1,1,1,1,1,0.53125,0.49687499999999996,0.46249999999999991,0.42812499999999987,0.39374999999999982,0.35624999999999996,0.31875000000000009,16.197094527363184,{"$f":"Z11*E11+($A$4-80)*AG11*$A$8/1000","v":15.892855721393031},{"$f":"AA11*G11+($A$4-80)*AH11*$A$8/1000","v":15.588616915422884},{"$f":"AB11*I11+($A$4-80)*AI11*$A$8/1000","v":15.29886567164179},15.009114427860695,14.704875621890547,14.400636815920398]
[2000,71,20.493864013267,11.408955223880596,20.116583747927034,11.289932393477823,19.739303482587069,11.167495854063018,19.362023217247099,11.033217588233656,18.98474295190713,10.895854063018241,18.607462686567164,10.777107027036454,18.230182421227198,10.654394693200663,null,1.1260364842454396,1.1053067993366503,1.0845771144278609,1.0638474295190714,1.0431177446102819,1.0223880597014925,1.0016583747927033,0.55670103092783496,0.56122513320092049,0.56574923547400602,0.5698380517592605,0.57392686804451509,0.57918197706861507,0.58443708609271516,0.98749999999999993,0.99062499999999987,0.9937499999999998,0.99062499999999987,0.98750000000000004,0.99062499999999987,0.9937499999999998,{"$f":"Y12*C12+($A$4-80)*AF12*$A$12/1000","v":11.408955223880596},{"$f":"Z12*E12+($A$4-80)*AG12*$A$12/1000","v":11.289932393477823},{"$f":"AA12*G12+($A$4-80)*AH12*$A$12/1000","v":11.167495854063018},{"$f":"AB12*I12+($A$4-80)*AI12*$A$12/1000","v":11.033217588233656},{"$f":"AC12*K12+($A$4-80)*AJ12*$A$12/1000","v":10.895854063018241},{"$f":"AD12*M12+($A$4-80)*AK12*$A$12/1000","v":10.777107027036454},{"$f":"AE12*O12+($A$4-80)*AL12*$A$12/1000","v":10.654394693200663}]
[null,67,18.89419568822554,13.88391376451078,18.547097844112773,13.750366837189166,18.2,13.612271973466003,17.852902155887229,13.478905395346517,17.505804311774462,13.340630182421229,17.158706467661691,13.22286908335805,16.811608623548924,13.099170812603649,null,1.0381426202321726,1.0190713101160864,1,0.9809286898839138,0.96185737976782759,0.94278606965174139,0.92371475953565518,0.73482428115015974,0.74137565632964042,0.7479270315091211,0.75499799851318128,0.76206896551724146,0.77062155636723828,0.7791741472172351,0.9937499999999998,0.99062499999999987,0.98750000000000004,0.98750000000000016,0.98750000000000027,0.98750000000000004,0.98749999999999993,{"$f":"Y13*C13+($A$4-80)*AF13*$A$12/1000","v":13.88391376451078},{"$f":"Z13*E13+($A$4-80)*AG13*$A$12/1000","v":13.750366837189166},{"$f":"AA13*G13+($A$4-80)*AH13*$A$12/1000","v":13.612271973466003},{"$f":"AB13*I13+($A$4-80)*AI13*$A$12/1000","v":13.478905395346517},{"$f":"AC13*K13+($A$4-80)*AJ13*$A$12/1000","v":13.340630182421229},{"$f":"AD13*M13+($A$4-80)*AK13*$A$12/1000","v":13.22286908335805},{"$f":"AE13*O13+($A$4-80)*AL13*$A$12/1000","v":13.099170812603649}]
[null,63,17.686898839137644,16.419237147595354,17.354892205638475,16.286778469178728,17.022885572139305,16.147595356550582,16.70597014925373,16.014961186485582,16.389054726368158,15.875953565505805,16.057048092868989,15.744055329596328,15.725041459369818,15.604311774461028,null,0.97180762852404645,0.95356550580431187,0.93532338308457719,0.91791044776119401,0.90049751243781095,0.88225538971807638,0.86401326699834169,0.92832764505119447,0.93845460266744118,0.94858156028368801,0.95863700481956049,0.96869244935543286,0.98050745308462628,0.99232245681381959,0.98749999999999993,0.98749999999999993,0.98749999999999993,0.98750000000000004,0.98750000000000027,0.98750000000000027,0.98750000000000027,16.419237147595354,{"$f":"Z14*E14+($A$4-80)*AG14*$A$12/1000","v":16.286778469178728},{"$f":"AA14*G14+($A$4-80)*AH14*$A$12/1000","v":16.147595356550582},16.014961186485582,15.875953565505805,15.744055329596328,15.604311774461028]
[null,59,16.871973466003315,16.871973466003315,16.555058043117743,16.555058043117743,16.238142620232171,16.238142620232171,15.936318407960199,15.936318407960199,15.634494195688225,15.634494195688225,15.317578772802653,15.317578772802653,15.000663349917083,15.000663349917083,null,0.92703150912106136,0.90961857379767819,0.89220563847429524,0.87562189054726369,0.85903814262023215,0.84162520729684909,0.82421227197346614,1,1,1,1,1,1,1,0.53125,0.49687499999999996,0.46249999999999991,0.42812499999999987,0.39374999999999982,0.35624999999999996,0.31875000000000009,16.871973466003315,{"$f":"Z15*E15+($A$4-80)*AG15*$A$12/1000","v":16.555058043117743},{"$f":"AA15*G15+($A$4-80)*AH15*$A$12/1000","v":16.238142620232171},15.936318407960199,15.634494195688225,15.317578772802653,15.000663349917083]
[2475,71,21.313618573797683,11.865313432835821,20.921247097844113,11.741529689216934,20.528875621890549,11.614195688225537,20.136504145936982,11.474546291763001,19.744132669983419,11.331688225538972,19.351761194029852,11.208191308117913,18.959389718076284,11.080570480928689,null,1.1710779436152574,1.1495190713101162,1.1279601990049752,1.1064013266998343,1.0848424543946933,1.0632835820895523,1.0417247097844113,0.55670103092783496,0.56122513320092049,0.56574923547400602,0.5698380517592605,0.57392686804451509,0.57918197706861507,0.58443708609271516,0.98749999999999993,0.99062499999999987,0.9937499999999998,0.99062499999999987,0.98750000000000004,0.99062499999999987,0.9937499999999998,{"$f":"Y16*C16+($A$4-80)*AF16*$A$16/1000","v":11.865313432835821},{"$f":"Z16*E16+($A$4-80)*AG16*$A$16/1000","v":11.741529689216934},{"$f":"AA16*G16+($A$4-80)*AH16*$A$16/1000","v":11.614195688225537},{"$f":"AB16*I16+($A$4-80)*AI16*$A$16/1000","v":11.474546291763001},{"$f":"AC16*K16+($A$4-80)*AJ16*$A$16/1000","v":11.331688225538972},{"$f":"AD16*M16+($A$4-80)*AK16*$A$16/1000","v":11.208191308117913},{"$f":"AE16*O16+($A$4-80)*AL16*$A$16/1000","v":11.080570480928689}]
[null,67,19.64996351575456,14.439270315091211,19.288981757877281,14.300381510676731,18.928000000000001,14.156762852404645,18.567018242122721,14.01806161116038,18.206036484245441,13.87425538971808,17.845054726368161,13.751783846692375,17.484072968490882,13.623137645107795,null,1.0796683250414594,1.0598341625207297,1.04,1.0201658374792704,1.0003316749585407,0.98049751243781103,0.96066334991708136,0.73482428115015974,0.74137565632964042,0.7479270315091211,0.75499799851318128,0.76206896551724146,0.77062155636723828,0.7791741472172351,0.9937499999999998,0.99062499999999987,0.98750000000000004,0.98750000000000016,0.98750000000000027,0.98750000000000004,0.98749999999999993,{"$f":"Y17*C17+($A$4-80)*AF17*$A$16/1000","v":14.439270315091211},{"$f":"Z17*E17+($A$4-80)*AG17*$A$16/1000","v":14.300381510676731},{"$f":"AA17*G17+($A$4-80)*AH17*$A$16/1000","v":14.156762852404645},{"$f":"AB17*I17+($A$4-80)*AI17*$A$16/1000","v":14.01806161116038},{"$f":"AC17*K17+($A$4-80)*AJ17*$A$16/1000","v":13.87425538971808},{"$f":"AD17*M17+($A$4-80)*AK17*$A$16/1000","v":13.751783846692375},{"$f":"AE17*O17+($A$4-80)*AL17*$A$16/1000","v":13.623137645107795}]
[null,63,18.39437479270315,17.076006633499169,18.049087893864012,16.938249607945874,17.703800995024878,16.793499170812606,17.374208955223882,16.655559633945007,17.044616915422885,16.510991708126038,16.699330016583747,16.373817542780181,16.354043117744613,16.228484245439471,null,1.0106799336650083,0.99170812603648428,0.97273631840796027,0.95462686567164179,0.93651741293532342,0.91754560530679941,0.89857379767827539,0.92832764505119447,0.93845460266744118,0.94858156028368801,0.95863700481956049,0.96869244935543286,0.98050745308462628,0.99232245681381959,0.98749999999999993,0.98749999999999993,0.98749999999999993,0.98750000000000004,0.98750000000000027,0.98750000000000027,0.98750000000000027,17.076006633499169,{"$f":"Z18*E18+($A$4-80)*AG18*$A$16/1000","v":16.938249607945874},{"$f":"AA18*G18+($A$4-80)*AH18*$A$16/1000","v":16.793499170812606},16.655559633945007,16.510991708126038,16.373817542780181,16.228484245439471]
[null,59,17.546852404643449,17.546852404643449,17.217260364842453,17.217260364842453,16.88766832504146,16.88766832504146,16.573771144278609,16.573771144278609,16.259873963515755,16.259873963515755,15.930281923714761,15.930281923714761,15.600689883913766,15.600689883913766,null,0.96411276948590385,0.94600331674958538,0.92789386401326701,0.9106467661691543,0.89339966832504147,0.87529021558872311,0.85718076285240474,1,1,1,1,1,1,1,0.53125,0.49687499999999996,0.46249999999999991,0.42812499999999987,0.39374999999999982,0.35624999999999996,0.31875000000000009,17.546852404643449,{"$f":"Z19*E19+($A$4-80)*AG19*$A$16/1000","v":17.217260364842453},{"$f":"AA19*G19+($A$4-80)*AH19*$A$16/1000","v":16.88766832504146},16.573771144278609,16.259873963515755,15.930281923714761,15.600689883913766]

{"sheet":"4TTM30_18","index":70,"n_rows":19,"n_cols":45,"rows_kept":19,"cut":false,"hidden":true,"merged":[[130,0,133,0],[120,12,121,12],[120,13,121,13],[120,14,121,14],[120,15,121,15],[122,0,125,0],[126,0,129,0],[119,12,119,13],[119,14,119,15],[120,4,121,4],[120,5,121,5],[120,6,121,6],[120,7,121,7],[120,8,121,8],[120,9,121,9],[120,10,121,10],[120,11,121,11],[119,0,121,0],[119,1,121,1],[119,4,119,5],[119,6,119,7],[119,8,119,9],[119,10,119,11],[111,0,114,0],[117,0,118,1],[117,4,117,15],[118,4,118,5],[118,6,118,7],[118,8,118,9],[118,10,118,11],[118,12,118,13],[118,14,118,15],[101,12,102,12],[101,13,102,13],[101,14,102,14],[101,15,102,15],[103,0,106,0],[107,0,110,0],[100,12,100,13],[100,14,100,15],[101,4,102,4],[101,5,102,5],[101,6,102,6],[101,7,102,7],[101,8,102,8],[101,9,102,9],[101,10,102,10],[101,11,102,11],[100,0,102,0],[100,1,102,1],[100,4,100,5],[100,6,100,7],[100,8,100,9],[100,10,100,11],[92,0,95,0],[98,0,99,1],[98,4,98,15],[99,4,99,5],[99,6,99,7],[99,8,99,9],[99,10,99,11],[99,12,99,13],[99,14,99,15],[82,12,83,12],[82,13,83,13],[82,14,83,14],[82,15,83,15],[84,0,87,0],[88,0,91,0],[81,12,81,13],[81,14,81,15],[82,4,83,4],[82,5,83,5],[82,6,83,6],[82,7,83,7],[82,8,83,8],[82,9,83,9],[82,10,83,10],[82,11,83,11],[81,0,83,0],[81,1,83,1],[81,4,81,5],[81,6,81,7],[81,8,81,9],[81,10,81,11],[73,0,76,0],[79,0,80,1],[79,4,79,15],[80,4,80,5],[80,6,80,7],[80,8,80,9],[80,10,80,11],[80,12,80,13],[80,14,80,15],[63,12,64,12],[63,13,64,13],[63,14,64,14],[63,15,64,15],[65,0,68,0],[69,0,72,0],[62,12,62,13],[62,14,62,15],[63,4,64,4],[63,5,64,5],[63,6,64,6],[63,7,64,7],[63,8,64,8],[63,9,64,9],[63,10,64,10],[63,11,64,11],[62,0,64,0],[62,1,64,1],[62,4,62,5],[62,6,62,7],[62,8,62,9],[62,10,62,11],[54,0,57,0],[60,0,61,1],[60,4,60,15],[61,4,61,5],[61,6,61,7],[61,8,61,9],[61,10,61,11],[61,12,61,13],[61,14,61,15],[44,12,45,12],[44,13,45,13],[44,14,45,14],[44,15,45,15],[46,0,49,0],[50,0,53,0],[43,12,43,13],[43,14,43,15],[44,4,45,4],[44,5,45,5],[44,6,45,6],[44,7,45,7],[44,8,45,8],[44,9,45,9],[44,10,45,10],[44,11,45,11],[43,0,45,0],[43,1,45,1],[43,4,43,5],[43,6,43,7],[43,8,43,9],[43,10,43,11],[35,0,38,0],[41,0,42,1],[41,4,41,15],[42,4,42,5],[42,6,42,7],[42,8,42,9],[42,10,42,11],[42,12,42,13],[42,14,42,15],[25,12,26,12],[25,13,26,13],[25,14,26,14],[25,15,26,15],[27,0,30,0],[31,0,34,0],[24,12,24,13],[24,14,24,15],[25,4,26,4],[25,5,26,5],[25,6,26,6],[25,7,26,7],[25,8,26,8],[25,9,26,9],[25,10,26,10],[25,11,26,11],[24,0,26,0],[24,1,26,1],[24,4,24,5],[24,6,24,7],[24,8,24,9],[24,10,24,11],[7,0,10,0],[11,0,14,0],[15,0,18,0],[22,4,22,15],[23,4,23,5],[23,6,23,7],[23,8,23,9],[23,10,23,11],[23,12,23,13],[23,14,23,15],[5,10,6,10],[5,11,6,11],[5,12,6,12],[5,13,6,13],[5,14,6,14],[5,15,6,15],[4,10,4,11],[4,12,4,13],[4,14,4,15],[5,2,6,2],[5,3,6,3],[5,4,6,4],[5,5,6,5],[5,6,6,6],[5,7,6,7],[5,8,6,8],[4,0,6,0],[4,1,6,1],[4,2,4,3],[4,4,4,5],[4,6,4,7],[4,8,4,9],[5,9,6,9],[2,0,2,1],[2,2,2,15],[3,2,3,3],[3,4,3,5],[3,6,3,7],[3,8,3,9],[3,10,3,11],[3,12,3,13],[3,14,3,15]]}
[]
["4TTM30_18",18.2]
["Evaporator Air \n",null,"Condenser  Entering Air Temperature ˚F"]
[80,"°F DB",85,null,90,null,95,null,100,null,105,null,110,null,115]
["CFM","EWB†\n˚F","Capacity Mbtuh",null,"Capacity Mbtuh",null,"Capacity Mbtuh",null,"Capacity Mbtuh",null,"Capacity Mbtuh",null,"Capacity Mbtuh",null,"Capacity Mbtuh"]
[null,null,"Total","Sens.","Total","Sens.","Total","Sens.","Total","Sens.","Total","Sens.","Total","Sens.","Total","Sens."]
[null,null,null,null,null,null,null,null,null,null,null,null,null,null,null,null,null,"Total Factors",null,null,null,null,null,null,"Sens. %",null,null,null,null,null,null,"IDB Adj",null,null,null,null,null,null,"Sens Calc"]
[500,71,{"$f":"R8*$B$2","v":20.786161290322575},{"$f":"IF(AM8>C8,C8,AM8)","v":10.155795698924727},{"$f":"S8*$B$2","v":19.979392473118278},{"$f":"IF(AN8>E8,E8,AN8)","v":9.8756586082879156},{"$f":"T8*$B$2","v":19.172623655913974},{"$f":"IF(AO8>G8,G8,AO8)","v":9.5863118279569868},{"$f":"U8*$B$2","v":18.413311827956985},{"$f":"IF(AP8>I8,I8,AP8)","v":9.3551503642039524},{"$f":"V8*$B$2","v":17.654},{"$f":"IF(AQ8>K8,K8,AQ8)","v":9.1117419354838702},{"$f":"W8*$B$2","v":16.847231182795699},{"$f":"IF(AR8>M8,M8,AR8)","v":8.8336216948157649},{"$f":"X8*$B$2","v":16.040462365591392},{"$f":"IF(AS8>O8,O8,AS8)","v":8.5422580645161261},null,1.1420967741935482,1.097768817204301,1.0534408602150536,1.0117204301075267,0.97,0.92567204301075268,0.88134408602150516,0.48858447488584472,0.49429223744292239,0.5,0.50806451612903225,0.5161290322580645,0.5243367054781447,0.53254437869822491,0.79166666666666641,0.79166666666666652,0.79166666666666663,0.80208333333333326,0.81249999999999989,0.80208333333333326,0.79166666666666663,{"$f":"Y8*C8+($A$4-80)*AF8*$A$8/1000","v":10.155795698924727},{"$f":"Z8*E8+($A$4-80)*AG8*$A$8/1000","v":9.8756586082879156},{"$f":"AA8*G8+($A$4-80)*AH8*$A$8/1000","v":9.5863118279569868},{"$f":"AB8*I8+($A$4-80)*AI8*$A$8/1000","v":9.3551503642039524},{"$f":"AC8*K8+($A$4-80)*AJ8*$A$8/1000","v":9.1117419354838702},{"$f":"AD8*M8+($A$4-80)*AK8*$A$8/1000","v":8.8336216948157649},{"$f":"AE8*O8+($A$4-80)*AL8*$A$8/1000","v":8.5422580645161261}]
[null,67,{"$f":"R9*$B$2","v":19.172623655913974},12.054075268817201,18.413311827956985,{"$f":"IF(AN9>E9,E9,AN9)","v":11.777619233723577},17.654,{"$f":"IF(AO9>G9,G9,AO9)","v":11.484591397849462},16.942145161290323,{"$f":"IF(AP9>I9,I9,AP9)","v":11.207671674090706},16.230290322580643,{"$f":"IF(AQ9>K9,K9,AQ9)","v":10.915107526881718},15.518435483870967,{"$f":"IF(AR9>M9,M9,AR9)","v":10.68943064987738},14.806580645161288,{"$f":"IF(AS9>O9,O9,AS9)","v":10.440537634408601},null,1.0534408602150536,1.0117204301075267,0.97,0.93088709677419357,0.89177419354838705,0.85266129032258065,0.81354838709677413,0.62871287128712872,0.63962525284786542,0.65053763440860213,0.66152612714582149,0.67251461988304084,0.68882141250562301,0.70512820512820518,0.79166666666666641,0.79166666666666641,0.79166666666666641,0.79166666666666652,0.79166666666666663,0.79166666666666663,0.79166666666666663,{"$f":"Y9*C9+($A$4-80)*AF9*$A$8/1000","v":12.054075268817201},{"$f":"Z9*E9+($A$4-80)*AG9*$A$8/1000","v":11.777619233723577},{"$f":"AA9*G9+($A$4-80)*AH9*$A$8/1000","v":11.484591397849462},{"$f":"AB9*I9+($A$4-80)*AI9*$A$8/1000","v":11.207671674090706},{"$f":"AC9*K9+($A$4-80)*AJ9*$A$8/1000","v":10.915107526881718},{"$f":"AD9*M9+($A$4-80)*AK9*$A$8/1000","v":10.68943064987738},{"$f":"AE9*O9+($A$4-80)*AL9*$A$8/1000","v":10.440537634408601}]
[null,63,17.938741935483868,14.0472688172043,17.2743440860215,13.771947972919152,16.609946236559136,13.477784946236556,15.898091397849459,13.206771639784943,15.186236559139783,12.908301075268815,14.521838709677418,12.636983616880247,13.85744086021505,12.338817204301073,null,0.98564516129032242,0.9491397849462363,0.91263440860215039,0.87352150537634399,0.83440860215053758,0.79790322580645157,0.76139784946236544,0.78306878306878314,0.79724867724867732,0.81142857142857139,0.83071428571428574,0.85,0.87020547945205484,0.8904109589041096,0.79166666666666685,0.79166666666666663,0.79166666666666641,0.79166666666666641,0.79166666666666641,0.79166666666666663,0.79166666666666685,14.0472688172043,{"$f":"Z10*E10+($A$4-80)*AG10*$A$8/1000","v":13.771947972919152},{"$f":"AA10*G10+($A$4-80)*AH10*$A$8/1000","v":13.477784946236556},13.206771639784943,12.908301075268815,12.636983616880247,12.338817204301073]
[null,59,17.084516129032259,14.996408602150538,16.420118279569891,15.02100110621698,15.755720430107525,14.996408602150535,15.138779569892472,14.773989700738436,14.521838709677418,14.521838709677418,13.857440860215052,13.857440860215052,13.193043010752687,13.193043010752687,null,0.93870967741935485,0.90220430107526872,0.86569892473118271,0.83180107526881719,0.79790322580645157,0.76139784946236555,0.72489247311827953,0.87777777777777777,0.91479250334672013,0.95180722891566261,0.97590361445783125,1,1,1,0.54166666666666696,0.61458333333333359,0.68750000000000022,0.68750000000000022,0.68750000000000022,0.61458333333333348,0.54166666666666663,14.996408602150538,{"$f":"Z11*E11+($A$4-80)*AG11*$A$8/1000","v":15.02100110621698},{"$f":"AA11*G11+($A$4-80)*AH11*$A$8/1000","v":14.996408602150535},{"$f":"AB11*I11+($A$4-80)*AI11*$A$8/1000","v":14.773989700738436},14.521838709677418,13.857440860215052,13.193043010752687]
[600,71,21.429032258064513,10.469892473118277,20.597311827956982,10.181091348750426,19.765591397849459,9.8827956989247294,18.982795698924726,9.6444849115504656,18.2,9.3935483870967733,17.368279569892472,9.1068264895007864,16.536559139784941,8.8064516129032242,null,1.1774193548387095,1.1317204301075265,1.086021505376344,1.0430107526881718,1,0.95430107526881713,0.90860215053763427,0.48858447488584472,0.49429223744292239,0.5,0.50806451612903225,0.5161290322580645,0.5243367054781447,0.53254437869822491,0.79166666666666641,0.79166666666666652,0.79166666666666663,0.80208333333333326,0.81249999999999989,0.80208333333333326,0.79166666666666663,{"$f":"Y12*C12+($A$4-80)*AF12*$A$12/1000","v":10.469892473118277},{"$f":"Z12*E12+($A$4-80)*AG12*$A$12/1000","v":10.181091348750426},{"$f":"AA12*G12+($A$4-80)*AH12*$A$12/1000","v":9.8827956989247294},{"$f":"AB12*I12+($A$4-80)*AI12*$A$12/1000","v":9.6444849115504656},{"$f":"AC12*K12+($A$4-80)*AJ12*$A$12/1000","v":9.3935483870967733},{"$f":"AD12*M12+($A$4-80)*AK12*$A$12/1000","v":9.1068264895007864},{"$f":"AE12*O12+($A$4-80)*AL12*$A$12/1000","v":8.8064516129032242}]
[null,67,19.765591397849459,12.426881720430105,18.982795698924726,12.141875498684099,18.2,11.839784946236557,17.466129032258063,11.554300694938872,16.732258064516127,11.252688172043008,15.998387096774193,11.020031597811734,15.264516129032256,10.763440860215052,null,1.086021505376344,1.0430107526881718,1,0.95967741935483875,0.91935483870967738,0.87903225806451613,0.83870967741935476,0.62871287128712872,0.63962525284786542,0.65053763440860213,0.66152612714582149,0.67251461988304084,0.68882141250562301,0.70512820512820518,0.79166666666666641,0.79166666666666641,0.79166666666666641,0.79166666666666652,0.79166666666666663,0.79166666666666663,0.79166666666666663,{"$f":"Y13*C13+($A$4-80)*AF13*$A$12/1000","v":12.426881720430105},{"$f":"Z13*E13+($A$4-80)*AG13*$A$12/1000","v":12.141875498684099},{"$f":"AA13*G13+($A$4-80)*AH13*$A$12/1000","v":11.839784946236557},{"$f":"AB13*I13+($A$4-80)*AI13*$A$12/1000","v":11.554300694938872},{"$f":"AC13*K13+($A$4-80)*AJ13*$A$12/1000","v":11.252688172043008},{"$f":"AD13*M13+($A$4-80)*AK13*$A$12/1000","v":11.020031597811734},{"$f":"AE13*O13+($A$4-80)*AL13*$A$12/1000","v":10.763440860215052}]
[null,63,18.493548387096769,14.481720430107524,17.808602150537631,14.197884508164076,17.123655913978492,13.894623655913977,16.389784946236556,13.615228494623654,15.65591397849462,13.307526881720428,14.970967741935482,13.027818161732213,14.286021505376343,12.720430107526882,null,1.0161290322580643,0.97849462365591389,0.94086021505376338,0.90053763440860213,0.86021505376344076,0.82258064516129026,0.78494623655913975,0.78306878306878314,0.79724867724867732,0.81142857142857139,0.83071428571428574,0.85,0.87020547945205484,0.8904109589041096,0.79166666666666685,0.79166666666666663,0.79166666666666641,0.79166666666666641,0.79166666666666641,0.79166666666666663,0.79166666666666685,14.481720430107524,{"$f":"Z14*E14+($A$4-80)*AG14*$A$12/1000","v":14.197884508164076},{"$f":"AA14*G14+($A$4-80)*AH14*$A$12/1000","v":13.894623655913977},13.615228494623654,13.307526881720428,13.027818161732213,12.720430107526882]
[null,59,17.612903225806448,15.460215053763438,16.92795698924731,15.485568150739153,16.243010752688171,15.46021505376344,15.606989247311828,15.23091721725612,14.970967741935482,14.970967741935482,14.286021505376343,14.286021505376343,13.601075268817203,13.601075268817203,null,0.96774193548387089,0.93010752688172038,0.89247311827956988,0.85752688172043012,0.82258064516129026,0.78494623655913975,0.74731182795698925,0.87777777777777777,0.91479250334672013,0.95180722891566261,0.97590361445783125,1,1,1,0.54166666666666696,0.61458333333333359,0.68750000000000022,0.68750000000000022,0.68750000000000022,0.61458333333333348,0.54166666666666663,15.460215053763438,{"$f":"Z15*E15+($A$4-80)*AG15*$A$12/1000","v":15.485568150739153},{"$f":"AA15*G15+($A$4-80)*AH15*$A$12/1000","v":15.46021505376344},15.23091721725612,14.970967741935482,14.286021505376343,13.601075268817203]
[700,71,22.071903225806448,10.783989247311826,21.215231182795694,10.48652408921294,20.358559139784948,10.179279569892474,19.55227956989247,9.9338194588969806,18.745999999999999,9.6753548387096764,17.889327956989245,9.3800312841858098,17.032655913978491,9.0706451612903223,null,1.2127419354838709,1.1656720430107526,1.1186021505376345,1.0743010752688171,1.03,0.98293010752688159,0.93586021505376338,0.48858447488584472,0.49429223744292239,0.5,0.50806451612903225,0.5161290322580645,0.5243367054781447,0.53254437869822491,0.79166666666666641,0.79166666666666652,0.79166666666666663,0.80208333333333326,0.81249999999999989,0.80208333333333326,0.79166666666666663,{"$f":"Y16*C16+($A$4-80)*AF16*$A$16/1000","v":10.783989247311826},{"$f":"Z16*E16+($A$4-80)*AG16*$A$16/1000","v":10.48652408921294},{"$f":"AA16*G16+($A$4-80)*AH16*$A$16/1000","v":10.179279569892474},{"$f":"AB16*I16+($A$4-80)*AI16*$A$16/1000","v":9.9338194588969806},{"$f":"AC16*K16+($A$4-80)*AJ16*$A$16/1000","v":9.6753548387096764},{"$f":"AD16*M16+($A$4-80)*AK16*$A$16/1000","v":9.3800312841858098},{"$f":"AE16*O16+($A$4-80)*AL16*$A$16/1000","v":9.0706451612903223}]
[null,67,20.358559139784948,12.799688172043012,19.55227956989247,12.506131763644625,18.745999999999999,12.194978494623655,17.990112903225803,11.900929715787036,17.234225806451615,11.590268817204301,16.47833870967742,11.350632545746086,15.722451612903226,11.086344086021507,null,1.1186021505376345,1.0743010752688171,1.03,0.98846774193548381,0.94693548387096782,0.90540322580645172,0.8638709677419355,0.62871287128712872,0.63962525284786542,0.65053763440860213,0.66152612714582149,0.67251461988304084,0.68882141250562301,0.70512820512820518,0.79166666666666641,0.79166666666666641,0.79166666666666641,0.79166666666666652,0.79166666666666663,0.79166666666666663,0.79166666666666663,{"$f":"Y17*C17+($A$4-80)*AF17*$A$16/1000","v":12.799688172043012},{"$f":"Z17*E17+($A$4-80)*AG17*$A$16/1000","v":12.506131763644625},{"$f":"AA17*G17+($A$4-80)*AH17*$A$16/1000","v":12.194978494623655},{"$f":"AB17*I17+($A$4-80)*AI17*$A$16/1000","v":11.900929715787036},{"$f":"AC17*K17+($A$4-80)*AJ17*$A$16/1000","v":11.590268817204301},{"$f":"AD17*M17+($A$4-80)*AK17*$A$16/1000","v":11.350632545746086},{"$f":"AE17*O17+($A$4-80)*AL17*$A$16/1000","v":11.086344086021507}]
[null,63,19.048354838709674,14.916172043010752,18.342860215053761,14.623821043409,17.637365591397849,14.311462365591396,16.881478494623657,14.023685349462367,16.125591397849462,13.706752688172042,15.420096774193546,13.418652706584179,14.714602150537633,13.102043010752688,null,1.0466129032258062,1.0078494623655914,0.96908602150537637,0.92755376344086027,0.88602150537634405,0.84725806451612895,0.80849462365591396,0.78306878306878314,0.79724867724867732,0.81142857142857139,0.83071428571428574,0.85,0.87020547945205484,0.8904109589041096,0.79166666666666685,0.79166666666666663,0.79166666666666641,0.79166666666666641,0.79166666666666641,0.79166666666666663,0.79166666666666685,14.916172043010752,{"$f":"Z18*E18+($A$4-80)*AG18*$A$16/1000","v":14.623821043409},{"$f":"AA18*G18+($A$4-80)*AH18*$A$16/1000","v":14.311462365591396},14.023685349462367,13.706752688172042,13.418652706584179,13.102043010752688]
[null,59,18.141290322580641,15.92402150537634,17.435795698924732,15.950135195261332,16.730301075268816,15.924021505376341,16.075198924731183,15.687844733773803,15.420096774193546,15.420096774193546,14.714602150537633,14.714602150537633,14.009107526881719,14.009107526881719,null,0.99677419354838692,0.95801075268817215,0.91924731182795705,0.88325268817204294,0.84725806451612895,0.80849462365591396,0.76973118279569885,0.87777777777777777,0.91479250334672013,0.95180722891566261,0.97590361445783125,1,1,1,0.54166666666666696,0.61458333333333359,0.68750000000000022,0.68750000000000022,0.68750000000000022,0.61458333333333348,0.54166666666666663,15.92402150537634,{"$f":"Z19*E19+($A$4-80)*AG19*$A$16/1000","v":15.950135195261332},{"$f":"AA19*G19+($A$4-80)*AH19*$A$16/1000","v":15.924021505376341},15.687844733773803,15.420096774193546,14.714602150537633,14.009107526881719]

{"sheet":"4TTM30_24","index":71,"n_rows":19,"n_cols":45,"rows_kept":19,"cut":false,"hidden":true,"merged":[[130,0,133,0],[120,12,121,12],[120,13,121,13],[120,14,121,14],[120,15,121,15],[122,0,125,0],[126,0,129,0],[119,12,119,13],[119,14,119,15],[120,4,121,4],[120,5,121,5],[120,6,121,6],[120,7,121,7],[120,8,121,8],[120,9,121,9],[120,10,121,10],[120,11,121,11],[119,0,121,0],[119,1,121,1],[119,4,119,5],[119,6,119,7],[119,8,119,9],[119,10,119,11],[111,0,114,0],[117,0,118,1],[117,4,117,15],[118,4,118,5],[118,6,118,7],[118,8,118,9],[118,10,118,11],[118,12,118,13],[118,14,118,15],[101,12,102,12],[101,13,102,13],[101,14,102,14],[101,15,102,15],[103,0,106,0],[107,0,110,0],[100,12,100,13],[100,14,100,15],[101,4,102,4],[101,5,102,5],[101,6,102,6],[101,7,102,7],[101,8,102,8],[101,9,102,9],[101,10,102,10],[101,11,102,11],[100,0,102,0],[100,1,102,1],[100,4,100,5],[100,6,100,7],[100,8,100,9],[100,10,100,11],[92,0,95,0],[98,0,99,1],[98,4,98,15],[99,4,99,5],[99,6,99,7],[99,8,99,9],[99,10,99,11],[99,12,99,13],[99,14,99,15],[82,12,83,12],[82,13,83,13],[82,14,83,14],[82,15,83,15],[84,0,87,0],[88,0,91,0],[81,12,81,13],[81,14,81,15],[82,4,83,4],[82,5,83,5],[82,6,83,6],[82,7,83,7],[82,8,83,8],[82,9,83,9],[82,10,83,10],[82,11,83,11],[81,0,83,0],[81,1,83,1],[81,4,81,5],[81,6,81,7],[81,8,81,9],[81,10,81,11],[73,0,76,0],[79,0,80,1],[79,4,79,15],[80,4,80,5],[80,6,80,7],[80,8,80,9],[80,10,80,11],[80,12,80,13],[80,14,80,15],[63,12,64,12],[63,13,64,13],[63,14,64,14],[63,15,64,15],[65,0,68,0],[69,0,72,0],[62,12,62,13],[62,14,62,15],[63,4,64,4],[63,5,64,5],[63,6,64,6],[63,7,64,7],[63,8,64,8],[63,9,64,9],[63,10,64,10],[63,11,64,11],[62,0,64,0],[62,1,64,1],[62,4,62,5],[62,6,62,7],[62,8,62,9],[62,10,62,11],[54,0,57,0],[60,0,61,1],[60,4,60,15],[61,4,61,5],[61,6,61,7],[61,8,61,9],[61,10,61,11],[61,12,61,13],[61,14,61,15],[44,12,45,12],[44,13,45,13],[44,14,45,14],[44,15,45,15],[46,0,49,0],[50,0,53,0],[43,12,43,13],[43,14,43,15],[44,4,45,4],[44,5,45,5],[44,6,45,6],[44,7,45,7],[44,8,45,8],[44,9,45,9],[44,10,45,10],[44,11,45,11],[43,0,45,0],[43,1,45,1],[43,4,43,5],[43,6,43,7],[43,8,43,9],[43,10,43,11],[35,0,38,0],[41,0,42,1],[41,4,41,15],[42,4,42,5],[42,6,42,7],[42,8,42,9],[42,10,42,11],[42,12,42,13],[42,14,42,15],[25,12,26,12],[25,13,26,13],[25,14,26,14],[25,15,26,15],[27,0,30,0],[31,0,34,0],[24,12,24,13],[24,14,24,15],[25,4,26,4],[25,5,26,5],[25,6,26,6],[25,7,26,7],[25,8,26,8],[25,9,26,9],[25,10,26,10],[25,11,26,11],[24,0,26,0],[24,1,26,1],[24,4,24,5],[24,6,24,7],[24,8,24,9],[24,10,24,11],[7,0,10,0],[11,0,14,0],[15,0,18,0],[22,4,22,15],[23,4,23,5],[23,6,23,7],[23,8,23,9],[23,10,23,11],[23,12,23,13],[23,14,23,15],[5,10,6,10],[5,11,6,11],[5,12,6,12],[5,13,6,13],[5,14,6,14],[5,15,6,15],[4,10,4,11],[4,12,4,13],[4,14,4,15],[5,2,6,2],[5,3,6,3],[5,4,6,4],[5,5,6,5],[5,6,6,6],[5,7,6,7],[5,8,6,8],[4,0,6,0],[4,1,6,1],[4,2,4,3],[4,4,4,5],[4,6,4,7],[4,8,4,9],[5,9,6,9],[2,0,2,1],[2,2,2,15],[3,2,3,3],[3,4,3,5],[3,6,3,7],[3,8,3,9],[3,10,3,11],[3,12,3,13],[3,14,3,15]]}
[]
["4TTM30_24",18.2]
["Evaporator Air \n",null,"Condenser  Entering Air Temperature ˚F"]
[80,"°F DB",85,null,90,null,95,null,100,null,105,null,110,null,115]
["CFM","EWB†\n˚F","Capacity Mbtuh",null,"Capacity Mbtuh",null,"Capacity Mbtuh",null,"Capacity Mbtuh",null,"Capacity Mbtuh",null,"Capacity Mbtuh",null,"Capacity Mbtuh"]
[null,null,"Total","Sens.","Total","Sens.","Total","Sens.","Total","Sens.","Total","Sens.","Total","Sens.","Total","Sens."]
[null,null,null,null,null,null,null,null,null,null,null,null,null,null,null,null,null,"Total Factors",null,null,null,null,null,null,"Sens. %",null,null,null,null,null,null,"IDB Adj",null,null,null,null,null,null,"Sens Calc"]
[700,71,{"$f":"R8*$B$2","v":20.180972111553782},{"$f":"IF(AM8>C8,C8,AM8)","v":10.658964143426294},{"$f":"S8*$B$2","v":19.754613545816731},{"$f":"IF(AN8>E8,E8,AN8)","v":10.518677044927168},{"$f":"T8*$B$2","v":19.328254980079677},{"$f":"IF(AO8>G8,G8,AO8)","v":10.374725099601591},{"$f":"U8*$B$2","v":18.937426294820714},{"$f":"IF(AP8>I8,I8,AP8)","v":10.234031437356276},{"$f":"V8*$B$2","v":18.546597609561751},{"$f":"IF(AQ8>K8,K8,AQ8)","v":10.090486055776889},{"$f":"W8*$B$2","v":18.120239043824697},{"$f":"IF(AR8>M8,M8,AR8)","v":9.9505314898831454},{"$f":"X8*$B$2","v":17.693880478087646},{"$f":"IF(AS8>O8,O8,AS8)","v":9.8062470119521894},null,1.108844621513944,1.0854183266932271,1.0619920318725098,1.0405179282868524,1.019043824701195,0.99561752988047791,0.97219123505976079,0.52816901408450712,0.53246685998343002,0.53676470588235292,0.54041300428217265,0.54406130268199226,0.5491390850759359,0.55421686746987953,0.9375,0.9453125,0.953125,0.9453125,0.9375,0.9453125,0.95312500000000011,{"$f":"Y8*C8+($A$4-80)*AF8*$A$8/1000","v":10.658964143426294},{"$f":"Z8*E8+($A$4-80)*AG8*$A$8/1000","v":10.518677044927168},{"$f":"AA8*G8+($A$4-80)*AH8*$A$8/1000","v":10.374725099601591},{"$f":"AB8*I8+($A$4-80)*AI8*$A$8/1000","v":10.234031437356276},{"$f":"AC8*K8+($A$4-80)*AJ8*$A$8/1000","v":10.090486055776889},{"$f":"AD8*M8+($A$4-80)*AK8*$A$8/1000","v":9.9505314898831454},{"$f":"AE8*O8+($A$4-80)*AL8*$A$8/1000","v":9.8062470119521894}]
[null,67,{"$f":"R9*$B$2","v":18.617657370517925},12.861816733067728,18.226828685258962,{"$f":"IF(AN9>E9,E9,AN9)","v":12.72249937235941},17.836000000000002,{"$f":"IF(AO9>G9,G9,AO9)","v":12.577577689243029},17.445171314741035,{"$f":"IF(AP9>I9,I9,AP9)","v":12.438517193311744},17.054342629482072,{"$f":"IF(AQ9>K9,K9,AQ9)","v":12.293338645418327},16.663513944223105,{"$f":"IF(AR9>M9,M9,AR9)","v":12.154572029712298},16.272685258964138,{"$f":"IF(AS9>O9,O9,AS9)","v":12.00909960159362},null,1.0229482071713145,1.0014741035856574,0.98000000000000009,0.9585258964143426,0.93705179282868523,0.91557768924302774,0.89410358565737036,0.69083969465648865,0.69800948876250724,0.70517928286852583,0.71300630810092958,0.72083333333333333,0.72941229985443956,0.7379912663755458,0.93750000000000033,0.93750000000000022,0.9375,0.94531250000000011,0.95312500000000022,0.953125,0.95312499999999967,{"$f":"Y9*C9+($A$4-80)*AF9*$A$8/1000","v":12.861816733067728},{"$f":"Z9*E9+($A$4-80)*AG9*$A$8/1000","v":12.72249937235941},{"$f":"AA9*G9+($A$4-80)*AH9*$A$8/1000","v":12.577577689243029},{"$f":"AB9*I9+($A$4-80)*AI9*$A$8/1000","v":12.438517193311744},{"$f":"AC9*K9+($A$4-80)*AJ9*$A$8/1000","v":12.293338645418327},{"$f":"AD9*M9+($A$4-80)*AK9*$A$8/1000","v":12.154572029712298},{"$f":"AE9*O9+($A$4-80)*AL9*$A$8/1000","v":12.00909960159362}]
[null,63,17.409641434262944,15.20678884462151,17.054342629482072,15.031962702381961,16.699043824701192,14.851490039840634,16.343745019920316,14.71323428743654,15.988446215139442,14.567250996015936,15.633147410358566,14.429354664031214,15.277848605577688,14.283011952191234,null,0.95657370517928275,0.93705179282868523,0.91752988047808759,0.89800796812748995,0.87848605577689243,0.8589641434262949,0.83944223107569715,0.87346938775510197,0.88141554494138075,0.88936170212765953,0.90023640661938531,0.91111111111111109,0.92299741602067187,0.93488372093023264,0.95312499999999967,0.94531249999999978,0.93749999999999978,0.93749999999999989,0.9375,0.93750000000000022,0.93750000000000033,15.20678884462151,{"$f":"Z10*E10+($A$4-80)*AG10*$A$8/1000","v":15.031962702381961},{"$f":"AA10*G10+($A$4-80)*AH10*$A$8/1000","v":14.851490039840634},14.71323428743654,14.567250996015936,14.429354664031214,14.283011952191234]
[null,59,16.627984063745018,16.627984063745018,16.272685258964142,16.272685258964142,15.917386454183266,15.917386454183266,15.562087649402386,15.562087649402386,15.206788844621512,15.206788844621512,14.887019920318723,14.887019920318723,14.567250996015936,14.567250996015936,null,0.913625498007968,0.89410358565737047,0.87458167330677283,0.85505976095617509,0.83553784860557756,0.81796812749003978,0.80039840637450199,1,1,1,1,1,1,1,0.73437499999999989,0.68749999999999978,0.64062499999999967,0.60156249999999967,0.56249999999999967,0.5234375,0.48437500000000022,16.627984063745018,{"$f":"Z11*E11+($A$4-80)*AG11*$A$8/1000","v":16.272685258964142},{"$f":"AA11*G11+($A$4-80)*AH11*$A$8/1000","v":15.917386454183266},{"$f":"AB11*I11+($A$4-80)*AI11*$A$8/1000","v":15.562087649402386},15.206788844621512,14.887019920318723,14.567250996015936]
[800,71,20.592828685258961,10.876494023904382,20.157768924302786,10.733343923395068,19.722709163346611,10.58645418326693,19.323904382470118,10.442889221792118,18.925099601593622,10.296414342629479,18.490039840637451,10.153603561105253,18.054980079681272,10.006374501992031,null,1.1314741035856573,1.1075697211155378,1.0836653386454183,1.0617529880478087,1.0398406374501992,1.0159362549800797,0.99203187250996006,0.52816901408450712,0.53246685998343002,0.53676470588235292,0.54041300428217265,0.54406130268199226,0.5491390850759359,0.55421686746987953,0.9375,0.9453125,0.953125,0.9453125,0.9375,0.9453125,0.95312500000000011,{"$f":"Y12*C12+($A$4-80)*AF12*$A$12/1000","v":10.876494023904382},{"$f":"Z12*E12+($A$4-80)*AG12*$A$12/1000","v":10.733343923395068},{"$f":"AA12*G12+($A$4-80)*AH12*$A$12/1000","v":10.58645418326693},{"$f":"AB12*I12+($A$4-80)*AI12*$A$12/1000","v":10.442889221792118},{"$f":"AC12*K12+($A$4-80)*AJ12*$A$12/1000","v":10.296414342629479},{"$f":"AD12*M12+($A$4-80)*AK12*$A$12/1000","v":10.153603561105253},{"$f":"AE12*O12+($A$4-80)*AL12*$A$12/1000","v":10.006374501992031}]
[null,67,18.997609561752988,13.124302788844624,18.598804780876492,12.982142216693276,18.2,12.83426294820717,17.801195219123507,12.69236448297117,17.402390438247011,12.544223107569721,17.003585657370515,12.402624520114589,16.604780876494022,12.254183266932269,null,1.0438247011952191,1.0219123505976095,1,0.97808764940239046,0.9561752988047808,0.93426294820717126,0.91235059760956161,0.69083969465648865,0.69800948876250724,0.70517928286852583,0.71300630810092958,0.72083333333333333,0.72941229985443956,0.7379912663755458,0.93750000000000033,0.93750000000000022,0.9375,0.94531250000000011,0.95312500000000022,0.953125,0.95312499999999967,{"$f":"Y13*C13+($A$4-80)*AF13*$A$12/1000","v":13.124302788844624},{"$f":"Z13*E13+($A$4-80)*AG13*$A$12/1000","v":12.982142216693276},{"$f":"AA13*G13+($A$4-80)*AH13*$A$12/1000","v":12.83426294820717},{"$f":"AB13*I13+($A$4-80)*AI13*$A$12/1000","v":12.69236448297117},{"$f":"AC13*K13+($A$4-80)*AJ13*$A$12/1000","v":12.544223107569721},{"$f":"AD13*M13+($A$4-80)*AK13*$A$12/1000","v":12.402624520114589},{"$f":"AE13*O13+($A$4-80)*AL13*$A$12/1000","v":12.254183266932269}]
[null,63,17.764940239043824,15.517131474103584,17.402390438247011,15.338737451410163,17.039840637450197,15.154581673306771,16.677290836653384,15.013504374935245,16.314741035856574,14.864541832669323,15.952191235059761,14.723831289827769,15.589641434262946,14.574501992031871,null,0.97609561752988039,0.9561752988047808,0.93625498007968122,0.91633466135458164,0.89641434262948205,0.87649402390438247,0.85657370517928277,0.87346938775510197,0.88141554494138075,0.88936170212765953,0.90023640661938531,0.91111111111111109,0.92299741602067187,0.93488372093023264,0.95312499999999967,0.94531249999999978,0.93749999999999978,0.93749999999999989,0.9375,0.93750000000000022,0.93750000000000033,15.517131474103584,{"$f":"Z14*E14+($A$4-80)*AG14*$A$12/1000","v":15.338737451410163},{"$f":"AA14*G14+($A$4-80)*AH14*$A$12/1000","v":15.154581673306771},15.013504374935245,14.864541832669323,14.723831289827769,14.574501992031871]
[null,59,16.967330677290832,16.967330677290832,16.604780876494022,16.604780876494022,16.242231075697209,16.242231075697209,15.879681274900395,15.879681274900395,15.517131474103584,15.517131474103584,15.190836653386452,15.190836653386452,14.864541832669321,14.864541832669321,null,0.93227091633466119,0.91235059760956161,0.89243027888446202,0.87250996015936244,0.85258964143426286,0.83466135458167323,0.81673306772908361,1,1,1,1,1,1,1,0.73437499999999989,0.68749999999999978,0.64062499999999967,0.60156249999999967,0.56249999999999967,0.5234375,0.48437500000000022,16.967330677290832,{"$f":"Z15*E15+($A$4-80)*AG15*$A$12/1000","v":16.604780876494022},{"$f":"AA15*G15+($A$4-80)*AH15*$A$12/1000","v":16.242231075697209},15.879681274900395,15.517131474103584,15.190836653386452,14.864541832669321]
[900,71,21.004685258964141,11.094023904382471,20.560924302788845,10.948010801862971,20.117163346613545,10.79818326693227,19.710382470119519,10.651747006227961,19.303601593625498,10.502342629482071,18.859840637450198,10.356675632327358,18.416079681274898,10.206501992031871,null,1.1541035856573705,1.1297211155378486,1.1053386454183267,1.0829880478087648,1.0606374501992033,1.0362549800796812,1.0118725099601593,0.52816901408450712,0.53246685998343002,0.53676470588235292,0.54041300428217265,0.54406130268199226,0.5491390850759359,0.55421686746987953,0.9375,0.9453125,0.953125,0.9453125,0.9375,0.9453125,0.95312500000000011,{"$f":"Y16*C16+($A$4-80)*AF16*$A$16/1000","v":11.094023904382471},{"$f":"Z16*E16+($A$4-80)*AG16*$A$16/1000","v":10.948010801862971},{"$f":"AA16*G16+($A$4-80)*AH16*$A$16/1000","v":10.79818326693227},{"$f":"AB16*I16+($A$4-80)*AI16*$A$16/1000","v":10.651747006227961},{"$f":"AC16*K16+($A$4-80)*AJ16*$A$16/1000","v":10.502342629482071},{"$f":"AD16*M16+($A$4-80)*AK16*$A$16/1000","v":10.356675632327358},{"$f":"AE16*O16+($A$4-80)*AL16*$A$16/1000","v":10.206501992031871}]
[null,67,19.377561752988047,13.386788844621515,18.970780876494022,13.241785061027141,18.564,13.090948207171314,18.157219123505975,12.946211772630592,17.750438247011953,12.795107569721116,17.343657370517928,12.650677010516883,16.936876494023902,12.499266932270913,null,1.0647011952191234,1.0423505976095617,1.02,0.9976494023904382,0.97529880478087649,0.95294820717131468,0.93059760956175297,0.69083969465648865,0.69800948876250724,0.70517928286852583,0.71300630810092958,0.72083333333333333,0.72941229985443956,0.7379912663755458,0.93750000000000033,0.93750000000000022,0.9375,0.94531250000000011,0.95312500000000022,0.953125,0.95312499999999967,{"$f":"Y17*C17+($A$4-80)*AF17*$A$16/1000","v":13.386788844621515},{"$f":"Z17*E17+($A$4-80)*AG17*$A$16/1000","v":13.241785061027141},{"$f":"AA17*G17+($A$4-80)*AH17*$A$16/1000","v":13.090948207171314},{"$f":"AB17*I17+($A$4-80)*AI17*$A$16/1000","v":12.946211772630592},{"$f":"AC17*K17+($A$4-80)*AJ17*$A$16/1000","v":12.795107569721116},{"$f":"AD17*M17+($A$4-80)*AK17*$A$16/1000","v":12.650677010516883},{"$f":"AE17*O17+($A$4-80)*AL17*$A$16/1000","v":12.499266932270913}]
[null,63,18.1202390438247,15.827474103585654,17.750438247011953,15.645512200438368,17.380637450199202,15.457673306772907,17.010836653386455,15.313774462433953,16.641035856573705,15.161832669322708,16.271235059760951,15.01830791562432,15.901434262948206,14.86599203187251,null,0.99561752988047814,0.97529880478087649,0.95498007968127485,0.93466135458167332,0.91434262948207168,0.89402390438246992,0.8737051792828685,0.87346938775510197,0.88141554494138075,0.88936170212765953,0.90023640661938531,0.91111111111111109,0.92299741602067187,0.93488372093023264,0.95312499999999967,0.94531249999999978,0.93749999999999978,0.93749999999999989,0.9375,0.93750000000000022,0.93750000000000033,15.827474103585654,{"$f":"Z18*E18+($A$4-80)*AG18*$A$16/1000","v":15.645512200438368},{"$f":"AA18*G18+($A$4-80)*AH18*$A$16/1000","v":15.457673306772907},15.313774462433953,15.161832669322708,15.01830791562432,14.86599203187251]
[null,59,17.30667729083665,17.30667729083665,16.936876494023902,16.936876494023902,16.567075697211152,16.567075697211152,16.197274900398405,16.197274900398405,15.827474103585656,15.827474103585656,15.49465338645418,15.49465338645418,15.161832669322708,15.161832669322708,null,0.9509163346613545,0.93059760956175286,0.91027888446215133,0.8899601593625498,0.86964143426294815,0.85135458167330669,0.83306772908366533,1,1,1,1,1,1,1,0.73437499999999989,0.68749999999999978,0.64062499999999967,0.60156249999999967,0.56249999999999967,0.5234375,0.48437500000000022,17.30667729083665,{"$f":"Z19*E19+($A$4-80)*AG19*$A$16/1000","v":16.936876494023902},{"$f":"AA19*G19+($A$4-80)*AH19*$A$16/1000","v":16.567075697211152},16.197274900398405,15.827474103585656,15.49465338645418,15.161832669322708]

{"sheet":"4TTM30_30","index":72,"n_rows":19,"n_cols":45,"rows_kept":19,"cut":false,"hidden":true,"merged":[[130,0,133,0],[120,12,121,12],[120,13,121,13],[120,14,121,14],[120,15,121,15],[122,0,125,0],[126,0,129,0],[119,12,119,13],[119,14,119,15],[120,4,121,4],[120,5,121,5],[120,6,121,6],[120,7,121,7],[120,8,121,8],[120,9,121,9],[120,10,121,10],[120,11,121,11],[119,0,121,0],[119,1,121,1],[119,4,119,5],[119,6,119,7],[119,8,119,9],[119,10,119,11],[111,0,114,0],[117,0,118,1],[117,4,117,15],[118,4,118,5],[118,6,118,7],[118,8,118,9],[118,10,118,11],[118,12,118,13],[118,14,118,15],[101,12,102,12],[101,13,102,13],[101,14,102,14],[101,15,102,15],[103,0,106,0],[107,0,110,0],[100,12,100,13],[100,14,100,15],[101,4,102,4],[101,5,102,5],[101,6,102,6],[101,7,102,7],[101,8,102,8],[101,9,102,9],[101,10,102,10],[101,11,102,11],[100,0,102,0],[100,1,102,1],[100,4,100,5],[100,6,100,7],[100,8,100,9],[100,10,100,11],[92,0,95,0],[98,0,99,1],[98,4,98,15],[99,4,99,5],[99,6,99,7],[99,8,99,9],[99,10,99,11],[99,12,99,13],[99,14,99,15],[82,12,83,12],[82,13,83,13],[82,14,83,14],[82,15,83,15],[84,0,87,0],[88,0,91,0],[81,12,81,13],[81,14,81,15],[82,4,83,4],[82,5,83,5],[82,6,83,6],[82,7,83,7],[82,8,83,8],[82,9,83,9],[82,10,83,10],[82,11,83,11],[81,0,83,0],[81,1,83,1],[81,4,81,5],[81,6,81,7],[81,8,81,9],[81,10,81,11],[73,0,76,0],[79,0,80,1],[79,4,79,15],[80,4,80,5],[80,6,80,7],[80,8,80,9],[80,10,80,11],[80,12,80,13],[80,14,80,15],[63,12,64,12],[63,13,64,13],[63,14,64,14],[63,15,64,15],[65,0,68,0],[69,0,72,0],[62,12,62,13],[62,14,62,15],[63,4,64,4],[63,5,64,5],[63,6,64,6],[63,7,64,7],[63,8,64,8],[63,9,64,9],[63,10,64,10],[63,11,64,11],[62,0,64,0],[62,1,64,1],[62,4,62,5],[62,6,62,7],[62,8,62,9],[62,10,62,11],[54,0,57,0],[60,0,61,1],[60,4,60,15],[61,4,61,5],[61,6,61,7],[61,8,61,9],[61,10,61,11],[61,12,61,13],[61,14,61,15],[44,12,45,12],[44,13,45,13],[44,14,45,14],[44,15,45,15],[46,0,49,0],[50,0,53,0],[43,12,43,13],[43,14,43,15],[44,4,45,4],[44,5,45,5],[44,6,45,6],[44,7,45,7],[44,8,45,8],[44,9,45,9],[44,10,45,10],[44,11,45,11],[43,0,45,0],[43,1,45,1],[43,4,43,5],[43,6,43,7],[43,8,43,9],[43,10,43,11],[35,0,38,0],[41,0,42,1],[41,4,41,15],[42,4,42,5],[42,6,42,7],[42,8,42,9],[42,10,42,11],[42,12,42,13],[42,14,42,15],[25,12,26,12],[25,13,26,13],[25,14,26,14],[25,15,26,15],[27,0,30,0],[31,0,34,0],[24,12,24,13],[24,14,24,15],[25,4,26,4],[25,5,26,5],[25,6,26,6],[25,7,26,7],[25,8,26,8],[25,9,26,9],[25,10,26,10],[25,11,26,11],[24,0,26,0],[24,1,26,1],[24,4,24,5],[24,6,24,7],[24,8,24,9],[24,10,24,11],[7,0,10,0],[11,0,14,0],[15,0,18,0],[22,4,22,15],[23,4,23,5],[23,6,23,7],[23,8,23,9],[23,10,23,11],[23,12,23,13],[23,14,23,15],[5,10,6,10],[5,11,6,11],[5,12,6,12],[5,13,6,13],[5,14,6,14],[5,15,6,15],[4,10,4,11],[4,12,4,13],[4,14,4,15],[5,2,6,2],[5,3,6,3],[5,4,6,4],[5,5,6,5],[5,6,6,6],[5,7,6,7],[5,8,6,8],[4,0,6,0],[4,1,6,1],[4,2,4,3],[4,4,4,5],[4,6,4,7],[4,8,4,9],[5,9,6,9],[2,0,2,1],[2,2,2,15],[3,2,3,3],[3,4,3,5],[3,6,3,7],[3,8,3,9],[3,10,3,11],[3,12,3,13],[3,14,3,15]]}
[]
["4TTM30_30",18.2]
["Evaporator Air \n",null,"Condenser  Entering Air Temperature ˚F"]
[80,"°F DB",85,null,90,null,95,null,100,null,105,null,110,null,115]
["CFM","EWB†\n˚F","Capacity Mbtuh",null,"Capacity Mbtuh",null,"Capacity Mbtuh",null,"Capacity Mbtuh",null,"Capacity Mbtuh",null,"Capacity Mbtuh",null,"Capacity Mbtuh"]
[null,null,"Total","Sens.","Total","Sens.","Total","Sens.","Total","Sens.","Total","Sens.","Total","Sens.","Total","Sens."]
[null,null,null,null,null,null,null,null,null,null,null,null,null,null,null,null,null,"Total Factors",null,null,null,null,null,null,"Sens. %",null,null,null,null,null,null,"IDB Adj",null,null,null,null,null,null,"Sens Calc"]
[875,71,{"$f":"R8*$B$2","v":20.584698630136987},{"$f":"IF(AM8>C8,C8,AM8)","v":10.628301369863014},{"$f":"S8*$B$2","v":19.973876712328764},{"$f":"IF(AN8>E8,E8,AN8)","v":10.417718499619861},{"$f":"T8*$B$2","v":19.363054794520547},{"$f":"IF(AO8>G8,G8,AO8)","v":10.200726027397259},{"$f":"U8*$B$2","v":18.721691780821917},{"$f":"IF(AP8>I8,I8,AP8)","v":9.9913402423100663},{"$f":"V8*$B$2","v":18.080328767123287},{"$f":"IF(AQ8>K8,K8,AQ8)","v":9.7731506849315046},{"$f":"W8*$B$2","v":17.469506849315067},{"$f":"IF(AR8>M8,M8,AR8)","v":9.5635799100172214},{"$f":"X8*$B$2","v":16.858684931506851},{"$f":"IF(AS8>O8,O8,AS8)","v":9.3455753424657537},null,1.131027397260274,1.0974657534246575,1.0639041095890411,1.0286643835616438,0.99342465753424658,0.95986301369863014,0.92630136986301381,0.51632047477744802,0.52156717745181547,0.52681388012618291,0.53367721033336168,0.54054054054054046,0.54744418331374844,0.55434782608695654,0.86249999999999982,0.86249999999999982,0.86249999999999982,0.86249999999999993,0.86250000000000004,0.86250000000000004,0.86250000000000004,{"$f":"Y8*C8+($A$4-80)*AF8*$A$8/1000","v":10.628301369863014},{"$f":"Z8*E8+($A$4-80)*AG8*$A$8/1000","v":10.417718499619861},{"$f":"AA8*G8+($A$4-80)*AH8*$A$8/1000","v":10.200726027397259},{"$f":"AB8*I8+($A$4-80)*AI8*$A$8/1000","v":9.9913402423100663},{"$f":"AC8*K8+($A$4-80)*AJ8*$A$8/1000","v":9.7731506849315046},{"$f":"AD8*M8+($A$4-80)*AK8*$A$8/1000","v":9.5635799100172214},{"$f":"AE8*O8+($A$4-80)*AL8*$A$8/1000","v":9.3455753424657537}]
[null,67,{"$f":"R9*$B$2","v":18.935479452054793},12.766178082191779,18.385739726027396,{"$f":"IF(AN9>E9,E9,AN9)","v":12.557224622425075},17.835999999999999,{"$f":"IF(AO9>G9,G9,AO9)","v":12.338602739726026},17.255719178082192,{"$f":"IF(AP9>I9,I9,AP9)","v":12.131344647213361},16.675438356164385,{"$f":"IF(AQ9>K9,K9,AQ9)","v":11.911027397260275},16.125698630136988,{"$f":"IF(AR9>M9,M9,AR9)","v":11.735172280419018},15.575958904109587,{"$f":"IF(AS9>O9,O9,AS9)","v":11.54453424657534},null,1.0404109589041095,1.0102054794520547,0.98,0.94811643835616444,0.91623287671232878,0.88602739726027402,0.85582191780821915,0.67419354838709677,0.68298718515245249,0.69178082191780821,0.70303326810176126,0.7142857142857143,0.72773109243697476,0.74117647058823521,0.86249999999999982,0.85624999999999984,0.84999999999999987,0.85,0.85000000000000009,0.85624999999999996,0.86249999999999982,{"$f":"Y9*C9+($A$4-80)*AF9*$A$8/1000","v":12.766178082191779},{"$f":"Z9*E9+($A$4-80)*AG9*$A$8/1000","v":12.557224622425075},{"$f":"AA9*G9+($A$4-80)*AH9*$A$8/1000","v":12.338602739726026},{"$f":"AB9*I9+($A$4-80)*AI9*$A$8/1000","v":12.131344647213361},{"$f":"AC9*K9+($A$4-80)*AJ9*$A$8/1000","v":11.911027397260275},{"$f":"AD9*M9+($A$4-80)*AK9*$A$8/1000","v":11.735172280419018},{"$f":"AE9*O9+($A$4-80)*AL9*$A$8/1000","v":11.54453424657534}]
[null,63,17.713835616438352,15.026219178082188,17.194636986301369,14.819487938907256,16.675438356164385,14.598643835616437,16.156239726027398,14.3928497788242,15.63704109589041,14.171068493150683,15.087301369863015,13.968035971494762,14.537561643835618,13.743493150684932,null,0.97328767123287663,0.94476027397260276,0.91623287671232878,0.8877054794520548,0.85917808219178082,0.82897260273972617,0.7987671232876713,0.84827586206896555,0.86186686876342045,0.87545787545787535,0.89085393772893762,0.90624999999999989,0.92581407563025198,0.94537815126050417,0.86250000000000027,0.86250000000000004,0.86249999999999982,0.86249999999999982,0.86249999999999982,0.86249999999999993,0.86250000000000004,15.026219178082188,{"$f":"Z10*E10+($A$4-80)*AG10*$A$8/1000","v":14.819487938907256},{"$f":"AA10*G10+($A$4-80)*AH10*$A$8/1000","v":14.598643835616437},14.3928497788242,14.171068493150683,13.968035971494762,13.743493150684932]
[null,59,16.91976712328767,16.736520547945204,16.400568493150686,16.311756750407991,15.881369863013699,15.881369863013699,15.392712328767121,15.392712328767121,14.904054794520546,14.904054794520546,14.384856164383562,14.384856164383562,13.865657534246573,13.865657534246573,null,0.92965753424657527,0.9011301369863014,0.87260273972602742,0.84575342465753423,0.81890410958904103,0.79037671232876716,0.76184931506849307,0.98916967509025266,0.99458483754512628,1,1,1,1,1,0.72499999999999964,0.68124999999999991,0.63750000000000018,0.58125000000000004,0.52499999999999991,0.46875,0.41250000000000009,16.736520547945204,{"$f":"Z11*E11+($A$4-80)*AG11*$A$8/1000","v":16.311756750407991},{"$f":"AA11*G11+($A$4-80)*AH11*$A$8/1000","v":15.881369863013699},{"$f":"AB11*I11+($A$4-80)*AI11*$A$8/1000","v":15.392712328767121},14.904054794520546,14.384856164383562,13.865657534246573]
[1000,71,21.004794520547946,10.845205479452055,20.38150684931507,10.630324999612105,19.758219178082189,10.408904109589038,19.103767123287668,10.195245145214352,18.449315068493149,9.9726027397260246,17.826027397260273,9.7587550102216554,17.202739726027399,9.5363013698630148,null,1.154109589041096,1.1198630136986303,1.0856164383561644,1.0496575342465753,1.0136986301369864,0.97945205479452058,0.94520547945205491,0.51632047477744802,0.52156717745181547,0.52681388012618291,0.53367721033336168,0.54054054054054046,0.54744418331374844,0.55434782608695654,0.86249999999999982,0.86249999999999982,0.86249999999999982,0.86249999999999993,0.86250000000000004,0.86250000000000004,0.86250000000000004,{"$f":"Y12*C12+($A$4-80)*AF12*$A$12/1000","v":10.845205479452055},{"$f":"Z12*E12+($A$4-80)*AG12*$A$12/1000","v":10.630324999612105},{"$f":"AA12*G12+($A$4-80)*AH12*$A$12/1000","v":10.408904109589038},{"$f":"AB12*I12+($A$4-80)*AI12*$A$12/1000","v":10.195245145214352},{"$f":"AC12*K12+($A$4-80)*AJ12*$A$12/1000","v":9.9726027397260246},{"$f":"AD12*M12+($A$4-80)*AK12*$A$12/1000","v":9.7587550102216554},{"$f":"AE12*O12+($A$4-80)*AL12*$A$12/1000","v":9.5363013698630148}]
[null,67,19.321917808219176,13.026712328767122,18.760958904109589,12.813494512678648,18.2,12.590410958904108,17.607876712328768,12.37892310940139,17.015753424657536,12.154109589041097,16.454794520547942,11.9746655922643,15.893835616438356,11.780136986301368,null,1.0616438356164384,1.0308219178082192,1,0.96746575342465757,0.93493150684931514,0.90410958904109584,0.87328767123287676,0.67419354838709677,0.68298718515245249,0.69178082191780821,0.70303326810176126,0.7142857142857143,0.72773109243697476,0.74117647058823521,0.86249999999999982,0.85624999999999984,0.84999999999999987,0.85,0.85000000000000009,0.85624999999999996,0.86249999999999982,{"$f":"Y13*C13+($A$4-80)*AF13*$A$12/1000","v":13.026712328767122},{"$f":"Z13*E13+($A$4-80)*AG13*$A$12/1000","v":12.813494512678648},{"$f":"AA13*G13+($A$4-80)*AH13*$A$12/1000","v":12.590410958904108},{"$f":"AB13*I13+($A$4-80)*AI13*$A$12/1000","v":12.37892310940139},{"$f":"AC13*K13+($A$4-80)*AJ13*$A$12/1000","v":12.154109589041097},{"$f":"AD13*M13+($A$4-80)*AK13*$A$12/1000","v":11.9746655922643},{"$f":"AE13*O13+($A$4-80)*AL13*$A$12/1000","v":11.780136986301368}]
[null,63,18.075342465753423,15.332876712328765,17.545547945205477,15.12192646827271,17.015753424657536,14.896575342465752,16.485958904109591,14.686581406963469,15.956164383561644,14.460273972602739,15.395205479452057,14.253097930096697,14.834246575342465,14.023972602739725,null,0.99315068493150682,0.96404109589041098,0.93493150684931514,0.9058219178082193,0.87671232876712335,0.84589041095890427,0.81506849315068497,0.84827586206896555,0.86186686876342045,0.87545787545787535,0.89085393772893762,0.90624999999999989,0.92581407563025198,0.94537815126050417,0.86250000000000027,0.86250000000000004,0.86249999999999982,0.86249999999999982,0.86249999999999982,0.86249999999999993,0.86250000000000004,15.332876712328765,{"$f":"Z14*E14+($A$4-80)*AG14*$A$12/1000","v":15.12192646827271},{"$f":"AA14*G14+($A$4-80)*AH14*$A$12/1000","v":14.896575342465752},14.686581406963469,14.460273972602739,14.253097930096697,14.023972602739725]
[null,59,17.265068493150686,17.078082191780823,16.735273972602741,16.644649745314275,16.205479452054792,16.205479452054792,15.706849315068492,15.706849315068492,15.20821917808219,15.20821917808219,14.678424657534245,14.678424657534245,14.1486301369863,14.1486301369863,null,0.94863013698630139,0.91952054794520555,0.8904109589041096,0.86301369863013699,0.83561643835616439,0.80650684931506844,0.7773972602739726,0.98916967509025266,0.99458483754512628,1,1,1,1,1,0.72499999999999964,0.68124999999999991,0.63750000000000018,0.58125000000000004,0.52499999999999991,0.46875,0.41250000000000009,17.078082191780823,{"$f":"Z15*E15+($A$4-80)*AG15*$A$12/1000","v":16.644649745314275},{"$f":"AA15*G15+($A$4-80)*AH15*$A$12/1000","v":16.205479452054792},15.706849315068492,15.20821917808219,14.678424657534245,14.1486301369863]
[1125,71,21.424890410958906,11.062109589041096,20.789136986301369,10.842931499604346,20.153383561643839,10.617082191780822,19.485842465753425,10.399150048118642,18.818301369863018,10.172054794520548,18.182547945205481,9.9539301104260893,17.546794520547945,9.7270273972602741,null,1.1771917808219179,1.1422602739726027,1.1073287671232879,1.0706506849315069,1.0339726027397262,0.99904109589041112,0.96410958904109589,0.51632047477744802,0.52156717745181547,0.52681388012618291,0.53367721033336168,0.54054054054054046,0.54744418331374844,0.55434782608695654,0.86249999999999982,0.86249999999999982,0.86249999999999982,0.86249999999999993,0.86250000000000004,0.86250000000000004,0.86250000000000004,{"$f":"Y16*C16+($A$4-80)*AF16*$A$16/1000","v":11.062109589041096},{"$f":"Z16*E16+($A$4-80)*AG16*$A$16/1000","v":10.842931499604346},{"$f":"AA16*G16+($A$4-80)*AH16*$A$16/1000","v":10.617082191780822},{"$f":"AB16*I16+($A$4-80)*AI16*$A$16/1000","v":10.399150048118642},{"$f":"AC16*K16+($A$4-80)*AJ16*$A$16/1000","v":10.172054794520548},{"$f":"AD16*M16+($A$4-80)*AK16*$A$16/1000","v":9.9539301104260893},{"$f":"AE16*O16+($A$4-80)*AL16*$A$16/1000","v":9.7270273972602741}]
[null,67,19.708356164383563,13.287246575342467,19.136178082191776,13.069764402932218,18.564,12.842219178082191,17.96003424657534,12.626501571589415,17.356068493150683,12.397191780821917,16.783890410958904,12.214158904109588,16.211712328767124,12.015739726027396,null,1.0828767123287673,1.0514383561643834,1.02,0.98681506849315059,0.95363013698630139,0.92219178082191788,0.89075342465753438,0.67419354838709677,0.68298718515245249,0.69178082191780821,0.70303326810176126,0.7142857142857143,0.72773109243697476,0.74117647058823521,0.86249999999999982,0.85624999999999984,0.84999999999999987,0.85,0.85000000000000009,0.85624999999999996,0.86249999999999982,{"$f":"Y17*C17+($A$4-80)*AF17*$A$16/1000","v":13.287246575342467},{"$f":"Z17*E17+($A$4-80)*AG17*$A$16/1000","v":13.069764402932218},{"$f":"AA17*G17+($A$4-80)*AH17*$A$16/1000","v":12.842219178082191},{"$f":"AB17*I17+($A$4-80)*AI17*$A$16/1000","v":12.626501571589415},{"$f":"AC17*K17+($A$4-80)*AJ17*$A$16/1000","v":12.397191780821917},{"$f":"AD17*M17+($A$4-80)*AK17*$A$16/1000","v":12.214158904109588},{"$f":"AE17*O17+($A$4-80)*AL17*$A$16/1000","v":12.015739726027396}]
[null,63,18.436849315068493,15.639534246575343,17.89645890410959,15.424364997638166,17.356068493150683,15.194506849315065,16.815678082191781,14.980313035102737,16.275287671232878,14.749479452054794,15.703109589041096,14.538159888698628,15.130931506849315,14.30445205479452,null,1.013013698630137,0.9833219178082192,0.95363013698630139,0.92393835616438358,0.89424657534246588,0.86280821917808226,0.83136986301369864,0.84827586206896555,0.86186686876342045,0.87545787545787535,0.89085393772893762,0.90624999999999989,0.92581407563025198,0.94537815126050417,0.86250000000000027,0.86250000000000004,0.86249999999999982,0.86249999999999982,0.86249999999999982,0.86249999999999993,0.86250000000000004,15.639534246575343,{"$f":"Z18*E18+($A$4-80)*AG18*$A$16/1000","v":15.424364997638166},{"$f":"AA18*G18+($A$4-80)*AH18*$A$16/1000","v":15.194506849315065},14.980313035102737,14.749479452054794,14.538159888698628,14.30445205479452]
[null,59,17.610369863013698,17.419643835616437,17.069979452054795,16.977542740220564,16.529589041095889,16.529589041095889,16.020986301369863,16.020986301369863,15.512383561643835,15.512383561643835,14.971993150684932,14.971993150684932,14.431602739726026,14.431602739726026,null,0.96760273972602751,0.93791095890410958,0.90821917808219177,0.88027397260273976,0.85232876712328765,0.82263698630136994,0.79294520547945202,0.98916967509025266,0.99458483754512628,1,1,1,1,1,0.72499999999999964,0.68124999999999991,0.63750000000000018,0.58125000000000004,0.52499999999999991,0.46875,0.41250000000000009,17.419643835616437,{"$f":"Z19*E19+($A$4-80)*AG19*$A$16/1000","v":16.977542740220564},{"$f":"AA19*G19+($A$4-80)*AH19*$A$16/1000","v":16.529589041095889},16.020986301369863,15.512383561643835,14.971993150684932,14.431602739726026]

{"sheet":"4TTM30_36","index":73,"n_rows":19,"n_cols":45,"rows_kept":19,"cut":false,"hidden":true,"merged":[[130,0,133,0],[120,12,121,12],[120,13,121,13],[120,14,121,14],[120,15,121,15],[122,0,125,0],[126,0,129,0],[119,12,119,13],[119,14,119,15],[120,4,121,4],[120,5,121,5],[120,6,121,6],[120,7,121,7],[120,8,121,8],[120,9,121,9],[120,10,121,10],[120,11,121,11],[119,0,121,0],[119,1,121,1],[119,4,119,5],[119,6,119,7],[119,8,119,9],[119,10,119,11],[111,0,114,0],[117,0,118,1],[117,4,117,15],[118,4,118,5],[118,6,118,7],[118,8,118,9],[118,10,118,11],[118,12,118,13],[118,14,118,15],[101,12,102,12],[101,13,102,13],[101,14,102,14],[101,15,102,15],[103,0,106,0],[107,0,110,0],[100,12,100,13],[100,14,100,15],[101,4,102,4],[101,5,102,5],[101,6,102,6],[101,7,102,7],[101,8,102,8],[101,9,102,9],[101,10,102,10],[101,11,102,11],[100,0,102,0],[100,1,102,1],[100,4,100,5],[100,6,100,7],[100,8,100,9],[100,10,100,11],[92,0,95,0],[98,0,99,1],[98,4,98,15],[99,4,99,5],[99,6,99,7],[99,8,99,9],[99,10,99,11],[99,12,99,13],[99,14,99,15],[82,12,83,12],[82,13,83,13],[82,14,83,14],[82,15,83,15],[84,0,87,0],[88,0,91,0],[81,12,81,13],[81,14,81,15],[82,4,83,4],[82,5,83,5],[82,6,83,6],[82,7,83,7],[82,8,83,8],[82,9,83,9],[82,10,83,10],[82,11,83,11],[81,0,83,0],[81,1,83,1],[81,4,81,5],[81,6,81,7],[81,8,81,9],[81,10,81,11],[73,0,76,0],[79,0,80,1],[79,4,79,15],[80,4,80,5],[80,6,80,7],[80,8,80,9],[80,10,80,11],[80,12,80,13],[80,14,80,15],[63,12,64,12],[63,13,64,13],[63,14,64,14],[63,15,64,15],[65,0,68,0],[69,0,72,0],[62,12,62,13],[62,14,62,15],[63,4,64,4],[63,5,64,5],[63,6,64,6],[63,7,64,7],[63,8,64,8],[63,9,64,9],[63,10,64,10],[63,11,64,11],[62,0,64,0],[62,1,64,1],[62,4,62,5],[62,6,62,7],[62,8,62,9],[62,10,62,11],[54,0,57,0],[60,0,61,1],[60,4,60,15],[61,4,61,5],[61,6,61,7],[61,8,61,9],[61,10,61,11],[61,12,61,13],[61,14,61,15],[44,12,45,12],[44,13,45,13],[44,14,45,14],[44,15,45,15],[46,0,49,0],[50,0,53,0],[43,12,43,13],[43,14,43,15],[44,4,45,4],[44,5,45,5],[44,6,45,6],[44,7,45,7],[44,8,45,8],[44,9,45,9],[44,10,45,10],[44,11,45,11],[43,0,45,0],[43,1,45,1],[43,4,43,5],[43,6,43,7],[43,8,43,9],[43,10,43,11],[35,0,38,0],[41,0,42,1],[41,4,41,15],[42,4,42,5],[42,6,42,7],[42,8,42,9],[42,10,42,11],[42,12,42,13],[42,14,42,15],[25,12,26,12],[25,13,26,13],[25,14,26,14],[25,15,26,15],[27,0,30,0],[31,0,34,0],[24,12,24,13],[24,14,24,15],[25,4,26,4],[25,5,26,5],[25,6,26,6],[25,7,26,7],[25,8,26,8],[25,9,26,9],[25,10,26,10],[25,11,26,11],[24,0,26,0],[24,1,26,1],[24,4,24,5],[24,6,24,7],[24,8,24,9],[24,10,24,11],[7,0,10,0],[11,0,14,0],[15,0,18,0],[22,4,22,15],[23,4,23,5],[23,6,23,7],[23,8,23,9],[23,10,23,11],[23,12,23,13],[23,14,23,15],[5,10,6,10],[5,11,6,11],[5,12,6,12],[5,13,6,13],[5,14,6,14],[5,15,6,15],[4,10,4,11],[4,12,4,13],[4,14,4,15],[5,2,6,2],[5,3,6,3],[5,4,6,4],[5,5,6,5],[5,6,6,6],[5,7,6,7],[5,8,6,8],[4,0,6,0],[4,1,6,1],[4,2,4,3],[4,4,4,5],[4,6,4,7],[4,8,4,9],[5,9,6,9],[2,0,2,1],[2,2,2,15],[3,2,3,3],[3,4,3,5],[3,6,3,7],[3,8,3,9],[3,10,3,11],[3,12,3,13],[3,14,3,15]]}
[]
["4TTM30_36",18.2]
["Evaporator Air \n",null,"Condenser  Entering Air Temperature ˚F"]
[80,"°F DB",85,null,90,null,95,null,100,null,105,null,110,null,115]
["CFM","EWB†\n˚F","Capacity Mbtuh",null,"Capacity Mbtuh",null,"Capacity Mbtuh",null,"Capacity Mbtuh",null,"Capacity Mbtuh",null,"Capacity Mbtuh",null,"Capacity Mbtuh"]
[null,null,"Total","Sens.","Total","Sens.","Total","Sens.","Total","Sens.","Total","Sens.","Total","Sens.","Total","Sens."]
[null,null,null,null,null,null,null,null,null,null,null,null,null,null,null,null,null,"Total Factors",null,null,null,null,null,null,"Sens. %",null,null,null,null,null,null,"IDB Adj",null,null,null,null,null,null,"Sens Calc"]
[1050,71,{"$f":"R8*$B$2","v":20.311818696883851},{"$f":"IF(AM8>C8,C8,AM8)","v":10.762232294617561},{"$f":"S8*$B$2","v":19.831813031161474},{"$f":"IF(AN8>E8,E8,AN8)","v":10.613200202785656},{"$f":"T8*$B$2","v":19.351807365439097},{"$f":"IF(AO8>G8,G8,AO8)","v":10.459070821529748},{"$f":"U8*$B$2","v":18.897065155807365},{"$f":"IF(AP8>I8,I8,AP8)","v":10.283926280560355},{"$f":"V8*$B$2","v":18.442322946175636},{"$f":"IF(AQ8>K8,K8,AQ8)","v":10.105382436260623},{"$f":"W8*$B$2","v":17.962317280453259},{"$f":"IF(AR8>M8,M8,AR8)","v":9.9568613605046359},{"$f":"X8*$B$2","v":17.482311614730879},{"$f":"IF(AS8>O8,O8,AS8)","v":9.8022209631728021},null,1.1160339943342776,1.0896600566572239,1.0632861189801701,1.038300283286119,1.0133144475920679,0.98694050991501425,0.96056657223796049,0.52985074626865669,0.53516036007949808,0.54046997389033946,0.54420758968489569,0.54794520547945202,0.55431942354897457,0.560693641618497,0.90625000000000011,0.90625,0.90624999999999989,0.90624999999999989,0.90624999999999989,0.90624999999999989,0.90624999999999989,{"$f":"Y8*C8+($A$4-80)*AF8*$A$8/1000","v":10.762232294617561},{"$f":"Z8*E8+($A$4-80)*AG8*$A$8/1000","v":10.613200202785656},{"$f":"AA8*G8+($A$4-80)*AH8*$A$8/1000","v":10.459070821529748},{"$f":"AB8*I8+($A$4-80)*AI8*$A$8/1000","v":10.283926280560355},{"$f":"AC8*K8+($A$4-80)*AJ8*$A$8/1000","v":10.105382436260623},{"$f":"AD8*M8+($A$4-80)*AK8*$A$8/1000","v":9.9568613605046359},{"$f":"AE8*O8+($A$4-80)*AL8*$A$8/1000","v":9.8022209631728021}]
[null,67,{"$f":"R9*$B$2","v":18.694957507082155},13.035943342776205,18.265478753541071,{"$f":"IF(AN9>E9,E9,AN9)","v":12.862052001536478},17.835999999999999,{"$f":"IF(AO9>G9,G9,AO9)","v":12.682254957507084},17.406521246458922,{"$f":"IF(AP9>I9,I9,AP9)","v":12.534564978084783},16.977042492917846,{"$f":"IF(AQ9>K9,K9,AQ9)","v":12.379093484419261},16.54756373937677,{"$f":"IF(AR9>M9,M9,AR9)","v":12.231818193843779},16.118084985835694,{"$f":"IF(AS9>O9,O9,AS9)","v":12.075932011331444},null,1.0271954674220964,1.003597733711048,0.97999999999999987,0.95640226628895175,0.93280453257790363,0.90920679886685551,0.8856090651558074,0.69729729729729728,0.70417272796876196,0.71104815864022675,0.72010741265344669,0.72916666666666663,0.73919148380355271,0.7492163009404389,0.90624999999999989,0.90625,0.90625000000000022,0.90625,0.90624999999999989,0.90624999999999989,0.90624999999999989,{"$f":"Y9*C9+($A$4-80)*AF9*$A$8/1000","v":13.035943342776205},{"$f":"Z9*E9+($A$4-80)*AG9*$A$8/1000","v":12.862052001536478},{"$f":"AA9*G9+($A$4-80)*AH9*$A$8/1000","v":12.682254957507084},{"$f":"AB9*I9+($A$4-80)*AI9*$A$8/1000","v":12.534564978084783},{"$f":"AC9*K9+($A$4-80)*AJ9*$A$8/1000","v":12.379093484419261},{"$f":"AD9*M9+($A$4-80)*AK9*$A$8/1000","v":12.231818193843779},{"$f":"AE9*O9+($A$4-80)*AL9*$A$8/1000","v":12.075932011331444}]
[null,63,17.482311614730879,15.360181303116146,17.103359773371107,15.212710185234977,16.724407932011335,15.057019830028331,16.320192634560907,14.884926664555573,15.915977337110483,14.703331444759209,15.511762039660056,14.557686151824937,15.107546742209632,14.400169971671389,null,0.96056657223796049,0.93974504249291801,0.91892351274787554,0.89671388101983018,0.87450424929178483,0.85229461756373937,0.83008498583569412,0.87861271676300567,0.8894574157833155,0.90030211480362532,0.91205581930657464,0.92380952380952386,0.93849339066730375,0.95317725752508364,0.90624999999999989,0.90624999999999989,0.90624999999999989,0.90104166666666674,0.89583333333333348,0.90104166666666674,0.90624999999999989,15.360181303116146,{"$f":"Z10*E10+($A$4-80)*AG10*$A$8/1000","v":15.212710185234977},{"$f":"AA10*G10+($A$4-80)*AH10*$A$8/1000","v":15.057019830028331},14.884926664555573,14.703331444759209,14.557686151824937,14.400169971671389]
[null,59,16.673881019830027,16.673881019830027,16.294929178470255,16.294929178470255,15.915977337110483,15.915977337110483,15.537025495750708,15.537025495750708,15.158073654390934,15.158073654390934,14.779121813031162,14.779121813031162,14.400169971671389,14.400169971671389,null,0.91614730878186967,0.8953257790368272,0.87450424929178483,0.85368271954674224,0.83286118980169976,0.81203966005665729,0.79121813031161481,1,1,1,1,1,1,1,0.66666666666666652,0.625,0.58333333333333348,0.53645833333333337,0.48958333333333331,0.44791666666666663,0.40624999999999989,16.673881019830027,{"$f":"Z11*E11+($A$4-80)*AG11*$A$8/1000","v":16.294929178470255},{"$f":"AA11*G11+($A$4-80)*AH11*$A$8/1000","v":15.915977337110483},{"$f":"AB11*I11+($A$4-80)*AI11*$A$8/1000","v":15.537025495750708},15.158073654390934,14.779121813031162,14.400169971671389]
[1200,71,20.726345609065156,10.981869688385268,20.236543909348445,10.829796125291487,19.746742209631726,10.672521246458924,19.282719546742211,10.493802327102403,18.818696883852692,10.311614730878187,18.328895184135977,10.16006261275983,17.839093484419266,10.002266288951841,null,1.1388101983002834,1.1118980169971673,1.0849858356940509,1.0594900849858357,1.0339943342776206,1.0070821529745042,0.9801699716713882,0.52985074626865669,0.53516036007949808,0.54046997389033946,0.54420758968489569,0.54794520547945202,0.55431942354897457,0.560693641618497,0.90625000000000011,0.90625,0.90624999999999989,0.90624999999999989,0.90624999999999989,0.90624999999999989,0.90624999999999989,{"$f":"Y12*C12+($A$4-80)*AF12*$A$12/1000","v":10.981869688385268},{"$f":"Z12*E12+($A$4-80)*AG12*$A$12/1000","v":10.829796125291487},{"$f":"AA12*G12+($A$4-80)*AH12*$A$12/1000","v":10.672521246458924},{"$f":"AB12*I12+($A$4-80)*AI12*$A$12/1000","v":10.493802327102403},{"$f":"AC12*K12+($A$4-80)*AJ12*$A$12/1000","v":10.311614730878187},{"$f":"AD12*M12+($A$4-80)*AK12*$A$12/1000","v":10.16006261275983},{"$f":"AE12*O12+($A$4-80)*AL12*$A$12/1000","v":10.002266288951841}]
[null,67,19.076487252124647,13.301983002832861,18.638243626062323,13.124542858710695,18.2,12.941076487252126,17.761756373937679,12.790372426617127,17.323512747875355,12.631728045325779,16.885269121813032,12.481447136575285,16.447025495750708,12.322379603399433,null,1.048158640226629,1.0240793201133145,1,0.97592067988668574,0.95184135977337125,0.92776203966005677,0.90368271954674229,0.69729729729729728,0.70417272796876196,0.71104815864022675,0.72010741265344669,0.72916666666666663,0.73919148380355271,0.7492163009404389,0.90624999999999989,0.90625,0.90625000000000022,0.90625,0.90624999999999989,0.90624999999999989,0.90624999999999989,{"$f":"Y13*C13+($A$4-80)*AF13*$A$12/1000","v":13.301983002832861},{"$f":"Z13*E13+($A$4-80)*AG13*$A$12/1000","v":13.124542858710695},{"$f":"AA13*G13+($A$4-80)*AH13*$A$12/1000","v":12.941076487252126},{"$f":"AB13*I13+($A$4-80)*AI13*$A$12/1000","v":12.790372426617127},{"$f":"AC13*K13+($A$4-80)*AJ13*$A$12/1000","v":12.631728045325779},{"$f":"AD13*M13+($A$4-80)*AK13*$A$12/1000","v":12.481447136575285},{"$f":"AE13*O13+($A$4-80)*AL13*$A$12/1000","v":12.322379603399433}]
[null,63,17.839093484419266,15.673654390934844,17.452407932011333,15.523173658403037,17.0657223796034,15.364305949008498,16.653257790368269,15.188700678117929,16.240793201133144,15.003399433427763,15.828328611898018,14.854781787576467,15.415864022662891,14.694050991501419,null,0.9801699716713882,0.95892351274787546,0.93767705382436273,0.91501416430594895,0.89235127478753551,0.86968838526912184,0.84702549575070829,0.87861271676300567,0.8894574157833155,0.90030211480362532,0.91205581930657464,0.92380952380952386,0.93849339066730375,0.95317725752508364,0.90624999999999989,0.90624999999999989,0.90624999999999989,0.90104166666666674,0.89583333333333348,0.90104166666666674,0.90624999999999989,15.673654390934844,{"$f":"Z14*E14+($A$4-80)*AG14*$A$12/1000","v":15.523173658403037},{"$f":"AA14*G14+($A$4-80)*AH14*$A$12/1000","v":15.364305949008498},15.188700678117929,15.003399433427763,14.854781787576467,14.694050991501419]
[null,59,17.014164305949009,17.014164305949009,16.627478753541077,16.627478753541077,16.240793201133144,16.240793201133144,15.854107648725213,15.854107648725213,15.46742209631728,15.46742209631728,15.080736543909348,15.080736543909348,14.694050991501417,14.694050991501417,null,0.93484419263456098,0.91359773371104824,0.89235127478753551,0.87110481586402277,0.84985835694050993,0.82861189801699719,0.80736543909348446,1,1,1,1,1,1,1,0.66666666666666652,0.625,0.58333333333333348,0.53645833333333337,0.48958333333333331,0.44791666666666663,0.40624999999999989,17.014164305949009,{"$f":"Z15*E15+($A$4-80)*AG15*$A$12/1000","v":16.627478753541077},{"$f":"AA15*G15+($A$4-80)*AH15*$A$12/1000","v":16.240793201133144},15.854107648725213,15.46742209631728,15.080736543909348,14.694050991501417]
[1350,71,21.140872521246461,11.201507082152975,20.641274787535409,11.046392047797314,20.14167705382436,10.8859716713881,19.668373937677053,10.703678373644451,19.195070821529747,10.517847025495751,18.695473087818698,10.363263865015028,18.195875354107649,10.202311614730876,null,1.1615864022662892,1.1341359773371105,1.106685552407932,1.0806798866855525,1.054674220963173,1.0272237960339945,0.99977337110481601,0.52985074626865669,0.53516036007949808,0.54046997389033946,0.54420758968489569,0.54794520547945202,0.55431942354897457,0.560693641618497,0.90625000000000011,0.90625,0.90624999999999989,0.90624999999999989,0.90624999999999989,0.90624999999999989,0.90624999999999989,{"$f":"Y16*C16+($A$4-80)*AF16*$A$16/1000","v":11.201507082152975},{"$f":"Z16*E16+($A$4-80)*AG16*$A$16/1000","v":11.046392047797314},{"$f":"AA16*G16+($A$4-80)*AH16*$A$16/1000","v":10.8859716713881},{"$f":"AB16*I16+($A$4-80)*AI16*$A$16/1000","v":10.703678373644451},{"$f":"AC16*K16+($A$4-80)*AJ16*$A$16/1000","v":10.517847025495751},{"$f":"AD16*M16+($A$4-80)*AK16*$A$16/1000","v":10.363263865015028},{"$f":"AE16*O16+($A$4-80)*AL16*$A$16/1000","v":10.202311614730876}]
[null,67,19.458016997167142,13.56802266288952,19.011008498583575,13.387033715884913,18.564,13.199898016997169,18.116991501416432,13.04617987514947,17.669983002832865,12.884362606232296,17.222974504249294,12.731076079306792,16.775966005665722,12.568827195467422,null,1.0691218130311617,1.044560906515581,1.02,0.99543909348441939,0.97087818696883876,0.94631728045325791,0.92175637393767706,0.69729729729729728,0.70417272796876196,0.71104815864022675,0.72010741265344669,0.72916666666666663,0.73919148380355271,0.7492163009404389,0.90624999999999989,0.90625,0.90625000000000022,0.90625,0.90624999999999989,0.90624999999999989,0.90624999999999989,{"$f":"Y17*C17+($A$4-80)*AF17*$A$16/1000","v":13.56802266288952},{"$f":"Z17*E17+($A$4-80)*AG17*$A$16/1000","v":13.387033715884913},{"$f":"AA17*G17+($A$4-80)*AH17*$A$16/1000","v":13.199898016997169},{"$f":"AB17*I17+($A$4-80)*AI17*$A$16/1000","v":13.04617987514947},{"$f":"AC17*K17+($A$4-80)*AJ17*$A$16/1000","v":12.884362606232296},{"$f":"AD17*M17+($A$4-80)*AK17*$A$16/1000","v":12.731076079306792},{"$f":"AE17*O17+($A$4-80)*AL17*$A$16/1000","v":12.568827195467422}]
[null,63,18.195875354107649,15.987127478753539,17.801456090651559,15.833637131571098,17.407036827195469,15.671592067988669,16.986322946175637,15.49247469168029,16.565609065155812,15.303467422096322,16.144895184135979,15.151877423327999,15.724181303116145,14.987932011331443,null,0.99977337110481601,0.97810198300283302,0.95643059490084992,0.93331444759206805,0.9101983002832863,0.88708215297450432,0.86396600566572235,0.87861271676300567,0.8894574157833155,0.90030211480362532,0.91205581930657464,0.92380952380952386,0.93849339066730375,0.95317725752508364,0.90624999999999989,0.90624999999999989,0.90624999999999989,0.90104166666666674,0.89583333333333348,0.90104166666666674,0.90624999999999989,15.987127478753539,{"$f":"Z18*E18+($A$4-80)*AG18*$A$16/1000","v":15.833637131571098},{"$f":"AA18*G18+($A$4-80)*AH18*$A$16/1000","v":15.671592067988669},15.49247469168029,15.303467422096322,15.151877423327999,14.987932011331443]
[null,59,17.354447592067991,17.354447592067991,16.960028328611902,16.960028328611902,16.565609065155812,16.565609065155812,16.171189801699718,16.171189801699718,15.776770538243627,15.776770538243627,15.382351274787537,15.382351274787537,14.987932011331447,14.987932011331447,null,0.95354107648725228,0.93186968838526929,0.9101983002832863,0.8885269121813032,0.86685552407932021,0.84518413597733721,0.82351274787535422,1,1,1,1,1,1,1,0.66666666666666652,0.625,0.58333333333333348,0.53645833333333337,0.48958333333333331,0.44791666666666663,0.40624999999999989,17.354447592067991,{"$f":"Z19*E19+($A$4-80)*AG19*$A$16/1000","v":16.960028328611902},{"$f":"AA19*G19+($A$4-80)*AH19*$A$16/1000","v":16.565609065155812},16.171189801699718,15.776770538243627,15.382351274787537,14.987932011331447]

{"sheet":"4TTM30_42","index":74,"n_rows":19,"n_cols":45,"rows_kept":19,"cut":false,"hidden":true,"merged":[[130,0,133,0],[120,12,121,12],[120,13,121,13],[120,14,121,14],[120,15,121,15],[122,0,125,0],[126,0,129,0],[119,12,119,13],[119,14,119,15],[120,4,121,4],[120,5,121,5],[120,6,121,6],[120,7,121,7],[120,8,121,8],[120,9,121,9],[120,10,121,10],[120,11,121,11],[119,0,121,0],[119,1,121,1],[119,4,119,5],[119,6,119,7],[119,8,119,9],[119,10,119,11],[111,0,114,0],[117,0,118,1],[117,4,117,15],[118,4,118,5],[118,6,118,7],[118,8,118,9],[118,10,118,11],[118,12,118,13],[118,14,118,15],[101,12,102,12],[101,13,102,13],[101,14,102,14],[101,15,102,15],[103,0,106,0],[107,0,110,0],[100,12,100,13],[100,14,100,15],[101,4,102,4],[101,5,102,5],[101,6,102,6],[101,7,102,7],[101,8,102,8],[101,9,102,9],[101,10,102,10],[101,11,102,11],[100,0,102,0],[100,1,102,1],[100,4,100,5],[100,6,100,7],[100,8,100,9],[100,10,100,11],[92,0,95,0],[98,0,99,1],[98,4,98,15],[99,4,99,5],[99,6,99,7],[99,8,99,9],[99,10,99,11],[99,12,99,13],[99,14,99,15],[82,12,83,12],[82,13,83,13],[82,14,83,14],[82,15,83,15],[84,0,87,0],[88,0,91,0],[81,12,81,13],[81,14,81,15],[82,4,83,4],[82,5,83,5],[82,6,83,6],[82,7,83,7],[82,8,83,8],[82,9,83,9],[82,10,83,10],[82,11,83,11],[81,0,83,0],[81,1,83,1],[81,4,81,5],[81,6,81,7],[81,8,81,9],[81,10,81,11],[73,0,76,0],[79,0,80,1],[79,4,79,15],[80,4,80,5],[80,6,80,7],[80,8,80,9],[80,10,80,11],[80,12,80,13],[80,14,80,15],[63,12,64,12],[63,13,64,13],[63,14,64,14],[63,15,64,15],[65,0,68,0],[69,0,72,0],[62,12,62,13],[62,14,62,15],[63,4,64,4],[63,5,64,5],[63,6,64,6],[63,7,64,7],[63,8,64,8],[63,9,64,9],[63,10,64,10],[63,11,64,11],[62,0,64,0],[62,1,64,1],[62,4,62,5],[62,6,62,7],[62,8,62,9],[62,10,62,11],[54,0,57,0],[60,0,61,1],[60,4,60,15],[61,4,61,5],[61,6,61,7],[61,8,61,9],[61,10,61,11],[61,12,61,13],[61,14,61,15],[44,12,45,12],[44,13,45,13],[44,14,45,14],[44,15,45,15],[46,0,49,0],[50,0,53,0],[43,12,43,13],[43,14,43,15],[44,4,45,4],[44,5,45,5],[44,6,45,6],[44,7,45,7],[44,8,45,8],[44,9,45,9],[44,10,45,10],[44,11,45,11],[43,0,45,0],[43,1,45,1],[43,4,43,5],[43,6,43,7],[43,8,43,9],[43,10,43,11],[35,0,38,0],[41,0,42,1],[41,4,41,15],[42,4,42,5],[42,6,42,7],[42,8,42,9],[42,10,42,11],[42,12,42,13],[42,14,42,15],[25,12,26,12],[25,13,26,13],[25,14,26,14],[25,15,26,15],[27,0,30,0],[31,0,34,0],[24,12,24,13],[24,14,24,15],[25,4,26,4],[25,5,26,5],[25,6,26,6],[25,7,26,7],[25,8,26,8],[25,9,26,9],[25,10,26,10],[25,11,26,11],[24,0,26,0],[24,1,26,1],[24,4,24,5],[24,6,24,7],[24,8,24,9],[24,10,24,11],[7,0,10,0],[11,0,14,0],[15,0,18,0],[22,4,22,15],[23,4,23,5],[23,6,23,7],[23,8,23,9],[23,10,23,11],[23,12,23,13],[23,14,23,15],[5,10,6,10],[5,11,6,11],[5,12,6,12],[5,13,6,13],[5,14,6,14],[5,15,6,15],[4,10,4,11],[4,12,4,13],[4,14,4,15],[5,2,6,2],[5,3,6,3],[5,4,6,4],[5,5,6,5],[5,6,6,6],[5,7,6,7],[5,8,6,8],[4,0,6,0],[4,1,6,1],[4,2,4,3],[4,4,4,5],[4,6,4,7],[4,8,4,9],[5,9,6,9],[2,0,2,1],[2,2,2,15],[3,2,3,3],[3,4,3,5],[3,6,3,7],[3,8,3,9],[3,10,3,11],[3,12,3,13],[3,14,3,15]]}
[]
["4TTM30_42",18.2]
["Evaporator Air \n",null,"Condenser  Entering Air Temperature ˚F"]
[80,"°F DB",85,null,90,null,95,null,100,null,105,null,110,null,115]
["CFM","EWB†\n˚F","Capacity Mbtuh",null,"Capacity Mbtuh",null,"Capacity Mbtuh",null,"Capacity Mbtuh",null,"Capacity Mbtuh",null,"Capacity Mbtuh",null,"Capacity Mbtuh"]
[null,null,"Total","Sens.","Total","Sens.","Total","Sens.","Total","Sens.","Total","Sens.","Total","Sens.","Total","Sens."]
[null,null,null,null,null,null,null,null,null,null,null,null,null,null,null,null,null,"Total Factors",null,null,null,null,null,null,"Sens. %",null,null,null,null,null,null,"IDB Adj",null,null,null,null,null,null,"Sens Calc"]
[1225,71,{"$f":"R8*$B$2","v":20.194821345707656},{"$f":"IF(AM8>C8,C8,AM8)","v":10.428473317865429},{"$f":"S8*$B$2","v":19.76030162412993},{"$f":"IF(AN8>E8,E8,AN8)","v":10.285421855835734},{"$f":"T8*$B$2","v":19.325781902552205},{"$f":"IF(AO8>G8,G8,AO8)","v":10.138793503480278},{"$f":"U8*$B$2","v":18.911953596287702},{"$f":"IF(AP8>I8,I8,AP8)","v":9.9955702602418235},{"$f":"V8*$B$2","v":18.498125290023204},{"$f":"IF(AQ8>K8,K8,AQ8)","v":9.8491136890951267},{"$f":"W8*$B$2","v":18.063605568445475},{"$f":"IF(AR8>M8,M8,AR8)","v":9.7064061966435702},{"$f":"X8*$B$2","v":17.629085846867749},{"$f":"IF(AS8>O8,O8,AS8)","v":9.5594338747099776},null,1.1096055684454755,1.0857308584686776,1.0618561484918794,1.0391183294663573,1.0163805104408354,0.99250580046403714,0.96863109048723894,0.51639344262295084,0.52050935514445185,0.52462526766595285,0.52853187320657824,0.53243847874720351,0.53734599993698207,0.54225352112676062,0.88392857142857129,0.8839285714285714,0.8839285714285714,0.8839285714285714,0.8839285714285714,0.88392857142857151,0.88392857142857162,{"$f":"Y8*C8+($A$4-80)*AF8*$A$8/1000","v":10.428473317865429},{"$f":"Z8*E8+($A$4-80)*AG8*$A$8/1000","v":10.285421855835734},{"$f":"AA8*G8+($A$4-80)*AH8*$A$8/1000","v":10.138793503480278},{"$f":"AB8*I8+($A$4-80)*AI8*$A$8/1000","v":9.9955702602418235},{"$f":"AC8*K8+($A$4-80)*AJ8*$A$8/1000","v":9.8491136890951267},{"$f":"AD8*M8+($A$4-80)*AK8*$A$8/1000","v":9.7064061966435702},{"$f":"AE8*O8+($A$4-80)*AL8*$A$8/1000","v":9.5594338747099776}]
[null,67,{"$f":"R9*$B$2","v":18.622273781902553},12.580380510440836,18.229136890951274,{"$f":"IF(AN9>E9,E9,AN9)","v":12.417054565286696},17.835999999999999,{"$f":"IF(AO9>G9,G9,AO9)","v":12.249317865429234},17.442863109048723,{"$f":"IF(AP9>I9,I9,AP9)","v":12.107363852056375},17.049726218097447,{"$f":"IF(AQ9>K9,K9,AQ9)","v":11.959638051044081},16.635897911832945,{"$f":"IF(AR9>M9,M9,AR9)","v":11.818508413488612},16.222069605568446,{"$f":"IF(AS9>O9,O9,AS9)","v":11.669958236658934},null,1.0232018561484919,1.0016009280742459,0.98,0.95839907192575413,0.93679814385150817,0.91406032482598609,0.89132250580046413,0.67555555555555558,0.68116524877545759,0.6867749419953596,0.69411562633748558,0.70145631067961156,0.71042203289082617,0.71938775510204078,0.88392857142857129,0.8839285714285714,0.88392857142857162,0.8839285714285714,0.88392857142857129,0.88392857142857129,0.88392857142857129,{"$f":"Y9*C9+($A$4-80)*AF9*$A$8/1000","v":12.580380510440836},{"$f":"Z9*E9+($A$4-80)*AG9*$A$8/1000","v":12.417054565286696},{"$f":"AA9*G9+($A$4-80)*AH9*$A$8/1000","v":12.249317865429234},{"$f":"AB9*I9+($A$4-80)*AI9*$A$8/1000","v":12.107363852056375},{"$f":"AC9*K9+($A$4-80)*AJ9*$A$8/1000","v":11.959638051044081},{"$f":"AD9*M9+($A$4-80)*AK9*$A$8/1000","v":11.818508413488612},{"$f":"AE9*O9+($A$4-80)*AL9*$A$8/1000","v":11.669958236658934}]
[null,63,17.4221716937355,14.773670533642694,17.049726218097447,14.61149568327431,16.677280742459395,14.442607888631089,16.304835266821343,14.301922000938958,15.932389791183292,14.152928074245938,15.559944315545241,13.99145083108853,15.187498839907192,13.821865429234338,null,0.95726218097447802,0.93679814385150817,0.91633410672853821,0.89587006960556825,0.87540603248259852,0.85494199535962867,0.83447795823665893,0.84798099762470314,0.85699298020192982,0.8660049627791564,0.87715832554542239,0.88831168831168839,0.89919671609044904,0.9100817438692097,0.88392857142857162,0.8839285714285714,0.88392857142857129,0.8839285714285714,0.88392857142857162,0.87946428571428559,0.87499999999999967,14.773670533642694,{"$f":"Z10*E10+($A$4-80)*AG10*$A$8/1000","v":14.61149568327431},{"$f":"AA10*G10+($A$4-80)*AH10*$A$8/1000","v":14.442607888631089},14.301922000938958,14.152928074245938,13.99145083108853,13.821865429234338]
[null,59,16.635897911832945,16.222069605568443,16.284143851508119,16.081604748877421,15.932389791183292,15.932389791183292,15.559944315545241,15.559944315545241,15.187498839907192,15.187498839907192,14.835744779582365,14.835744779582365,14.483990719257537,14.483990719257537,null,0.91406032482598609,0.89473317865429236,0.87540603248259852,0.85494199535962867,0.83447795823665893,0.81515081206496509,0.79582366589327136,0.97512437810945274,0.98756218905472637,1,1,1,1,1,0.69642857142857184,0.70089285714285732,0.70535714285714279,0.66071428571428581,0.61607142857142871,0.5714285714285714,0.52678571428571408,16.222069605568443,{"$f":"Z11*E11+($A$4-80)*AG11*$A$8/1000","v":16.081604748877421},{"$f":"AA11*G11+($A$4-80)*AH11*$A$8/1000","v":15.932389791183292},{"$f":"AB11*I11+($A$4-80)*AI11*$A$8/1000","v":15.559944315545241},15.187498839907192,14.835744779582365,14.483990719257537]
[1400,71,20.606960556844545,10.641299303944315,20.163573085846867,10.495328424322178,19.720185614849189,10.345707656612529,19.297911832946635,10.199561490042678,18.875638051044081,10.050116009280741,18.432250580046404,9.9044961190240528,17.988863109048722,9.7545243619489561,null,1.1322505800464036,1.1078886310904872,1.0835266821345708,1.0603248259860789,1.037122969837587,1.0127610208816706,0.98839907192575405,0.51639344262295084,0.52050935514445185,0.52462526766595285,0.52853187320657824,0.53243847874720351,0.53734599993698207,0.54225352112676062,0.88392857142857129,0.8839285714285714,0.8839285714285714,0.8839285714285714,0.8839285714285714,0.88392857142857151,0.88392857142857162,{"$f":"Y12*C12+($A$4-80)*AF12*$A$12/1000","v":10.641299303944315},{"$f":"Z12*E12+($A$4-80)*AG12*$A$12/1000","v":10.495328424322178},{"$f":"AA12*G12+($A$4-80)*AH12*$A$12/1000","v":10.345707656612529},{"$f":"AB12*I12+($A$4-80)*AI12*$A$12/1000","v":10.199561490042678},{"$f":"AC12*K12+($A$4-80)*AJ12*$A$12/1000","v":10.050116009280741},{"$f":"AD12*M12+($A$4-80)*AK12*$A$12/1000","v":9.9044961190240528},{"$f":"AE12*O12+($A$4-80)*AL12*$A$12/1000","v":9.7545243619489561}]
[null,67,19.002320185614845,12.837122969837585,18.601160092807422,12.670463842129282,18.2,12.499303944315544,17.798839907192576,12.354452910261609,17.39767981438515,12.203712296983756,16.975406032482599,12.059702462743482,16.553132250580045,11.908120649651972,null,1.0440835266821344,1.0220417633410672,1,0.97795823665893278,0.95591647331786544,0.93271461716937354,0.90951276102088174,0.67555555555555558,0.68116524877545759,0.6867749419953596,0.69411562633748558,0.70145631067961156,0.71042203289082617,0.71938775510204078,0.88392857142857129,0.8839285714285714,0.88392857142857162,0.8839285714285714,0.88392857142857129,0.88392857142857129,0.88392857142857129,{"$f":"Y13*C13+($A$4-80)*AF13*$A$12/1000","v":12.837122969837585},{"$f":"Z13*E13+($A$4-80)*AG13*$A$12/1000","v":12.670463842129282},{"$f":"AA13*G13+($A$4-80)*AH13*$A$12/1000","v":12.499303944315544},{"$f":"AB13*I13+($A$4-80)*AI13*$A$12/1000","v":12.354452910261609},{"$f":"AC13*K13+($A$4-80)*AJ13*$A$12/1000","v":12.203712296983756},{"$f":"AD13*M13+($A$4-80)*AK13*$A$12/1000","v":12.059702462743482},{"$f":"AE13*O13+($A$4-80)*AL13*$A$12/1000","v":11.908120649651972}]
[null,63,17.777726218097445,15.075174013921112,17.39767981438515,14.909689472728887,17.017633410672854,14.737354988399073,16.637587006960555,14.593797960141796,16.257540603248259,14.441763341067286,15.877494199535962,14.27699064396789,15.497447795823666,14.103944315545242,null,0.97679814385150809,0.95591647331786544,0.93503480278422269,0.91415313225058004,0.89327146171693728,0.87238979118329463,0.85150812064965198,0.84798099762470314,0.85699298020192982,0.8660049627791564,0.87715832554542239,0.88831168831168839,0.89919671609044904,0.9100817438692097,0.88392857142857162,0.8839285714285714,0.88392857142857129,0.8839285714285714,0.88392857142857162,0.87946428571428559,0.87499999999999967,15.075174013921112,{"$f":"Z14*E14+($A$4-80)*AG14*$A$12/1000","v":14.909689472728887},{"$f":"AA14*G14+($A$4-80)*AH14*$A$12/1000","v":14.737354988399073},14.593797960141796,14.441763341067286,14.27699064396789,14.103944315545242]
[null,59,16.975406032482599,16.553132250580045,16.616473317865427,16.409800764160632,16.257540603248259,16.257540603248259,15.877494199535962,15.877494199535962,15.497447795823666,15.497447795823666,15.138515081206496,15.138515081206496,14.779582366589326,14.779582366589326,null,0.93271461716937354,0.91299303944315546,0.89327146171693728,0.87238979118329463,0.85150812064965198,0.8317865429234339,0.81206496519721572,0.97512437810945274,0.98756218905472637,1,1,1,1,1,0.69642857142857184,0.70089285714285732,0.70535714285714279,0.66071428571428581,0.61607142857142871,0.5714285714285714,0.52678571428571408,16.553132250580045,{"$f":"Z15*E15+($A$4-80)*AG15*$A$12/1000","v":16.409800764160632},{"$f":"AA15*G15+($A$4-80)*AH15*$A$12/1000","v":16.257540603248259},15.877494199535962,15.497447795823666,15.138515081206496,14.779582366589326]
[1575,71,21.019099767981434,10.8541252900232,20.5668445475638,10.705234992808618,20.114589327146167,10.552621809744776,19.683870069605568,10.40355271984353,19.253150812064966,10.251118329466356,18.800895591647333,10.102586041404534,18.348640371229699,9.9496148491879364,null,1.1548955916473316,1.1300464037122968,1.105197215777262,1.0815313225058005,1.0578654292343388,1.033016241299304,1.0081670533642693,0.51639344262295084,0.52050935514445185,0.52462526766595285,0.52853187320657824,0.53243847874720351,0.53734599993698207,0.54225352112676062,0.88392857142857129,0.8839285714285714,0.8839285714285714,0.8839285714285714,0.8839285714285714,0.88392857142857151,0.88392857142857162,{"$f":"Y16*C16+($A$4-80)*AF16*$A$16/1000","v":10.8541252900232},{"$f":"Z16*E16+($A$4-80)*AG16*$A$16/1000","v":10.705234992808618},{"$f":"AA16*G16+($A$4-80)*AH16*$A$16/1000","v":10.552621809744776},{"$f":"AB16*I16+($A$4-80)*AI16*$A$16/1000","v":10.40355271984353},{"$f":"AC16*K16+($A$4-80)*AJ16*$A$16/1000","v":10.251118329466356},{"$f":"AD16*M16+($A$4-80)*AK16*$A$16/1000","v":10.102586041404534},{"$f":"AE16*O16+($A$4-80)*AL16*$A$16/1000","v":9.9496148491879364}]
[null,67,19.382366589327145,13.093865429234338,18.973183294663571,12.923873118971867,18.564,12.749290023201855,18.154816705336426,12.60154196846684,17.745633410672852,12.447786542923431,17.31491415313225,12.300896511998351,16.884194895591648,12.146283062645011,null,1.0649651972157772,1.0424825986078885,1.02,0.99751740139211142,0.97503480278422272,0.9513689095127611,0.92770301624129936,0.67555555555555558,0.68116524877545759,0.6867749419953596,0.69411562633748558,0.70145631067961156,0.71042203289082617,0.71938775510204078,0.88392857142857129,0.8839285714285714,0.88392857142857162,0.8839285714285714,0.88392857142857129,0.88392857142857129,0.88392857142857129,{"$f":"Y17*C17+($A$4-80)*AF17*$A$16/1000","v":13.093865429234338},{"$f":"Z17*E17+($A$4-80)*AG17*$A$16/1000","v":12.923873118971867},{"$f":"AA17*G17+($A$4-80)*AH17*$A$16/1000","v":12.749290023201855},{"$f":"AB17*I17+($A$4-80)*AI17*$A$16/1000","v":12.60154196846684},{"$f":"AC17*K17+($A$4-80)*AJ17*$A$16/1000","v":12.447786542923431},{"$f":"AD17*M17+($A$4-80)*AK17*$A$16/1000","v":12.300896511998351},{"$f":"AE17*O17+($A$4-80)*AL17*$A$16/1000","v":12.146283062645011}]
[null,63,18.133280742459394,15.376677494199535,17.745633410672852,15.207883262183463,17.357986078886306,15.032102088167051,16.970338747099767,14.885673919344633,16.582691415313224,14.730598607888632,16.195044083526682,14.562530456847249,15.807396751740141,14.386023201856148,null,0.99633410672853828,0.97503480278422272,0.95373549883990705,0.93243619489559171,0.91113689095127615,0.88983758700696058,0.86853828306264513,0.84798099762470314,0.85699298020192982,0.8660049627791564,0.87715832554542239,0.88831168831168839,0.89919671609044904,0.9100817438692097,0.88392857142857162,0.8839285714285714,0.88392857142857129,0.8839285714285714,0.88392857142857162,0.87946428571428559,0.87499999999999967,15.376677494199535,{"$f":"Z18*E18+($A$4-80)*AG18*$A$16/1000","v":15.207883262183463},{"$f":"AA18*G18+($A$4-80)*AH18*$A$16/1000","v":15.032102088167051},14.885673919344633,14.730598607888632,14.562530456847249,14.386023201856148]
[null,59,17.31491415313225,16.884194895591648,16.948802784222739,16.737996779443851,16.582691415313224,16.582691415313224,16.195044083526682,16.195044083526682,15.807396751740141,15.807396751740141,15.441285382830628,15.441285382830628,15.075174013921115,15.075174013921115,null,0.9513689095127611,0.93125290023201857,0.91113689095127615,0.88983758700696058,0.86853828306264513,0.84842227378190271,0.82830626450116018,0.97512437810945274,0.98756218905472637,1,1,1,1,1,0.69642857142857184,0.70089285714285732,0.70535714285714279,0.66071428571428581,0.61607142857142871,0.5714285714285714,0.52678571428571408,16.884194895591648,{"$f":"Z19*E19+($A$4-80)*AG19*$A$16/1000","v":16.737996779443851},{"$f":"AA19*G19+($A$4-80)*AH19*$A$16/1000","v":16.582691415313224},16.195044083526682,15.807396751740141,15.441285382830628,15.075174013921115]

{"sheet":"4TTM30_48","index":75,"n_rows":19,"n_cols":45,"rows_kept":19,"cut":false,"hidden":true,"merged":[[130,0,133,0],[120,12,121,12],[120,13,121,13],[120,14,121,14],[120,15,121,15],[122,0,125,0],[126,0,129,0],[119,12,119,13],[119,14,119,15],[120,4,121,4],[120,5,121,5],[120,6,121,6],[120,7,121,7],[120,8,121,8],[120,9,121,9],[120,10,121,10],[120,11,121,11],[119,0,121,0],[119,1,121,1],[119,4,119,5],[119,6,119,7],[119,8,119,9],[119,10,119,11],[111,0,114,0],[117,0,118,1],[117,4,117,15],[118,4,118,5],[118,6,118,7],[118,8,118,9],[118,10,118,11],[118,12,118,13],[118,14,118,15],[101,12,102,12],[101,13,102,13],[101,14,102,14],[101,15,102,15],[103,0,106,0],[107,0,110,0],[100,12,100,13],[100,14,100,15],[101,4,102,4],[101,5,102,5],[101,6,102,6],[101,7,102,7],[101,8,102,8],[101,9,102,9],[101,10,102,10],[101,11,102,11],[100,0,102,0],[100,1,102,1],[100,4,100,5],[100,6,100,7],[100,8,100,9],[100,10,100,11],[92,0,95,0],[98,0,99,1],[98,4,98,15],[99,4,99,5],[99,6,99,7],[99,8,99,9],[99,10,99,11],[99,12,99,13],[99,14,99,15],[82,12,83,12],[82,13,83,13],[82,14,83,14],[82,15,83,15],[84,0,87,0],[88,0,91,0],[81,12,81,13],[81,14,81,15],[82,4,83,4],[82,5,83,5],[82,6,83,6],[82,7,83,7],[82,8,83,8],[82,9,83,9],[82,10,83,10],[82,11,83,11],[81,0,83,0],[81,1,83,1],[81,4,81,5],[81,6,81,7],[81,8,81,9],[81,10,81,11],[73,0,76,0],[79,0,80,1],[79,4,79,15],[80,4,80,5],[80,6,80,7],[80,8,80,9],[80,10,80,11],[80,12,80,13],[80,14,80,15],[63,12,64,12],[63,13,64,13],[63,14,64,14],[63,15,64,15],[65,0,68,0],[69,0,72,0],[62,12,62,13],[62,14,62,15],[63,4,64,4],[63,5,64,5],[63,6,64,6],[63,7,64,7],[63,8,64,8],[63,9,64,9],[63,10,64,10],[63,11,64,11],[62,0,64,0],[62,1,64,1],[62,4,62,5],[62,6,62,7],[62,8,62,9],[62,10,62,11],[54,0,57,0],[60,0,61,1],[60,4,60,15],[61,4,61,5],[61,6,61,7],[61,8,61,9],[61,10,61,11],[61,12,61,13],[61,14,61,15],[44,12,45,12],[44,13,45,13],[44,14,45,14],[44,15,45,15],[46,0,49,0],[50,0,53,0],[43,12,43,13],[43,14,43,15],[44,4,45,4],[44,5,45,5],[44,6,45,6],[44,7,45,7],[44,8,45,8],[44,9,45,9],[44,10,45,10],[44,11,45,11],[43,0,45,0],[43,1,45,1],[43,4,43,5],[43,6,43,7],[43,8,43,9],[43,10,43,11],[35,0,38,0],[41,0,42,1],[41,4,41,15],[42,4,42,5],[42,6,42,7],[42,8,42,9],[42,10,42,11],[42,12,42,13],[42,14,42,15],[25,12,26,12],[25,13,26,13],[25,14,26,14],[25,15,26,15],[27,0,30,0],[31,0,34,0],[24,12,24,13],[24,14,24,15],[25,4,26,4],[25,5,26,5],[25,6,26,6],[25,7,26,7],[25,8,26,8],[25,9,26,9],[25,10,26,10],[25,11,26,11],[24,0,26,0],[24,1,26,1],[24,4,24,5],[24,6,24,7],[24,8,24,9],[24,10,24,11],[7,0,10,0],[11,0,14,0],[15,0,18,0],[22,4,22,15],[23,4,23,5],[23,6,23,7],[23,8,23,9],[23,10,23,11],[23,12,23,13],[23,14,23,15],[5,10,6,10],[5,11,6,11],[5,12,6,12],[5,13,6,13],[5,14,6,14],[5,15,6,15],[4,10,4,11],[4,12,4,13],[4,14,4,15],[5,2,6,2],[5,3,6,3],[5,4,6,4],[5,5,6,5],[5,6,6,6],[5,7,6,7],[5,8,6,8],[4,0,6,0],[4,1,6,1],[4,2,4,3],[4,4,4,5],[4,6,4,7],[4,8,4,9],[5,9,6,9],[2,0,2,1],[2,2,2,15],[3,2,3,3],[3,4,3,5],[3,6,3,7],[3,8,3,9],[3,10,3,11],[3,12,3,13],[3,14,3,15]]}
[]
["4TTM30_48",18.2]
["Evaporator Air \n",null,"Condenser  Entering Air Temperature ˚F"]
[80,"°F DB",85,null,90,null,95,null,100,null,105,null,110,null,115]
["CFM","EWB†\n˚F","Capacity Mbtuh",null,"Capacity Mbtuh",null,"Capacity Mbtuh",null,"Capacity Mbtuh",null,"Capacity Mbtuh",null,"Capacity Mbtuh",null,"Capacity Mbtuh"]
[null,null,"Total","Sens.","Total","Sens.","Total","Sens.","Total","Sens.","Total","Sens.","Total","Sens.","Total","Sens."]
[null,null,null,null,null,null,null,null,null,null,null,null,null,null,null,null,null,"Total Factors",null,null,null,null,null,null,"Sens. %",null,null,null,null,null,null,"IDB Adj",null,null,null,null,null,null,"Sens Calc"]
[1400,71,{"$f":"R8*$B$2","v":20.256334029227556},{"$f":"IF(AM8>C8,C8,AM8)","v":10.649469728601252},{"$f":"S8*$B$2","v":19.790885177453028},{"$f":"IF(AN8>E8,E8,AN8)","v":10.483766073136447},{"$f":"T8*$B$2","v":19.325436325678496},{"$f":"IF(AO8>G8,G8,AO8)","v":10.31434655532359},{"$f":"U8*$B$2","v":18.859987473903967},{"$f":"IF(AP8>I8,I8,AP8)","v":10.148830949572757},{"$f":"V8*$B$2","v":18.394538622129435},{"$f":"IF(AQ8>K8,K8,AQ8)","v":9.9792233820459284},{"$f":"W8*$B$2","v":17.929089770354903},{"$f":"IF(AR8>M8,M8,AR8)","v":9.8330400661236155},{"$f":"X8*$B$2","v":17.463640918580374},{"$f":"IF(AS8>O8,O8,AS8)","v":9.681336116910229},null,1.1129853862212944,1.0874112734864301,1.0618371607515658,1.0362630480167014,1.0106889352818371,0.9851148225469728,0.95954070981210848,0.52573529411764708,0.52972699195285045,0.53371868978805392,0.53811440562277191,0.54251012145748989,0.54844056179484302,0.55437100213219614,0.90625000000000011,0.90234375,0.8984375,0.8984375,0.8984375,0.8984375,0.8984375,{"$f":"Y8*C8+($A$4-80)*AF8*$A$8/1000","v":10.649469728601252},{"$f":"Z8*E8+($A$4-80)*AG8*$A$8/1000","v":10.483766073136447},{"$f":"AA8*G8+($A$4-80)*AH8*$A$8/1000","v":10.31434655532359},{"$f":"AB8*I8+($A$4-80)*AI8*$A$8/1000","v":10.148830949572757},{"$f":"AC8*K8+($A$4-80)*AJ8*$A$8/1000","v":9.9792233820459284},{"$f":"AD8*M8+($A$4-80)*AK8*$A$8/1000","v":9.8330400661236155},{"$f":"AE8*O8+($A$4-80)*AL8*$A$8/1000","v":9.681336116910229}]
[null,67,{"$f":"R9*$B$2","v":18.692425887265138},12.846388308977035,18.264212943632568,{"$f":"IF(AN9>E9,E9,AN9)","v":12.681869257060262},17.835999999999999,{"$f":"IF(AO9>G9,G9,AO9)","v":12.511265135699373},17.407787056367432,{"$f":"IF(AP9>I9,I9,AP9)","v":12.366140491952333},16.979574112734866,{"$f":"IF(AQ9>K9,K9,AQ9)","v":12.213377870563674},16.551361169102297,{"$f":"IF(AR9>M9,M9,AR9)","v":12.049546512962605},16.123148225469727,{"$f":"IF(AS9>O9,O9,AS9)","v":11.878254697286012},null,1.0270563674321505,1.0035281837160752,0.98,0.95647181628392486,0.93294363256784973,0.90941544885177461,0.88588726513569938,0.6872509960159362,0.69435618694324996,0.70146137787056373,0.71037981174229936,0.71929824561403499,0.72800939994327618,0.73672055427251737,0.8984375,0.8984375,0.8984375,0.89843749999999978,0.89843749999999967,0.89843749999999978,0.8984375,{"$f":"Y9*C9+($A$4-80)*AF9*$A$8/1000","v":12.846388308977035},{"$f":"Z9*E9+($A$4-80)*AG9*$A$8/1000","v":12.681869257060262},{"$f":"AA9*G9+($A$4-80)*AH9*$A$8/1000","v":12.511265135699373},{"$f":"AB9*I9+($A$4-80)*AI9*$A$8/1000","v":12.366140491952333},{"$f":"AC9*K9+($A$4-80)*AJ9*$A$8/1000","v":12.213377870563674},{"$f":"AD9*M9+($A$4-80)*AK9*$A$8/1000","v":12.049546512962605},{"$f":"AE9*O9+($A$4-80)*AL9*$A$8/1000","v":11.878254697286012}]
[null,63,17.50087682672234,15.155014613778709,17.09128183716075,14.992047742970726,16.681686847599163,14.819891440501042,16.272091858037577,14.657399141281227,15.86249686847599,14.48476826722338,15.471519832985384,14.322118537794459,15.080542797494779,14.149645093945718,null,0.96158663883089779,0.9390814196242171,0.91657620041753651,0.89407098121085582,0.87156576200417535,0.85008350730688931,0.82860125260960327,0.86595744680851072,0.87717515197568385,0.8883928571428571,0.90076919852448012,0.91314553990610325,0.9257085724221874,0.93827160493827155,0.89843750000000022,0.8984375,0.89843749999999967,0.89843749999999978,0.8984375,0.8984375,0.8984375,15.155014613778709,{"$f":"Z10*E10+($A$4-80)*AG10*$A$8/1000","v":14.992047742970726},{"$f":"AA10*G10+($A$4-80)*AH10*$A$8/1000","v":14.819891440501042},14.657399141281227,14.48476826722338,14.322118537794459,14.149645093945718]
[null,59,16.681686847599163,16.681686847599163,16.29070981210856,16.29070981210856,15.899732776617956,15.899732776617956,15.527373695198328,15.527373695198328,15.155014613778707,15.155014613778707,14.7640375782881,14.7640375782881,14.373060542797496,14.373060542797496,null,0.91657620041753651,0.89509394572025058,0.87361169102296465,0.85315240083507304,0.83269311064718177,0.81121085594989562,0.78972860125260969,1,1,1,1,1,1,1,0.71093749999999956,0.66796874999999978,0.625,0.58203125000000022,0.53906250000000044,0.49218750000000033,0.44531250000000022,16.681686847599163,{"$f":"Z11*E11+($A$4-80)*AG11*$A$8/1000","v":16.29070981210856},{"$f":"AA11*G11+($A$4-80)*AH11*$A$8/1000","v":15.899732776617956},{"$f":"AB11*I11+($A$4-80)*AI11*$A$8/1000","v":15.527373695198328},15.155014613778707,14.7640375782881,14.373060542797496]
[1600,71,20.669728601252608,10.866805845511482,20.194780793319413,10.697720482792292,19.719832985386219,10.524843423799581,19.244885177453025,10.355949948543628,18.76993736951983,10.182881002087681,18.294989561586636,10.033714353187364,17.820041753653442,9.8789144050104358,null,1.1356993736951984,1.1096033402922756,1.0835073068893528,1.05741127348643,1.0313152400835073,1.0052192066805845,0.97912317327766174,0.52573529411764708,0.52972699195285045,0.53371868978805392,0.53811440562277191,0.54251012145748989,0.54844056179484302,0.55437100213219614,0.90625000000000011,0.90234375,0.8984375,0.8984375,0.8984375,0.8984375,0.8984375,{"$f":"Y12*C12+($A$4-80)*AF12*$A$12/1000","v":10.866805845511482},{"$f":"Z12*E12+($A$4-80)*AG12*$A$12/1000","v":10.697720482792292},{"$f":"AA12*G12+($A$4-80)*AH12*$A$12/1000","v":10.524843423799581},{"$f":"AB12*I12+($A$4-80)*AI12*$A$12/1000","v":10.355949948543628},{"$f":"AC12*K12+($A$4-80)*AJ12*$A$12/1000","v":10.182881002087681},{"$f":"AD12*M12+($A$4-80)*AK12*$A$12/1000","v":10.033714353187364},{"$f":"AE12*O12+($A$4-80)*AL12*$A$12/1000","v":9.8789144050104358}]
[null,67,19.073903966597079,13.10855949895616,18.636951983298538,12.940682915367612,18.2,12.76659707724426,17.763048016701461,12.618510706073808,17.326096033402923,12.462630480167013,16.889144050104385,12.295455625472046,16.452192066805846,12.120668058455117,null,1.0480167014613779,1.024008350730689,1,0.97599164926931115,0.95198329853862218,0.92797494780793333,0.90396659707724425,0.6872509960159362,0.69435618694324996,0.70146137787056373,0.71037981174229936,0.71929824561403499,0.72800939994327618,0.73672055427251737,0.8984375,0.8984375,0.8984375,0.89843749999999978,0.89843749999999967,0.89843749999999978,0.8984375,{"$f":"Y13*C13+($A$4-80)*AF13*$A$12/1000","v":13.10855949895616},{"$f":"Z13*E13+($A$4-80)*AG13*$A$12/1000","v":12.940682915367612},{"$f":"AA13*G13+($A$4-80)*AH13*$A$12/1000","v":12.76659707724426},{"$f":"AB13*I13+($A$4-80)*AI13*$A$12/1000","v":12.618510706073808},{"$f":"AC13*K13+($A$4-80)*AJ13*$A$12/1000","v":12.462630480167013},{"$f":"AD13*M13+($A$4-80)*AK13*$A$12/1000","v":12.295455625472046},{"$f":"AE13*O13+($A$4-80)*AL13*$A$12/1000","v":12.120668058455117}]
[null,63,17.858037578288101,15.464300626304803,17.440083507306888,15.298007900990537,17.022129436325677,15.1223382045929,16.604175365344467,14.956529736001253,16.186221294363257,14.780375782881002,15.787265135699371,14.614406671218836,15.388308977035491,14.438413361169102,null,0.98121085594989566,0.95824634655532359,0.93528183716075153,0.91231732776617958,0.88935281837160762,0.86743215031315235,0.8455114822546973,0.86595744680851072,0.87717515197568385,0.8883928571428571,0.90076919852448012,0.91314553990610325,0.9257085724221874,0.93827160493827155,0.89843750000000022,0.8984375,0.89843749999999967,0.89843749999999978,0.8984375,0.8984375,0.8984375,15.464300626304803,{"$f":"Z14*E14+($A$4-80)*AG14*$A$12/1000","v":15.298007900990537},{"$f":"AA14*G14+($A$4-80)*AH14*$A$12/1000","v":15.1223382045929},14.956529736001253,14.780375782881002,14.614406671218836,14.438413361169102]
[null,59,17.022129436325677,17.022129436325677,16.623173277661795,16.623173277661795,16.224217118997913,16.224217118997913,15.844258872651357,15.844258872651357,15.464300626304803,15.464300626304803,15.065344467640921,15.065344467640921,14.666388308977037,14.666388308977037,null,0.93528183716075153,0.91336116910229648,0.89144050104384143,0.87056367432150317,0.84968684759916502,0.82776617954070997,0.80584551148225481,1,1,1,1,1,1,1,0.71093749999999956,0.66796874999999978,0.625,0.58203125000000022,0.53906250000000044,0.49218750000000033,0.44531250000000022,17.022129436325677,{"$f":"Z15*E15+($A$4-80)*AG15*$A$12/1000","v":16.623173277661795},{"$f":"AA15*G15+($A$4-80)*AH15*$A$12/1000","v":16.224217118997913},15.844258872651357,15.464300626304803,15.065344467640921,14.666388308977037]
[1800,71,21.083123173277663,11.084141962421713,20.598676409185803,10.911674892448138,20.114229645093946,10.735340292275573,19.629782881002086,10.5630689475145,19.145336116910229,10.386538622129436,18.660889352818369,10.234388640251112,18.176442588726513,10.076492693110646,null,1.1584133611691023,1.1317954070981211,1.1051774530271399,1.0785594989561587,1.0519415448851774,1.0253235908141962,0.99870563674321511,0.52573529411764708,0.52972699195285045,0.53371868978805392,0.53811440562277191,0.54251012145748989,0.54844056179484302,0.55437100213219614,0.90625000000000011,0.90234375,0.8984375,0.8984375,0.8984375,0.8984375,0.8984375,{"$f":"Y16*C16+($A$4-80)*AF16*$A$16/1000","v":11.084141962421713},{"$f":"Z16*E16+($A$4-80)*AG16*$A$16/1000","v":10.911674892448138},{"$f":"AA16*G16+($A$4-80)*AH16*$A$16/1000","v":10.735340292275573},{"$f":"AB16*I16+($A$4-80)*AI16*$A$16/1000","v":10.5630689475145},{"$f":"AC16*K16+($A$4-80)*AJ16*$A$16/1000","v":10.386538622129436},{"$f":"AD16*M16+($A$4-80)*AK16*$A$16/1000","v":10.234388640251112},{"$f":"AE16*O16+($A$4-80)*AL16*$A$16/1000","v":10.076492693110646}]
[null,67,19.455382045929017,13.37073068893528,19.00969102296451,13.199496573674967,18.564,13.021929018789145,18.11830897703549,12.870880920195283,17.672617954070983,12.711883089770355,17.226926931106469,12.541364737981485,16.781235908141962,12.363081419624217,null,1.0689770354906054,1.0444885177453027,1.02,0.99551148225469732,0.97102296450939463,0.94653444676409182,0.92204592901878912,0.6872509960159362,0.69435618694324996,0.70146137787056373,0.71037981174229936,0.71929824561403499,0.72800939994327618,0.73672055427251737,0.8984375,0.8984375,0.8984375,0.89843749999999978,0.89843749999999967,0.89843749999999978,0.8984375,{"$f":"Y17*C17+($A$4-80)*AF17*$A$16/1000","v":13.37073068893528},{"$f":"Z17*E17+($A$4-80)*AG17*$A$16/1000","v":13.199496573674967},{"$f":"AA17*G17+($A$4-80)*AH17*$A$16/1000","v":13.021929018789145},{"$f":"AB17*I17+($A$4-80)*AI17*$A$16/1000","v":12.870880920195283},{"$f":"AC17*K17+($A$4-80)*AJ17*$A$16/1000","v":12.711883089770355},{"$f":"AD17*M17+($A$4-80)*AK17*$A$16/1000","v":12.541364737981485},{"$f":"AE17*O17+($A$4-80)*AL17*$A$16/1000","v":12.363081419624217}]
[null,63,18.215198329853862,15.773586638830899,17.788885177453025,15.603968059010347,17.362572025052192,15.424784968684758,16.936258872651354,15.255660330721275,16.509945720250524,15.075983298538624,16.10301043841336,14.906694804643214,15.696075156576201,14.727181628392485,null,1.0008350730688935,0.97741127348643009,0.95398747390396654,0.93056367432150311,0.90713987473903979,0.8847807933194155,0.86242171189979133,0.86595744680851072,0.87717515197568385,0.8883928571428571,0.90076919852448012,0.91314553990610325,0.9257085724221874,0.93827160493827155,0.89843750000000022,0.8984375,0.89843749999999967,0.89843749999999978,0.8984375,0.8984375,0.8984375,15.773586638830899,{"$f":"Z18*E18+($A$4-80)*AG18*$A$16/1000","v":15.603968059010347},{"$f":"AA18*G18+($A$4-80)*AH18*$A$16/1000","v":15.424784968684758},15.255660330721275,15.075983298538624,14.906694804643214,14.727181628392485]
[null,59,17.362572025052192,17.362572025052192,16.955636743215031,16.955636743215031,16.54870146137787,16.54870146137787,16.161144050104387,16.161144050104387,15.773586638830897,15.773586638830897,15.366651356993735,15.366651356993735,14.959716075156576,14.959716075156576,null,0.95398747390396654,0.93162839248434237,0.9092693110647182,0.8879749478079334,0.86668058455114827,0.84432150313152399,0.82196242171189982,1,1,1,1,1,1,1,0.71093749999999956,0.66796874999999978,0.625,0.58203125000000022,0.53906250000000044,0.49218750000000033,0.44531250000000022,17.362572025052192,{"$f":"Z19*E19+($A$4-80)*AG19*$A$16/1000","v":16.955636743215031},{"$f":"AA19*G19+($A$4-80)*AH19*$A$16/1000","v":16.54870146137787},16.161144050104387,15.773586638830897,15.366651356993735,14.959716075156576]

{"sheet":"4TTM30_60","index":76,"n_rows":19,"n_cols":45,"rows_kept":19,"cut":false,"hidden":true,"merged":[[130,0,133,0],[120,12,121,12],[120,13,121,13],[120,14,121,14],[120,15,121,15],[122,0,125,0],[126,0,129,0],[119,12,119,13],[119,14,119,15],[120,4,121,4],[120,5,121,5],[120,6,121,6],[120,7,121,7],[120,8,121,8],[120,9,121,9],[120,10,121,10],[120,11,121,11],[119,0,121,0],[119,1,121,1],[119,4,119,5],[119,6,119,7],[119,8,119,9],[119,10,119,11],[111,0,114,0],[117,0,118,1],[117,4,117,15],[118,4,118,5],[118,6,118,7],[118,8,118,9],[118,10,118,11],[118,12,118,13],[118,14,118,15],[101,12,102,12],[101,13,102,13],[101,14,102,14],[101,15,102,15],[103,0,106,0],[107,0,110,0],[100,12,100,13],[100,14,100,15],[101,4,102,4],[101,5,102,5],[101,6,102,6],[101,7,102,7],[101,8,102,8],[101,9,102,9],[101,10,102,10],[101,11,102,11],[100,0,102,0],[100,1,102,1],[100,4,100,5],[100,6,100,7],[100,8,100,9],[100,10,100,11],[92,0,95,0],[98,0,99,1],[98,4,98,15],[99,4,99,5],[99,6,99,7],[99,8,99,9],[99,10,99,11],[99,12,99,13],[99,14,99,15],[82,12,83,12],[82,13,83,13],[82,14,83,14],[82,15,83,15],[84,0,87,0],[88,0,91,0],[81,12,81,13],[81,14,81,15],[82,4,83,4],[82,5,83,5],[82,6,83,6],[82,7,83,7],[82,8,83,8],[82,9,83,9],[82,10,83,10],[82,11,83,11],[81,0,83,0],[81,1,83,1],[81,4,81,5],[81,6,81,7],[81,8,81,9],[81,10,81,11],[73,0,76,0],[79,0,80,1],[79,4,79,15],[80,4,80,5],[80,6,80,7],[80,8,80,9],[80,10,80,11],[80,12,80,13],[80,14,80,15],[63,12,64,12],[63,13,64,13],[63,14,64,14],[63,15,64,15],[65,0,68,0],[69,0,72,0],[62,12,62,13],[62,14,62,15],[63,4,64,4],[63,5,64,5],[63,6,64,6],[63,7,64,7],[63,8,64,8],[63,9,64,9],[63,10,64,10],[63,11,64,11],[62,0,64,0],[62,1,64,1],[62,4,62,5],[62,6,62,7],[62,8,62,9],[62,10,62,11],[54,0,57,0],[60,0,61,1],[60,4,60,15],[61,4,61,5],[61,6,61,7],[61,8,61,9],[61,10,61,11],[61,12,61,13],[61,14,61,15],[44,12,45,12],[44,13,45,13],[44,14,45,14],[44,15,45,15],[46,0,49,0],[50,0,53,0],[43,12,43,13],[43,14,43,15],[44,4,45,4],[44,5,45,5],[44,6,45,6],[44,7,45,7],[44,8,45,8],[44,9,45,9],[44,10,45,10],[44,11,45,11],[43,0,45,0],[43,1,45,1],[43,4,43,5],[43,6,43,7],[43,8,43,9],[43,10,43,11],[35,0,38,0],[41,0,42,1],[41,4,41,15],[42,4,42,5],[42,6,42,7],[42,8,42,9],[42,10,42,11],[42,12,42,13],[42,14,42,15],[25,12,26,12],[25,13,26,13],[25,14,26,14],[25,15,26,15],[27,0,30,0],[31,0,34,0],[24,12,24,13],[24,14,24,15],[25,4,26,4],[25,5,26,5],[25,6,26,6],[25,7,26,7],[25,8,26,8],[25,9,26,9],[25,10,26,10],[25,11,26,11],[24,0,26,0],[24,1,26,1],[24,4,24,5],[24,6,24,7],[24,8,24,9],[24,10,24,11],[7,0,10,0],[11,0,14,0],[15,0,18,0],[22,4,22,15],[23,4,23,5],[23,6,23,7],[23,8,23,9],[23,10,23,11],[23,12,23,13],[23,14,23,15],[5,10,6,10],[5,11,6,11],[5,12,6,12],[5,13,6,13],[5,14,6,14],[5,15,6,15],[4,10,4,11],[4,12,4,13],[4,14,4,15],[5,2,6,2],[5,3,6,3],[5,4,6,4],[5,5,6,5],[5,6,6,6],[5,7,6,7],[5,8,6,8],[4,0,6,0],[4,1,6,1],[4,2,4,3],[4,4,4,5],[4,6,4,7],[4,8,4,9],[5,9,6,9],[2,0,2,1],[2,2,2,15],[3,2,3,3],[3,4,3,5],[3,6,3,7],[3,8,3,9],[3,10,3,11],[3,12,3,13],[3,14,3,15]]}
[]
["4TTM30_60",18.2]
["Evaporator Air \n",null,"Condenser  Entering Air Temperature ˚F"]
[80,"°F DB",85,null,90,null,95,null,100,null,105,null,110,null,115]
["CFM","EWB†\n˚F","Capacity Mbtuh",null,"Capacity Mbtuh",null,"Capacity Mbtuh",null,"Capacity Mbtuh",null,"Capacity Mbtuh",null,"Capacity Mbtuh",null,"Capacity Mbtuh"]
[null,null,"Total","Sens.","Total","Sens.","Total","Sens.","Total","Sens.","Total","Sens.","Total","Sens.","Total","Sens."]
[null,null,null,null,null,null,null,null,null,null,null,null,null,null,null,null,null,"Total Factors",null,null,null,null,null,null,"Sens. %",null,null,null,null,null,null,"IDB Adj",null,null,null,null,null,null,"Sens Calc"]
[1625,71,{"$f":"R8*$B$2","v":19.641536423841057},{"$f":"IF(AM8>C8,C8,AM8)","v":10.434566225165561},{"$f":"S8*$B$2","v":19.393094370860929},{"$f":"IF(AN8>E8,E8,AN8)","v":10.347455672544047},{"$f":"T8*$B$2","v":19.144652317880794},{"$f":"IF(AO8>G8,G8,AO8)","v":10.259195364238412},{"$f":"U8*$B$2","v":18.910824503311257},{"$f":"IF(AP8>I8,I8,AP8)","v":10.171980891133499},{"$f":"V8*$B$2","v":18.676996688741724},{"$f":"IF(AQ8>K8,K8,AQ8)","v":10.083824503311259},{"$f":"W8*$B$2","v":18.428554635761589},{"$f":"IF(AR8>M8,M8,AR8)","v":9.9967738390488936},{"$f":"X8*$B$2","v":18.180112582781458},{"$f":"IF(AS8>O8,O8,AS8)","v":9.9084536423841065},null,1.0792052980132449,1.0655546357615895,1.0519039735099338,1.0390562913907284,1.0262086092715232,1.0125579470198676,0.998907284768212,0.53125,0.53356393129770996,0.53587786259541992,0.53789198294090246,0.539906103286385,0.5424610902284015,0.545016077170418,0.90625000000000022,0.90625000000000011,0.90625,0.90625,0.90625,0.90312499999999996,0.89999999999999991,{"$f":"Y8*C8+($A$4-80)*AF8*$A$8/1000","v":10.434566225165561},{"$f":"Z8*E8+($A$4-80)*AG8*$A$8/1000","v":10.347455672544047},{"$f":"AA8*G8+($A$4-80)*AH8*$A$8/1000","v":10.259195364238412},{"$f":"AB8*I8+($A$4-80)*AI8*$A$8/1000","v":10.171980891133499},{"$f":"AC8*K8+($A$4-80)*AJ8*$A$8/1000","v":10.083824503311259},{"$f":"AD8*M8+($A$4-80)*AK8*$A$8/1000","v":9.9967738390488936},{"$f":"AE8*O8+($A$4-80)*AL8*$A$8/1000","v":9.9084536423841065}]
[null,67,{"$f":"R9*$B$2","v":18.092427152317882},12.597473509933776,17.873213576158939,{"$f":"IF(AN9>E9,E9,AN9)","v":12.510594572195076},17.654,{"$f":"IF(AO9>G9,G9,AO9)","v":12.422102649006622},17.434786423841057,{"$f":"IF(AP9>I9,I9,AP9)","v":12.350065117029667},17.215572847682118,{"$f":"IF(AQ9>K9,K9,AQ9)","v":12.275960264900663},16.981745033112581,{"$f":"IF(AR9>M9,M9,AR9)","v":12.189378511532317},16.747917218543044,{"$f":"IF(AS9>O9,O9,AS9)","v":12.100589403973508},null,0.99408940397350998,0.98204470198675498,0.97,0.95795529801324497,0.94591059602648997,0.9330629139072848,0.9202152317880794,0.69628432956381259,0.69996335683488642,0.70364238410596025,0.70835769459966946,0.71307300509337868,0.71779304704930713,0.72251308900523559,0.90625,0.90312499999999996,0.89999999999999991,0.90312499999999996,0.90625,0.90625,0.90625,{"$f":"Y9*C9+($A$4-80)*AF9*$A$8/1000","v":12.597473509933776},{"$f":"Z9*E9+($A$4-80)*AG9*$A$8/1000","v":12.510594572195076},{"$f":"AA9*G9+($A$4-80)*AH9*$A$8/1000","v":12.422102649006622},{"$f":"AB9*I9+($A$4-80)*AI9*$A$8/1000","v":12.350065117029667},{"$f":"AC9*K9+($A$4-80)*AJ9*$A$8/1000","v":12.275960264900663},{"$f":"AD9*M9+($A$4-80)*AK9*$A$8/1000","v":12.189378511532317},{"$f":"AE9*O9+($A$4-80)*AL9*$A$8/1000","v":12.100589403973508}]
[null,63,16.952516556291389,14.877294701986752,16.73330298013245,14.776190773934628,16.514089403973511,14.672695364238413,16.309490066225166,14.601005299044973,16.104890728476821,14.52655298013245,15.900291390728476,14.440130188415182,15.695692052980133,14.351182119205298,null,0.93145695364238412,0.91941225165562912,0.90736754966887423,0.89612582781456962,0.88488410596026501,0.87364238410596029,0.86240066225165568,0.87758620689655165,0.88304089105889538,0.88849557522123901,0.89524597272858686,0.90199637023593471,0.90816764508072345,0.91433891992551208,0.90625,0.90312500000000018,0.90000000000000036,0.90312500000000018,0.90625,0.90625,0.90625,14.877294701986752,{"$f":"Z10*E10+($A$4-80)*AG10*$A$8/1000","v":14.776190773934628},{"$f":"AA10*G10+($A$4-80)*AH10*$A$8/1000","v":14.672695364238413},14.601005299044973,14.52655298013245,14.440130188415182,14.351182119205298]
[null,59,16.163347682119205,16.163347682119205,15.958748344370859,15.958748344370859,15.754149006622516,15.754149006622516,15.564163907284767,15.564163907284767,15.37417880794702,15.37417880794702,15.169579470198675,15.169579470198675,14.964980132450332,14.964980132450332,null,0.88809602649006625,0.87685430463576153,0.86561258278145692,0.85517384105960259,0.84473509933774837,0.83349337748344376,0.82225165562913916,1,1,1,1,1,1,1,0.67499999999999982,0.64999999999999991,0.625,0.60312500000000013,0.58125000000000027,0.55625000000000013,0.53125,16.163347682119205,{"$f":"Z11*E11+($A$4-80)*AG11*$A$8/1000","v":15.958748344370859},{"$f":"AA11*G11+($A$4-80)*AH11*$A$8/1000","v":15.754149006622516},{"$f":"AB11*I11+($A$4-80)*AI11*$A$8/1000","v":15.564163907284767},15.37417880794702,15.169579470198675,14.964980132450332]
[2000,71,20.249006622516557,10.757284768211921,19.992880794701982,10.667480074787672,19.736754966887418,10.576490066225167,19.495695364238408,10.486578238281957,19.254635761589402,10.39569536423841,18.998509933774834,10.305952411390612,18.742384105960266,10.214900662251656,null,1.1125827814569538,1.0985099337748343,1.0844370860927153,1.0711920529801324,1.0579470198675496,1.0438741721854305,1.0298013245033113,0.53125,0.53356393129770996,0.53587786259541992,0.53789198294090246,0.539906103286385,0.5424610902284015,0.545016077170418,0.90625000000000022,0.90625000000000011,0.90625,0.90625,0.90625,0.90312499999999996,0.89999999999999991,{"$f":"Y12*C12+($A$4-80)*AF12*$A$12/1000","v":10.757284768211921},{"$f":"Z12*E12+($A$4-80)*AG12*$A$12/1000","v":10.667480074787672},{"$f":"AA12*G12+($A$4-80)*AH12*$A$12/1000","v":10.576490066225167},{"$f":"AB12*I12+($A$4-80)*AI12*$A$12/1000","v":10.486578238281957},{"$f":"AC12*K12+($A$4-80)*AJ12*$A$12/1000","v":10.39569536423841},{"$f":"AD12*M12+($A$4-80)*AK12*$A$12/1000","v":10.305952411390612},{"$f":"AE12*O12+($A$4-80)*AL12*$A$12/1000","v":10.214900662251656}]
[null,67,18.651986754966885,12.987086092715229,18.425993377483444,12.897520177520697,18.2,12.806291390728475,17.974006622516555,12.732025893845018,17.748013245033114,12.65562913907285,17.506953642384104,12.566369599517852,17.265894039735098,12.474834437086091,null,1.0248344370860927,1.0124172185430464,1,0.98758278145695366,0.97516556291390732,0.96192052980132448,0.94867549668874174,0.69628432956381259,0.69996335683488642,0.70364238410596025,0.70835769459966946,0.71307300509337868,0.71779304704930713,0.72251308900523559,0.90625,0.90312499999999996,0.89999999999999991,0.90312499999999996,0.90625,0.90625,0.90625,{"$f":"Y13*C13+($A$4-80)*AF13*$A$12/1000","v":12.987086092715229},{"$f":"Z13*E13+($A$4-80)*AG13*$A$12/1000","v":12.897520177520697},{"$f":"AA13*G13+($A$4-80)*AH13*$A$12/1000","v":12.806291390728475},{"$f":"AB13*I13+($A$4-80)*AI13*$A$12/1000","v":12.732025893845018},{"$f":"AC13*K13+($A$4-80)*AJ13*$A$12/1000","v":12.65562913907285},{"$f":"AD13*M13+($A$4-80)*AK13*$A$12/1000","v":12.566369599517852},{"$f":"AE13*O13+($A$4-80)*AL13*$A$12/1000","v":12.474834437086091}]
[null,63,17.476821192052981,15.337417218543045,17.250827814569536,15.23318636488106,17.024834437086092,15.126490066225166,16.813907284768209,15.052582782520588,16.60298013245033,14.975827814569536,16.392052980132451,14.886732153005344,16.181125827814569,14.795033112582781,null,0.96026490066225167,0.94784768211920534,0.935430463576159,0.92384105960264895,0.91225165562913912,0.9006622516556293,0.88907284768211925,0.87758620689655165,0.88304089105889538,0.88849557522123901,0.89524597272858686,0.90199637023593471,0.90816764508072345,0.91433891992551208,0.90625,0.90312500000000018,0.90000000000000036,0.90312500000000018,0.90625,0.90625,0.90625,15.337417218543045,{"$f":"Z14*E14+($A$4-80)*AG14*$A$12/1000","v":15.23318636488106},{"$f":"AA14*G14+($A$4-80)*AH14*$A$12/1000","v":15.126490066225166},15.052582782520588,14.975827814569536,14.886732153005344,14.795033112582781]
[null,59,16.663245033112581,16.663245033112581,16.452317880794702,16.452317880794702,16.241390728476819,16.241390728476819,16.045529801324502,16.045529801324502,15.849668874172185,15.849668874172185,15.638741721854306,15.638741721854306,15.427814569536425,15.427814569536425,null,0.91556291390728473,0.90397350993377479,0.89238410596026485,0.88162251655629142,0.87086092715231789,0.85927152317880806,0.84768211920529812,1,1,1,1,1,1,1,0.67499999999999982,0.64999999999999991,0.625,0.60312500000000013,0.58125000000000027,0.55625000000000013,0.53125,16.663245033112581,{"$f":"Z15*E15+($A$4-80)*AG15*$A$12/1000","v":16.452317880794702},{"$f":"AA15*G15+($A$4-80)*AH15*$A$12/1000","v":16.241390728476819},16.045529801324502,15.849668874172185,15.638741721854306,15.427814569536425]
[2375,71,20.856476821192054,11.080003311258279,20.592667218543045,10.987504477031306,20.328857615894041,10.893784768211923,20.080566225165562,10.801175585430416,19.83227483443709,10.707566225165566,19.568465231788082,10.615130983732332,19.304655629139074,10.521347682119206,null,1.1459602649006624,1.1314652317880796,1.1169701986754967,1.1033278145695364,1.0896854304635764,1.0751903973509935,1.0606953642384107,0.53125,0.53356393129770996,0.53587786259541992,0.53789198294090246,0.539906103286385,0.5424610902284015,0.545016077170418,0.90625000000000022,0.90625000000000011,0.90625,0.90625,0.90625,0.90312499999999996,0.89999999999999991,{"$f":"Y16*C16+($A$4-80)*AF16*$A$16/1000","v":11.080003311258279},{"$f":"Z16*E16+($A$4-80)*AG16*$A$16/1000","v":10.987504477031306},{"$f":"AA16*G16+($A$4-80)*AH16*$A$16/1000","v":10.893784768211923},{"$f":"AB16*I16+($A$4-80)*AI16*$A$16/1000","v":10.801175585430416},{"$f":"AC16*K16+($A$4-80)*AJ16*$A$16/1000","v":10.707566225165566},{"$f":"AD16*M16+($A$4-80)*AK16*$A$16/1000","v":10.615130983732332},{"$f":"AE16*O16+($A$4-80)*AL16*$A$16/1000","v":10.521347682119206}]
[null,67,19.211546357615894,13.376698675496689,18.978773178807948,13.284445782846319,18.745999999999999,13.190480132450331,18.513226821192053,13.113986670660369,18.280453642384103,13.035298013245033,18.032162251655627,12.943360687503388,17.783870860927152,12.849079470198674,null,1.0555794701986756,1.0427897350993378,1.03,1.0172102649006622,1.0044205298013245,0.99077814569536427,0.97713576158940396,0.69628432956381259,0.69996335683488642,0.70364238410596025,0.70835769459966946,0.71307300509337868,0.71779304704930713,0.72251308900523559,0.90625,0.90312499999999996,0.89999999999999991,0.90312499999999996,0.90625,0.90625,0.90625,{"$f":"Y17*C17+($A$4-80)*AF17*$A$16/1000","v":13.376698675496689},{"$f":"Z17*E17+($A$4-80)*AG17*$A$16/1000","v":13.284445782846319},{"$f":"AA17*G17+($A$4-80)*AH17*$A$16/1000","v":13.190480132450331},{"$f":"AB17*I17+($A$4-80)*AI17*$A$16/1000","v":13.113986670660369},{"$f":"AC17*K17+($A$4-80)*AJ17*$A$16/1000","v":13.035298013245033},{"$f":"AD17*M17+($A$4-80)*AK17*$A$16/1000","v":12.943360687503388},{"$f":"AE17*O17+($A$4-80)*AL17*$A$16/1000","v":12.849079470198674}]
[null,63,18.001125827814569,15.797539735099337,17.768352649006623,15.690181955827493,17.535579470198677,15.580284768211923,17.31832450331126,15.504160265996211,17.101069536423839,15.425102649006622,16.883814569536426,15.333334117595504,16.666559602649009,15.238884105960267,null,0.98907284768211923,0.97628311258278155,0.96349337748344377,0.95155629139072861,0.93961920529801324,0.92768211920529808,0.91574503311258293,0.87758620689655165,0.88304089105889538,0.88849557522123901,0.89524597272858686,0.90199637023593471,0.90816764508072345,0.91433891992551208,0.90625,0.90312500000000018,0.90000000000000036,0.90312500000000018,0.90625,0.90625,0.90625,15.797539735099337,{"$f":"Z18*E18+($A$4-80)*AG18*$A$16/1000","v":15.690181955827493},{"$f":"AA18*G18+($A$4-80)*AH18*$A$16/1000","v":15.580284768211923},15.504160265996211,15.425102649006622,15.333334117595504,15.238884105960267]
[null,59,17.16314238410596,17.16314238410596,16.945887417218543,16.945887417218543,16.728632450331126,16.728632450331126,16.526895695364239,16.526895695364239,16.325158940397351,16.325158940397351,16.107903973509938,16.107903973509938,15.890649006622519,15.890649006622519,null,0.94302980132450331,0.93109271523178805,0.91915562913907289,0.90807119205298026,0.89698675496688751,0.88504966887417236,0.87311258278145709,1,1,1,1,1,1,1,0.67499999999999982,0.64999999999999991,0.625,0.60312500000000013,0.58125000000000027,0.55625000000000013,0.53125,17.16314238410596,{"$f":"Z19*E19+($A$4-80)*AG19*$A$16/1000","v":16.945887417218543},{"$f":"AA19*G19+($A$4-80)*AH19*$A$16/1000","v":16.728632450331126},16.526895695364239,16.325158940397351,16.107903973509938,15.890649006622519]

{"sheet":"Form","index":77,"n_rows":53,"n_cols":16,"rows_kept":53,"cut":false,"hidden":true,"merged":[[1,3,1,8],[2,3,2,8],[13,0,13,15],[26,14,26,15],[26,10,26,11],[18,6,18,11],[26,4,26,5],[26,12,26,13],[26,8,26,9],[25,2,25,15],[25,0,25,1],[26,2,26,3],[17,6,17,11],[26,6,26,7],[52,1,52,4],[28,2,29,2],[28,3,29,3],[28,9,29,9],[28,8,29,8],[27,1,29,1],[27,2,27,3],[27,6,27,7],[38,0,41,0],[27,12,27,13],[28,4,29,4],[28,5,29,5],[28,6,29,6],[28,7,29,7],[30,0,33,0],[27,8,27,9],[27,10,27,11],[28,12,29,12],[27,0,29,0],[28,11,29,11],[28,15,29,15],[27,4,27,5],[34,0,37,0],[28,13,29,13],[28,10,29,10],[27,14,27,15],[28,14,29,14]]}
[]
[null,null,"American Standard Condenser:  "]
[null,null,"ADP Evaporator:  ",null,null,null,null,null,null,null,null,null,null,24]
[null,null,"Nominal Capacity:  ",null,"(Mbtuh)",null,null,null,null,null,null,"Condenser Entering Air Temperature: ",null,"(°F) Dry Bulb, 85°F to 115°F"]
[null,null,"AHRI Rated Capacity:  ",null,"(Mbtuh) @ 95 ˚F & 80/67 ˚F conditions",null,null,null,null,null,null,"Evaporator Air Flow (CFM): ",null,null,"to"]
[null,null,"Entering Evaporator Air (DB):  ",null,"(°F) Dry Bulb -- 80°F Standard",null,null,null,null,null,null,"Entering Evaporator Air (WB):  ",null,"(°F) Wet Bulb, 59°F to 71°F"]
[null,null,null,null,null,null,null,null,null,null,null,null,null,48]
[null,null,null,null,null,null,null,null,null,null,null,null,null,"CFM"]
[]
[]
[]
[]
[]
["Extended Ratings"]
[]
[]
[]
[null,null,null,null,null,"American Standard Condenser :  "]
[null,null,null,null,null,"ADP Evaporator:  "]
[null,null,null,null,null,"Condenser Entering Air Temperature: ",null,"(°F) Dry Bulb, 85°F to 115°F"]
[null,null,null,null,null,"Evaporator Air Flow:",null,"CFM"]
[null,null,null,null,null,"Entering Evaporator Air (DB):  ",null,"(°F) Dry Bulb"]
[null,null,null,null,null,"Entering Evaporator Air (WB):  ",null,"(°F) Wet Bulb, 59°F to 71°F"]
[null,null,null,null,null,"AHRI Rated Capacity:  ",null,"(Mbtuh) @ 95 ˚F & 80/67 ˚F conditions"]
[]
["Evaporator Air \n",null,"Condenser  Entering Air Temperature ˚F"]
[80,"°F DB",85,null,90,null,95,null,100,null,105,null,110,null,115]
["CFM","EWB†\n˚F","Capacity Mbtuh",null,"Capacity Mbtuh",null,"Capacity Mbtuh",null,"Capacity Mbtuh",null,"Capacity Mbtuh",null,"Capacity Mbtuh",null,"Capacity Mbtuh"]
[null,null,"Total","Sens.","Total","Sens.","Total","Sens.","Total","Sens.","Total","Sens.","Total","Sens.","Total","Sens."]
[]
[]
[]
[]
[]
[]
[]
[]
[]
[]
[]
[]
[]
[]
[null,null,null,"Condenser Entering Air Temperature: ",null,"(°F) Dry Bulb, 85°F to 115°F",null,null,null,"CAPACITY IN MBTUH UNDER SPECIFIC CONDITIONS LISTED"]
[null,null,null,"Evaporator Air Flow:",null,"CFM",null,null,null,null,"TOTAL"]
[null,null,null,"Entering Evaporator Air (WB):  ",null,"(°F) Wet Bulb, 59°F to 71°F",null,null,null,null,"SENSIBLE"]
[]
["Notes:","† Entering Wet Bulb"]
[null,"Extended ratings are not certified.  They are calculated based upon typical condenser performance curves and are for engineering information only."]
[null,"When the required data fall between the published data, interpolation may be performed. Extrapolation is not an acceptable practice."]
[null,"Displayed sensible capacity has been adjusted based upon indoor DB.  Sensible capacity will increase with higher indoor DB and decrease with lower indoor DB."]
[null,"The magnitude of the adjustment depends partially on evaporator air flow, with greater adjustment at higher CFM."]
["Printed:",null,null,null,null,null,null,null,null,null,null,null,null,null,null,"AS-19-A"]

{"sheet":"Instructions","index":78,"n_rows":40,"n_cols":5,"rows_kept":40,"cut":false,"hidden":true,"merged":[]}
[]
[]
[]
[]
[]
[]
[null,"This spreadsheet generates capacity information for ADP rated matches at other than nominal conditions."]
[null,"The information is provided is not certified and is provided for engineering use only."]
[]
[null,"The latest version will allways be available at:  www.adpnow.com/extratings/"]
[]
[null,"In order to generate an extended rating, you will need the following information:"]
[null,null,"Condenser model number"]
[null,null,"ADP coil model number"]
[null,null,"Nominal capacity"]
[null,null,"Rated capacity (from AHRI database)"]
[null,null,"Condenser entering air dry bulb temperature"]
[null,null,"Indoor entering air dry bulb temperature"]
[null,null,"Indoor entering air wet bulb temperature"]
[null,null,"Indoor airflow"]
[]
[null,"Select the condenser series and nominal tonnage form the drop down lists."]
[null,"Enter the remaining information in the correct cells. Note there are limits on the range of values allowed."]
[null,"Click on \"Calculate\" to calculate the extended ratings."]
[null,"The table will show capacities for various conditions.  The capacities at the specific design point are "]
[null,"at the bottom of the page."]
[null,"From this point you may:"]
[null,null,"Click \"Clear\" to clear the form and start over."]
[null,null,"Click \"Print\" to print a copy of the data."]
[null,null,"Click \"Copy\" to copy the data to a new spreadsheet and save it in the same directory."]
[]
[null,"Notes:","Displayed sensible capacity has been adjusted based upon indoor DB. Sensible capacity will"]
[null,null,"increase with higher indoor DB and decrease with lower indoor DB.  The magnitude of the "]
[null,null,"adjustment depends partially on evaporator air flow, with greater adjustment at higher CFM."]
[]
[null,"Versions:","AS-14-A","2013-12-31","Initial public release"]
[null,null,"AS-15-A","2015-01-31","Renewed date key through 2015"]
[null,null,"AS-15-B","2015-06-01","Added 4A7A4 series"]
[null,null,"AS-16-A","2016-06-01","Renewed date key through 2019.  Updated various series."]
[null,null,"AS-19-A","2019-05-20","New Version"]

{"sheet":"Prompt","index":79,"n_rows":17,"n_cols":2,"rows_kept":17,"cut":false,"hidden":false,"merged":[]}
[]
[]
[]
[]
[]
[null,"In order to use this spreadsheet, "]
[null,"Please enable Macros in your security settings."]
[]
[null,"Enabling Macros in Excel 2007"]
[null,"1. In Excel, click the Office button in the upper left corner of the screen."]
[null,"2. Click the \"Excel Options\" button in the lower right."]
[null,"3. Click the \"Trust Center\" button on the left. Then, at the bottom right, select \"Trust Center Settings\" as shown below."]
[null,"4. In the next window, select \"Macro Settings,\" then select the radio button for \"Disable all macros with notification.\""]
[null,"5. When openning this spreadsheet, you will see a warning like this in the menu bar:"]
[]
[]
[null,"6. Select \"Enable this content\" and click \"Okay\".  The spreadsheet will now be functional."]