{"text_format":"1","workbook":"xlsx","n_sheets":36,"sheets":["notes","Options","Calcs","CSA4BD_18","CSA4BD_24","CSA4BD_30","CSA4BD_36","CSA4BD_42","CSA4BD_48","CSA4BD_60","CSA4BE_18","CSA4BE_24","CSA4BE_30","CSA4BE_36","CSA4BE_42","CSA4BE_48","CSA4BE_60","CSA4BF_24","CSA4BF_36","CSA4BF_48","CSA4BF_60","S4BF_24","S4BF_36","S4BF_48","S4BF_60","S4BE_18","S4BE_24","S4BE_30","S4BE_36","S4BE_42","S4BE_48","S4BE_60","Form","Instructions","Prompt","Sheet1"],"not_rendered":{"charts":0,"images":7,"macros":1,"external_links":0,"defined_names":7,"comments":0,"pivot_tables":0},"unopened":[],"bounds":{"document_bytes":16777216,"sheet_cells":100000,"rows_first":2000,"rows_last":500,"rows_between":2000,"halvings":0,"cell_chars":16384,"cell_head_chars":4096},"cells_cut":0,"cells_raw":0,"read":"whole","date_system":"1900"}

{"sheet":"notes","index":0,"n_rows":65,"n_cols":16,"rows_kept":65,"cut":false,"hidden":true,"merged":[]}
[]
[null,null,null,null,null,null,null,{"$f":"SUM(H3:H8)","v":0}]
[null,null,600,24,600,1000,{"$f":"IF(Form!$D$4=D3,1,0)","v":0},{"$f":"IF(G3=1,IF(OR(E3>Form!M$5,F3<Form!M$5),1,0),0)","v":0}]
[null,null,800,30,800,1200,{"$f":"IF(Form!$D$4=D4,1,0)","v":0},{"$f":"IF(G4=1,IF(OR(E4>Form!M$5,F4<Form!M$5),1,0),0)","v":0}]
[null,null,1000,36,1000,1400,{"$f":"IF(Form!$D$4=D5,1,0)","v":0},{"$f":"IF(G5=1,IF(OR(E5>Form!M$5,F5<Form!M$5),1,0),0)","v":0}]
[null,null,1200,42,1200,1600,{"$f":"IF(Form!$D$4=D6,1,0)","v":0},{"$f":"IF(G6=1,IF(OR(E6>Form!M$5,F6<Form!M$5),1,0),0)","v":0}]
[null,null,1400,48,1400,1800,{"$f":"IF(Form!$D$4=D7,1,0)","v":0},{"$f":"IF(G7=1,IF(OR(E7>Form!M$5,F7<Form!M$5),1,0),0)","v":0}]
[null,null,1600,60,1600,2000,{"$f":"IF(Form!$D$4=D8,1,0)","v":0},{"$f":"IF(G8=1,IF(OR(E8>Form!M$5,F8<Form!M$5),1,0),0)","v":0}]
[null,null,1800]
[null,null,2000]
[]
[]
[null,null,null,"Total"]
[null,{"$f":"Form!M5+Form!M6","v":0},null,null,{"$f":"E31","v":0},{"$f":"F31","v":0},0,0,0,0,0,{"$f":"SUM(E14:K14)","v":0},null,null,null,58]
[null,null,null,null,{"$f":"Form!C27","v":75},{"$f":"Form!E27","v":85},{"$f":"Form!G27","v":90},{"$f":"Form!I27","v":95},{"$f":"Form!K27","v":100},{"$f":"Form!M27","v":105},{"$f":"Form!O27","v":115}]
[{"$f":"C16+D16","v":0},{"$f":"P16","v":0},{"$f":"Form!A31","v":0},{"$f":"Form!B31","v":0},{"$f":"Form!C31","v":0},{"$f":"Form!E31","v":0},{"$f":"Form!G31","v":0},{"$f":"Form!I31","v":0},{"$f":"Form!K31","v":0},{"$f":"Form!M31","v":0},{"$f":"Form!O31","v":0},{"$f":"Form!$M$5+Form!M$6","v":0},{"$f":"IF(C16+D16=Form!M$5+Form!M$6,1,0)","v":1},{"$f":"IF(A16<L16,1,0)","v":0},{"$f":"IF(A16>L16,2,0)","v":0},{"$f":"IF(AND(N16=1,N17=0),1,0)+IF(AND(O15=0,O16=2),2,0)","v":0}]
[{"$f":"C17+D17","v":0},{"$f":"P17","v":0},{"$f":"C16","v":0},{"$f":"Form!B32","v":0},{"$f":"Form!C32","v":0},{"$f":"Form!E32","v":0},{"$f":"Form!G32","v":0},{"$f":"Form!I32","v":0},{"$f":"Form!K32","v":0},{"$f":"Form!M32","v":0},{"$f":"Form!O32","v":0},{"$f":"Form!$M$5+Form!M$6","v":0},{"$f":"IF(C17+D17=Form!M$5+Form!M$6,1,0)","v":1},{"$f":"IF(A17<L17,1,0)","v":0},{"$f":"IF(A17>L17,2,0)","v":0},{"$f":"IF(AND(N17=1,N18=0),1,0)+IF(AND(O16=0,O17=2),2,0)","v":0}]
[0,0,{"$f":"C17","v":0},{"$f":"Form!B33","v":0},{"$f":"Form!C33","v":0},{"$f":"Form!E33","v":0},{"$f":"Form!G33","v":0},{"$f":"Form!I33","v":0},{"$f":"Form!K33","v":0},{"$f":"Form!M33","v":0},{"$f":"Form!O33","v":0},{"$f":"Form!$M$5+Form!M$6","v":0},{"$f":"IF(C18+D18=Form!M$5+Form!M$6,1,0)","v":1},0,{"$f":"IF(A18>L18,2,0)","v":0},{"$f":"IF(AND(N18=1,N19=0),1,0)+IF(AND(O17=0,O18=2),2,0)","v":0}]
[0,0,{"$f":"C18","v":0},{"$f":"Form!B34","v":0},{"$f":"Form!C34","v":0},{"$f":"Form!E34","v":0},{"$f":"Form!G34","v":0},{"$f":"Form!I34","v":0},{"$f":"Form!K34","v":0},{"$f":"Form!M34","v":0},{"$f":"Form!O34","v":0},{"$f":"Form!$M$5+Form!M$6","v":0},{"$f":"IF(C19+D19=Form!M$5+Form!M$6,1,0)","v":1},0,{"$f":"IF(A19>L19,2,0)","v":0},{"$f":"IF(AND(N19=1,N20=0),1,0)+IF(AND(O18=0,O19=2),2,0)","v":0}]
[0,0,{"$f":"Form!A35","v":0},{"$f":"Form!B35","v":0},{"$f":"Form!C35","v":0},{"$f":"Form!E35","v":0},{"$f":"Form!G35","v":0},{"$f":"Form!I35","v":0},{"$f":"Form!K35","v":0},{"$f":"Form!M35","v":0},{"$f":"Form!O35","v":0},{"$f":"Form!$M$5+Form!M$6","v":0},{"$f":"IF(C20+D20=Form!M$5+Form!M$6,1,0)","v":1},0,{"$f":"IF(A20>L20,2,0)","v":0},{"$f":"IF(AND(N20=1,N21=0),1,0)+IF(AND(O19=0,O20=2),2,0)","v":0}]
[0,0,{"$f":"C20","v":0},{"$f":"Form!B36","v":0},{"$f":"Form!C36","v":0},{"$f":"Form!E36","v":0},{"$f":"Form!G36","v":0},{"$f":"Form!I36","v":0},{"$f":"Form!K36","v":0},{"$f":"Form!M36","v":0},{"$f":"Form!O36","v":0},{"$f":"Form!$M$5+Form!M$6","v":0},{"$f":"IF(C21+D21=Form!M$5+Form!M$6,1,0)","v":1},0,{"$f":"IF(A21>L21,2,0)","v":0},{"$f":"IF(AND(N21=1,N22=0),1,0)+IF(AND(O20=0,O21=2),2,0)","v":0}]
[0,0,{"$f":"C21","v":0},{"$f":"Form!B37","v":0},{"$f":"Form!C37","v":0},{"$f":"Form!E37","v":0},{"$f":"Form!G37","v":0},{"$f":"Form!I37","v":0},{"$f":"Form!K37","v":0},{"$f":"Form!M37","v":0},{"$f":"Form!O37","v":0},{"$f":"Form!$M$5+Form!M$6","v":0},{"$f":"IF(C22+D22=Form!M$5+Form!M$6,1,0)","v":1},0,0,0]
[0,0,{"$f":"C22","v":0},{"$f":"Form!B38","v":0},{"$f":"Form!C38","v":0},{"$f":"Form!E38","v":0},{"$f":"Form!G38","v":0},{"$f":"Form!I38","v":0},{"$f":"Form!K38","v":0},{"$f":"Form!M38","v":0},{"$f":"Form!O38","v":0},{"$f":"Form!$M$5+Form!M$6","v":0},{"$f":"IF(C23+D23=Form!M$5+Form!M$6,1,0)","v":1},0,0,0]
[0,0,{"$f":"Form!A39","v":0},{"$f":"Form!B39","v":0},{"$f":"Form!C39","v":0},{"$f":"Form!E39","v":0},{"$f":"Form!G39","v":0},{"$f":"Form!I39","v":0},{"$f":"Form!K39","v":0},{"$f":"Form!M39","v":0},{"$f":"Form!O39","v":0},{"$f":"Form!$M$5+Form!M$6","v":0},{"$f":"IF(C24+D24=Form!M$5+Form!M$6,1,0)","v":1},0,0,0]
[0,0,{"$f":"C24","v":0},{"$f":"Form!B40","v":0},{"$f":"Form!C40","v":0},{"$f":"Form!E40","v":0},{"$f":"Form!G40","v":0},{"$f":"Form!I40","v":0},{"$f":"Form!K40","v":0},{"$f":"Form!M40","v":0},{"$f":"Form!O40","v":0},{"$f":"Form!$M$5+Form!M$6","v":0},{"$f":"IF(C25+D25=Form!M$5+Form!M$6,1,0)","v":1},0,0,0]
[0,0,{"$f":"C25","v":0},{"$f":"Form!B41","v":0},{"$f":"Form!C41","v":0},{"$f":"Form!E41","v":0},{"$f":"Form!G41","v":0},{"$f":"Form!I41","v":0},{"$f":"Form!K41","v":0},{"$f":"Form!M41","v":0},{"$f":"Form!O41","v":0},{"$f":"Form!$M$5+Form!M$6","v":0},{"$f":"IF(C26+D26=Form!M$5+Form!M$6,1,0)","v":1},0,0,0]
[0,0,{"$f":"C26","v":0},{"$f":"Form!B42","v":0},{"$f":"Form!C42","v":0},{"$f":"Form!E42","v":0},{"$f":"Form!G42","v":0},{"$f":"Form!I42","v":0},{"$f":"Form!K42","v":0},{"$f":"Form!M42","v":0},{"$f":"Form!O42","v":0},{"$f":"Form!$M$5+Form!M$6","v":0},{"$f":"IF(C27+D27=Form!M$5+Form!M$6,1,0)","v":1},0,0,0]
[0,{"$f":"SUM(B16:B27)","v":0}]
[null,null,null,null,null,{"$f":"IF(AND(F15>Form!$M$4,E15<Form!$M$4),2,0)","v":0},{"$f":"IF(AND(G15>Form!$M$4,F15<Form!$M$4),2,0)","v":0},{"$f":"IF(AND(H15>Form!$M$4,G15<Form!$M$4),2,0)","v":0},{"$f":"IF(AND(I15>Form!$M$4,H15<Form!$M$4),2,0)","v":0},{"$f":"IF(AND(J15>Form!$M$4,I15<Form!$M$4),2,0)","v":0},{"$f":"IF(AND(K15>Form!$M$4,J15<Form!$M$4),2,0)","v":0}]
[null,null,{"$f":"HLOOKUP(1,E14:K15,2,FALSE)","v":{"$error":"#N/A"}},null,{"$f":"IF(F29=2,1,0)","v":0},{"$f":"IF(G29=2,1,0)","v":0},0,0,0,0,0]
[null,null,{"$f":"HLOOKUP(2,E14:K15,2,FALSE)","v":{"$error":"#N/A"}},null,{"$f":"SUM(E29:E30)","v":0},0,0,0,0,0,0]
[null,{"$f":"(VLOOKUP(1,B14:K27,3,FALSE))","v":{"$error":"#N/A"}},{"$f":"IF(ISERROR(B32),0,B32)","v":0},null,{"$f":"(C34-C35)/(C32-C33)*(Form!$M$6-C33)+C35","v":{"$error":"#N/A"}},{"$f":"(C36-C37)/(C32-C33)*(Form!M6-C33)+C37","v":{"$error":"#N/A"}}]
[null,{"$f":"VLOOKUP(2,B14:K27,3,FALSE)","v":{"$error":"#N/A"}},{"$f":"IF(ISERROR(B33),0,B33)","v":0},null,{"$f":"IF(AND(B28=0,L14=3),VLOOKUP(Form!$M$5+Form!$M$6,notes!A14:K27,MATCH(1,notes!A14:K14,FALSE),FALSE),0)","v":0},{"$f":"IF(AND(B28=0,L14=3),VLOOKUP(Form!$M$5+Form!$M$6,notes!A14:K27,MATCH(2,notes!A14:K14,FALSE),FALSE),0)","v":0},null,null,"exactly"]
[null,{"$f":"VLOOKUP(1,B14:K27,MATCH(1,B14:K14,FALSE),FALSE)","v":{"$error":"#N/A"}},{"$f":"MIN(B34,B36)","v":{"$error":"#N/A"}},null,{"$f":"IF(ISERROR(E32),E33,E32)","v":0},{"$f":"IF(ISERROR(F32),F33,F32)","v":0},null,null,"x","y","err1","err2","err3","ans"]
[null,{"$f":"VLOOKUP(2,B14:K27,MATCH(1,B14:K14,FALSE),FALSE)","v":{"$error":"#N/A"}},{"$f":"MAX(B35,B37)","v":{"$error":"#N/A"}},null,{"$f":"MIN(E34:F34)","v":0},{"$f":"MAX(E34:F34)","v":0},null,null,"y","y",{"$f":"IF(ISERROR(VLOOKUP(Form!$M$5+Form!$M$6,notes!A15:K27,MATCH(Form!$M$4,notes!A15:K15,FALSE),FALSE)),0,VLOOKUP(Form!$M$5+Form!$M$6,notes!A15:K27,MATCH(Form!$M$4,notes!A15:K15,FALSE),FALSE))","v":0},null,null,{"$f":"SUM(K35:M35)","v":0}]
[null,{"$f":"VLOOKUP(1,B14:K27,MATCH(2,B14:K14,FALSE),FALSE)","v":{"$error":"#N/A"}},{"$f":"MAX(B36,B34)","v":{"$error":"#N/A"}},null,{"$f":"(E35-F35)/(C31-C30)*(Form!$M$4-C30)+F35","v":{"$error":"#N/A"}},null,null,null,"y","n",null,null,null,{"$f":"SUM(K36:M36)","v":0}]
[null,{"$f":"VLOOKUP(2,B14:K27,MATCH(2,B14:K14,FALSE),FALSE)","v":{"$error":"#N/A"}},{"$f":"MIN(B35,B37)","v":{"$error":"#N/A"}},null,null,null,null,null,"n","n",{"$f":"IF(OR(E36>100000,E36<=0),0,E36)","v":{"$error":"#N/A"}},{"$f":"IF(K37<>0,0,MIN(E32:F32))","v":{"$error":"#N/A"}},{"$f":"IF(AND(L37=0,K37=0),C34,0)","v":{"$error":"#N/A"}},{"$f":"SUM(K37:M37)","v":{"$error":"#N/A"}}]
[null,null,null,null,null,null,null,null,null,null,null,null,null,{"$f":"IF(ISERROR(N37),N35,N37)","v":0}]
[]
[]
["sens",null,null,null,{"$f":"E58","v":0},{"$f":"F58","v":0},0,0,0,0,0,{"$f":"SUM(E41:K41)","v":0}]
[null,null,null,null,{"$f":"E15","v":75},{"$f":"F15","v":85},90,95,100,105,115]
[{"$f":"C43+D43","v":0},{"$f":"P43","v":0},{"$f":"C16","v":0},{"$f":"D16","v":0},{"$f":"Form!D31","v":0},{"$f":"Form!F31","v":0},{"$f":"Form!H31","v":0},{"$f":"Form!J31","v":0},{"$f":"Form!L31","v":0},{"$f":"Form!N31","v":0},{"$f":"Form!P31","v":0},{"$f":"Form!$M$5+Form!M$6","v":0},{"$f":"IF(C43+D43=Form!M$5+Form!M$6,1,0)","v":1},{"$f":"IF(A43<L43,1,0)","v":0},{"$f":"IF(A43>L43,2,0)","v":0},{"$f":"IF(AND(N43=1,N44=0),1,0)+IF(AND(O42=0,O43=2),2,0)","v":0}]
[{"$f":"C44+D44","v":0},{"$f":"P44","v":0},{"$f":"C17","v":0},{"$f":"D17","v":0},{"$f":"Form!D32","v":0},{"$f":"Form!F32","v":0},{"$f":"Form!H32","v":0},{"$f":"Form!J32","v":0},{"$f":"Form!L32","v":0},{"$f":"Form!N32","v":0},{"$f":"Form!P32","v":0},{"$f":"Form!$M$5+Form!M$6","v":0},{"$f":"IF(C44+D44=Form!M$5+Form!M$6,1,0)","v":1},{"$f":"IF(A44<L44,1,0)","v":0},{"$f":"IF(A44>L44,2,0)","v":0},{"$f":"IF(AND(N44=1,N45=0),1,0)+IF(AND(O43=0,O44=2),2,0)","v":0}]
[{"$f":"C45+D45","v":0},0,0,0,{"$f":"Form!D33","v":0},{"$f":"Form!F33","v":0},{"$f":"Form!H33","v":0},{"$f":"Form!J33","v":0},{"$f":"Form!L33","v":0},{"$f":"Form!N33","v":0},{"$f":"Form!P33","v":0},{"$f":"Form!$M$5+Form!M$6","v":0},{"$f":"IF(C45+D45=Form!M$5+Form!M$6,1,0)","v":1},0,{"$f":"IF(A45>L45,2,0)","v":0},{"$f":"IF(AND(N45=1,N46=0),1,0)+IF(AND(O44=0,O45=2),2,0)","v":0}]
[0,0,0,0,{"$f":"Form!D34","v":0},{"$f":"Form!F34","v":0},{"$f":"Form!H34","v":0},{"$f":"Form!J34","v":0},{"$f":"Form!L34","v":0},{"$f":"Form!N34","v":0},{"$f":"Form!P34","v":0},{"$f":"Form!$M$5+Form!M$6","v":0},{"$f":"IF(C46+D46=Form!M$5+Form!M$6,1,0)","v":1},0,{"$f":"IF(A46>L46,2,0)","v":0},{"$f":"IF(AND(N46=1,N47=0),1,0)+IF(AND(O45=0,O46=2),2,0)","v":0}]
[0,0,0,0,{"$f":"Form!D35","v":0},{"$f":"Form!F35","v":0},{"$f":"Form!H35","v":0},{"$f":"Form!J35","v":0},{"$f":"Form!L35","v":0},{"$f":"Form!N35","v":0},{"$f":"Form!P35","v":0},{"$f":"Form!$M$5+Form!M$6","v":0},{"$f":"IF(C47+D47=Form!M$5+Form!M$6,1,0)","v":1},0,{"$f":"IF(A47>L47,2,0)","v":0},{"$f":"IF(AND(N47=1,N48=0),1,0)+IF(AND(O46=0,O47=2),2,0)","v":0}]
[0,0,0,0,{"$f":"Form!D36","v":0},{"$f":"Form!F36","v":0},{"$f":"Form!H36","v":0},{"$f":"Form!J36","v":0},{"$f":"Form!L36","v":0},{"$f":"Form!N36","v":0},{"$f":"Form!P36","v":0},{"$f":"Form!$M$5+Form!M$6","v":0},{"$f":"IF(C48+D48=Form!M$5+Form!M$6,1,0)","v":1},0,{"$f":"IF(A48>L48,2,0)","v":0},{"$f":"IF(AND(N48=1,N49=0),1,0)+IF(AND(O47=0,O48=2),2,0)","v":0}]
[0,0,0,0,{"$f":"Form!D37","v":0},{"$f":"Form!F37","v":0},{"$f":"Form!H37","v":0},{"$f":"Form!J37","v":0},{"$f":"Form!L37","v":0},{"$f":"Form!N37","v":0},{"$f":"Form!P37","v":0},{"$f":"Form!$M$5+Form!M$6","v":0},{"$f":"IF(C49+D49=Form!M$5+Form!M$6,1,0)","v":1},0,0,0]
[0,0,0,0,{"$f":"Form!D38","v":0},{"$f":"Form!F38","v":0},{"$f":"Form!H38","v":0},{"$f":"Form!J38","v":0},{"$f":"Form!L38","v":0},{"$f":"Form!N38","v":0},{"$f":"Form!P38","v":0},{"$f":"Form!$M$5+Form!M$6","v":0},{"$f":"IF(C50+D50=Form!M$5+Form!M$6,1,0)","v":1},0,0,0]
[0,0,0,0,{"$f":"Form!D39","v":0},{"$f":"Form!F39","v":0},{"$f":"Form!H39","v":0},{"$f":"Form!J39","v":0},{"$f":"Form!L39","v":0},{"$f":"Form!N39","v":0},{"$f":"Form!P39","v":0},{"$f":"Form!$M$5+Form!M$6","v":0},{"$f":"IF(C51+D51=Form!M$5+Form!M$6,1,0)","v":1},0,0,0]
[0,0,0,0,{"$f":"Form!D40","v":0},{"$f":"Form!F40","v":0},{"$f":"Form!H40","v":0},{"$f":"Form!J40","v":0},{"$f":"Form!L40","v":0},{"$f":"Form!N40","v":0},{"$f":"Form!P40","v":0},{"$f":"Form!$M$5+Form!M$6","v":0},{"$f":"IF(C52+D52=Form!M$5+Form!M$6,1,0)","v":1},0,0,0]
[0,0,0,0,{"$f":"Form!D41","v":0},{"$f":"Form!F41","v":0},{"$f":"Form!H41","v":0},{"$f":"Form!J41","v":0},{"$f":"Form!L41","v":0},{"$f":"Form!N41","v":0},{"$f":"Form!P41","v":0},{"$f":"Form!$M$5+Form!M$6","v":0},{"$f":"IF(C53+D53=Form!M$5+Form!M$6,1,0)","v":1},0,0,0]
[0,0,0,0,{"$f":"Form!D42","v":0},{"$f":"Form!F42","v":0},{"$f":"Form!H42","v":0},{"$f":"Form!J42","v":0},{"$f":"Form!L42","v":0},{"$f":"Form!N42","v":0},{"$f":"Form!P42","v":0},{"$f":"Form!$M$5+Form!M$6","v":0},{"$f":"IF(C54+D54=Form!M$5+Form!M$6,1,0)","v":1},0,0,0]
[0,{"$f":"SUM(B43:B54)","v":0}]
[null,null,null,null,null,{"$f":"IF(AND(F42>Form!$M$4,E42<Form!$M$4),2,0)","v":0},{"$f":"IF(AND(G42>Form!$M$4,F42<Form!$M$4),2,0)","v":0},{"$f":"IF(AND(H42>Form!$M$4,G42<Form!$M$4),2,0)","v":0},{"$f":"IF(AND(I42>Form!$M$4,H42<Form!$M$4),2,0)","v":0},{"$f":"IF(AND(J42>Form!$M$4,I42<Form!$M$4),2,0)","v":0},{"$f":"IF(AND(K42>Form!$M$4,J42<Form!$M$4),2,0)","v":0}]
[null,null,{"$f":"HLOOKUP(1,E41:K42,2,FALSE)","v":{"$error":"#N/A"}},null,{"$f":"IF(F56=2,1,0)","v":0},{"$f":"IF(G56=2,1,0)","v":0},0,0,0,0,0]
[null,null,{"$f":"HLOOKUP(2,E41:K42,2,FALSE)","v":{"$error":"#N/A"}},null,{"$f":"SUM(E56:E57)","v":0},0,0,0,0,0,0]
[null,{"$f":"(VLOOKUP(1,B41:K54,3,FALSE))","v":{"$error":"#N/A"}},{"$f":"IF(ISERROR(B59),0,B59)","v":0},null,{"$f":"(C61-C62)/(C59-C60)*(Form!$M$6-C60)+C62","v":{"$error":"#N/A"}},{"$f":"(C63-C64)/(C59-C60)*(Form!M6-C60)+C64","v":{"$error":"#N/A"}}]
[null,{"$f":"VLOOKUP(2,B41:K54,3,FALSE)","v":{"$error":"#N/A"}},{"$f":"IF(ISERROR(B60),0,B60)","v":0},null,{"$f":"IF(AND(B55=0,L41=3),VLOOKUP(Form!$M$5+Form!$M$6,notes!A41:K54,MATCH(1,notes!A41:K41,FALSE),FALSE),0)","v":0},{"$f":"IF(AND(B55=0,L41=3),VLOOKUP(Form!$M$5+Form!$M$6,notes!A41:K54,MATCH(2,notes!A41:K41,FALSE),FALSE),0)","v":0},null,null,"exactly"]
[null,{"$f":"VLOOKUP(1,B41:K54,MATCH(1,B41:K41,FALSE),FALSE)","v":{"$error":"#N/A"}},{"$f":"MIN(B61,B63)","v":{"$error":"#N/A"}},null,{"$f":"IF(ISERROR(E59),E60,E59)","v":0},{"$f":"IF(ISERROR(F59),F60,F59)","v":0},null,null,"x","y","err1","err2","err3","ans"]
[null,{"$f":"VLOOKUP(2,B41:K54,MATCH(1,B41:K41,FALSE),FALSE)","v":{"$error":"#N/A"}},{"$f":"MAX(B62,B64)","v":{"$error":"#N/A"}},null,{"$f":"MIN(E61:F61)","v":0},{"$f":"MAX(E61:F61)","v":0},null,null,"y","y",{"$f":"IF(ISERROR(VLOOKUP(Form!$M$5+Form!$M$6,notes!A42:K54,MATCH(Form!$M$4,notes!A42:K42,FALSE),FALSE)),0,VLOOKUP(Form!$M$5+Form!$M$6,notes!A42:K54,MATCH(Form!$M$4,notes!A42:K42,FALSE),FALSE))","v":0},null,null,{"$f":"SUM(K62:M62)","v":0}]
[null,{"$f":"VLOOKUP(1,B41:K54,MATCH(2,B41:K41,FALSE),FALSE)","v":{"$error":"#N/A"}},{"$f":"MAX(B63,B61)","v":{"$error":"#N/A"}},null,{"$f":"(E62-F62)/(C58-C57)*(Form!$M$4-C57)+F62","v":{"$error":"#N/A"}},null,null,null,"y","n",null,null,null,{"$f":"SUM(K63:M63)","v":0}]
[null,{"$f":"VLOOKUP(2,B41:K54,MATCH(2,B41:K41,FALSE),FALSE)","v":{"$error":"#N/A"}},{"$f":"MIN(B62,B64)","v":{"$error":"#N/A"}},null,null,null,null,null,"n","n",{"$f":"IF(OR(E63>100000,E63<=0),0,E63)","v":{"$error":"#N/A"}},{"$f":"IF(K64<>0,0,MIN(E59:F59))","v":{"$error":"#N/A"}},{"$f":"IF(AND(L64=0,K64=0),C61,0)","v":{"$error":"#N/A"}},{"$f":"SUM(K64:M64)","v":{"$error":"#N/A"}}]
[null,{"$f":"VLOOKUP(Form!M32+Form!M33,A41:K54,MATCH(2,A41:K41,FALSE),FALSE)","v":{"$error":"#N/A"}},null,null,null,null,null,null,null,null,null,null,null,{"$f":"IF(ISERROR(N64),N62,N64)","v":0}]

{"sheet":"Options","index":1,"n_rows":5,"n_cols":1,"rows_kept":5,"cut":false,"hidden":true,"merged":[]}
["CSA4BD"]
["CSA4BE"]
["CSA4BF"]
["S4BE"]
["S4BF"]

{"sheet":"Calcs","index":2,"n_rows":21,"n_cols":7,"rows_kept":21,"cut":false,"hidden":true,"merged":[[0,4,0,9],[1,4,1,9]]}
[null,null,null,"Condenser :  "]
[null,null,null,"ADP Evaporator:  "]
[null,null,null,"Condenser Entering Air Temperature: ",100,"(°F) Dry Bulb, 85°F to 115°F"]
[null,null,null,"Evaporator Air Flow:",1265,"CFM"]
[null,null,null,"Entering Evaporator Air (DB):  ",77.5,"(°F) Dry Bulb"]
[null,null,null,"Entering Evaporator Air (WB):  ",60.6,"(°F) Wet Bulb, 63°F to 71°F"]
[]
[]
["Total"]
[28.549999999999997,"1200 60.6"]
[]
[null,"Diff 200",{"$f":"A10-A14","v":0.30799999999999983},"Diff 1 cfm",{"$f":"C12/200","v":1.5399999999999991E-3},"  1265 total",{"$f":"A10-(65*E12)","v":28.449899999999996}]
[]
[28.241999999999997,"1400 60.6"]
[]
["Sens"]
[25.319999999999997,"1200 60.6"]
[]
[null,"Diff 200",{"$f":"A17-A21","v":0.55439999999999756},"Diff 1 cfm",{"$f":"C19/200","v":2.771999999999988E-3},"  1265 Sens",{"$f":"A17-(65*E19)","v":25.139819999999997}]
[]
[24.765599999999999,"1400 60.6"]

{"sheet":"CSA4BD_18","index":3,"n_rows":19,"n_cols":45,"rows_kept":19,"cut":false,"hidden":true,"merged":[[130,0,133,0],[120,12,121,12],[120,13,121,13],[120,14,121,14],[120,15,121,15],[122,0,125,0],[126,0,129,0],[119,12,119,13],[119,14,119,15],[120,4,121,4],[120,5,121,5],[120,6,121,6],[120,7,121,7],[120,8,121,8],[120,9,121,9],[120,10,121,10],[120,11,121,11],[119,0,121,0],[119,1,121,1],[119,4,119,5],[119,6,119,7],[119,8,119,9],[119,10,119,11],[111,0,114,0],[117,0,118,1],[117,4,117,15],[118,4,118,5],[118,6,118,7],[118,8,118,9],[118,10,118,11],[118,12,118,13],[118,14,118,15],[101,12,102,12],[101,13,102,13],[101,14,102,14],[101,15,102,15],[103,0,106,0],[107,0,110,0],[100,12,100,13],[100,14,100,15],[101,4,102,4],[101,5,102,5],[101,6,102,6],[101,7,102,7],[101,8,102,8],[101,9,102,9],[101,10,102,10],[101,11,102,11],[100,0,102,0],[100,1,102,1],[100,4,100,5],[100,6,100,7],[100,8,100,9],[100,10,100,11],[92,0,95,0],[98,0,99,1],[98,4,98,15],[99,4,99,5],[99,6,99,7],[99,8,99,9],[99,10,99,11],[99,12,99,13],[99,14,99,15],[82,12,83,12],[82,13,83,13],[82,14,83,14],[82,15,83,15],[84,0,87,0],[88,0,91,0],[81,12,81,13],[81,14,81,15],[82,4,83,4],[82,5,83,5],[82,6,83,6],[82,7,83,7],[82,8,83,8],[82,9,83,9],[82,10,83,10],[82,11,83,11],[81,0,83,0],[81,1,83,1],[81,4,81,5],[81,6,81,7],[81,8,81,9],[81,10,81,11],[73,0,76,0],[79,0,80,1],[79,4,79,15],[80,4,80,5],[80,6,80,7],[80,8,80,9],[80,10,80,11],[80,12,80,13],[80,14,80,15],[63,12,64,12],[63,13,64,13],[63,14,64,14],[63,15,64,15],[65,0,68,0],[69,0,72,0],[62,12,62,13],[62,14,62,15],[63,4,64,4],[63,5,64,5],[63,6,64,6],[63,7,64,7],[63,8,64,8],[63,9,64,9],[63,10,64,10],[63,11,64,11],[62,0,64,0],[62,1,64,1],[62,4,62,5],[62,6,62,7],[62,8,62,9],[62,10,62,11],[54,0,57,0],[60,0,61,1],[60,4,60,15],[61,4,61,5],[61,6,61,7],[61,8,61,9],[61,10,61,11],[61,12,61,13],[61,14,61,15],[44,12,45,12],[44,13,45,13],[44,14,45,14],[44,15,45,15],[46,0,49,0],[50,0,53,0],[43,12,43,13],[43,14,43,15],[44,4,45,4],[44,5,45,5],[44,6,45,6],[44,7,45,7],[44,8,45,8],[44,9,45,9],[44,10,45,10],[44,11,45,11],[43,0,45,0],[43,1,45,1],[43,4,43,5],[43,6,43,7],[43,8,43,9],[43,10,43,11],[35,0,38,0],[41,0,42,1],[41,4,41,15],[42,4,42,5],[42,6,42,7],[42,8,42,9],[42,10,42,11],[42,12,42,13],[42,14,42,15],[25,12,26,12],[25,13,26,13],[25,14,26,14],[25,15,26,15],[27,0,30,0],[31,0,34,0],[24,12,24,13],[24,14,24,15],[25,4,26,4],[25,5,26,5],[25,6,26,6],[25,7,26,7],[25,8,26,8],[25,9,26,9],[25,10,26,10],[25,11,26,11],[24,0,26,0],[24,1,26,1],[24,4,24,5],[24,6,24,7],[24,8,24,9],[24,10,24,11],[7,0,10,0],[11,0,14,0],[15,0,18,0],[22,4,22,15],[23,4,23,5],[23,6,23,7],[23,8,23,9],[23,10,23,11],[23,12,23,13],[23,14,23,15],[5,10,6,10],[5,11,6,11],[5,12,6,12],[5,13,6,13],[5,14,6,14],[5,15,6,15],[4,10,4,11],[4,12,4,13],[4,14,4,15],[5,2,6,2],[5,3,6,3],[5,4,6,4],[5,5,6,5],[5,6,6,6],[5,7,6,7],[5,8,6,8],[4,0,6,0],[4,1,6,1],[4,2,4,3],[4,4,4,5],[4,6,4,7],[4,8,4,9],[5,9,6,9],[2,0,2,1],[2,2,2,15],[3,2,3,3],[3,4,3,5],[3,6,3,7],[3,8,3,9],[3,10,3,11],[3,12,3,13],[3,14,3,15]]}
[]
["CSA4BD_18"]
["Evaporator Air \n",null,"Condenser  Entering Air Temperature ˚F"]
[80,"°F DB",75,null,85,null,90,null,95,null,100,null,105,null,115]
["CFM","EWB†\n˚F","Capacity Mbtuh",null,"Capacity Mbtuh",null,"Capacity Mbtuh",null,"Capacity Mbtuh",null,"Capacity Mbtuh",null,"Capacity Mbtuh",null,"Capacity Mbtuh"]
[null,null,"Total","Sens.","Total","Sens.","Total","Sens.","Total","Sens.","Total","Sens.","Total","Sens.","Total","Sens."]
[null,null,null,null,null,null,null,null,null,null,null,null,null,null,null,null,null,"Total Factors",null,null,null,null,null,null,"Sens. %",null,null,null,null,null,null,"IDB Adj",null,null,null,null,null,null,"Sens Calc"]
[525,72,{"$f":"R8*$I$14","v":28.915642458100564},{"$f":"IF(AM8>C8,C8,AM8)","v":12.217877094972069},{"$f":"S8*$I$14","v":27.422346368715086},{"$f":"IF(AN8>E8,E8,AN8)","v":12.190726256983243},{"$f":"T8*$I$14","v":26.675698324022346},{"$f":"IF(AO8>G8,G8,AO8)","v":12.170363128491621},{"$f":"U8*$I$14","v":25.929050279329612},{"$f":"IF(AP8>I8,I8,AP8)","v":12.149999999999999},{"$f":"V8*$I$14","v":25.182402234636875},{"$f":"IF(AQ8>K8,K8,AQ8)","v":12.12963687150838},{"$f":"W8*$I$14","v":24.435754189944134},{"$f":"IF(AR8>M8,M8,AR8)","v":12.109273743016759},{"$f":"X8*$I$14","v":22.94245810055866},{"$f":"IF(AS8>O8,O8,AS8)","v":12.068547486033522},null,1.1899441340782124,1.1284916201117319,1.0977653631284916,1.0670391061452515,1.0363128491620113,1.005586592178771,0.94413407821229045,0.42253521126760563,0.44455445544554462,0.45623409669211201,0.46858638743455489,0.48167115902964952,0.49555555555555553,0.52603550295857993,1.1047619047619042,1.1047619047619048,1.0857142857142856,1.0666666666666662,1.0666666666666662,1.0666666666666669,1.1047619047619048,{"$f":"Y8*C8+($A$4-80)*AF8*$A$8/1000","v":12.217877094972069},{"$f":"Z8*E8+($A$4-80)*AG8*$A$8/1000","v":12.190726256983243},{"$f":"AA8*G8+($A$4-80)*AH8*$A$8/1000","v":12.170363128491621},{"$f":"AB8*I8+($A$4-80)*AI8*$A$8/1000","v":12.149999999999999},{"$f":"AC8*K8+($A$4-80)*AJ8*$A$8/1000","v":12.12963687150838},{"$f":"AD8*M8+($A$4-80)*AK8*$A$8/1000","v":12.109273743016759},{"$f":"AE8*O8+($A$4-80)*AL8*$A$8/1000","v":12.068547486033522}]
[null,69.5,27.761731843575422,14.118435754189942,26.268435754189952,14.036983240223467,25.555726256983242,13.992863128491621,24.843016759776543,13.948743016759778,24.130307262569833,13.904622905027935,23.417597765363134,13.860502793296092,21.992178770949721,13.704385474860338,null,1.1424581005586594,1.081005586592179,1.0516759776536313,1.022346368715084,0.99301675977653636,0.96368715083798895,0.9050279329608939,0.50855745721271384,0.53436692506459949,0.54754316069057107,0.56147540983606548,0.57623066104078768,0.59188405797101451,0.62314814814814823,1.1047619047619042,1.1047619047619048,1.0857142857142856,1.0666666666666662,1.0666666666666662,1.0666666666666669,1.1047619047619048,{"$f":"Y9*C9+($A$4-80)*AF9*$A$8/1000","v":14.118435754189942},{"$f":"Z9*E9+($A$4-80)*AG9*$A$8/1000","v":14.036983240223467},{"$f":"AA9*G9+($A$4-80)*AH9*$A$8/1000","v":13.992863128491621},{"$f":"AB9*I9+($A$4-80)*AI9*$A$8/1000","v":13.948743016759778},{"$f":"AC9*K9+($A$4-80)*AJ9*$A$8/1000","v":13.904622905027935},{"$f":"AD9*M9+($A$4-80)*AK9*$A$8/1000","v":13.860502793296092},{"$f":"AE9*O9+($A$4-80)*AL9*$A$8/1000","v":13.704385474860338}]
[null,67,26.607821229050284,16.018994413407825,25.114525139664806,15.883240223463687,24.435754189944134,15.815363128491619,23.756983240223466,15.747486033519554,23.078212290502798,15.67960893854749,22.399441340782126,15.611731843575422,21.041899441340785,15.340223463687154,null,1.0949720670391063,1.0335195530726258,1.005586592178771,0.97765363128491622,0.94972067039106156,0.92178770949720679,0.86592178770949724,0.60204081632653061,0.63243243243243241,0.64722222222222214,0.66285714285714281,0.67941176470588238,0.69696969696969702,0.72903225806451621,1.1047619047619042,1.1047619047619048,1.0857142857142856,1.0666666666666662,1.0666666666666662,1.0666666666666669,1.1047619047619048,{"$f":"Y10*C10+($A$4-80)*AF10*$A$8/1000","v":16.018994413407825},{"$f":"Z10*E10+($A$4-80)*AG10*$A$8/1000","v":15.883240223463687},{"$f":"AA10*G10+($A$4-80)*AH10*$A$8/1000","v":15.815363128491619},{"$f":"AB10*I10+($A$4-80)*AI10*$A$8/1000","v":15.747486033519554},{"$f":"AC10*K10+($A$4-80)*AJ10*$A$8/1000","v":15.67960893854749},{"$f":"AD10*M10+($A$4-80)*AK10*$A$8/1000","v":15.611731843575422},{"$f":"AE10*O10+($A$4-80)*AL10*$A$8/1000","v":15.340223463687154}]
[null,62,24.3,19.955865921787712,22.94245810055866,19.684357541899445,22.263687150837992,19.480726256983242,21.584916201117323,19.27709497206704,20.974022346368717,19.141340782122906,20.363128491620117,19.005586592178776,19.005586592178773,18.734078212290505,null,1,0.94413407821229045,0.91620111731843579,0.88826815642458112,0.86312849162011174,0.83798882681564257,0.78212290502793302,0.82122905027932969,0.85798816568047342,0.875,0.89308176100628922,0.91262135922330101,0.93333333333333335,0.98571428571428577,1.1047619047619042,1.1047619047619048,1.0857142857142856,1.0666666666666662,1.0666666666666662,1.0666666666666669,1.1047619047619048,{"$f":"Y11*C11+($A$4-80)*AF11*$A$8/1000","v":19.955865921787712},{"$f":"Z11*E11+($A$4-80)*AG11*$A$8/1000","v":19.684357541899445},{"$f":"AA11*G11+($A$4-80)*AH11*$A$8/1000","v":19.480726256983242},{"$f":"AB11*I11+($A$4-80)*AI11*$A$8/1000","v":19.27709497206704},{"$f":"AC11*K11+($A$4-80)*AJ11*$A$8/1000","v":19.141340782122906},{"$f":"AD11*M11+($A$4-80)*AK11*$A$8/1000","v":19.005586592178776},{"$f":"AE11*O11+($A$4-80)*AL11*$A$8/1000","v":18.734078212290505}]
[600,72,29.594413407821232,13.208882681564248,28.101117318435758,13.168156424581007,27.354469273743018,13.154581005586593,26.607821229050284,13.141005586592179,25.861173184357547,13.12064245810056,25.114525139664806,13.10027932960894,23.621229050279329,13.059553072625697,null,1.2178770949720672,1.1564245810055866,1.1256983240223464,1.0949720670391063,1.064245810055866,1.0335195530726258,0.97206703910614523,0.44633027522935781,0.46859903381642509,0.48089330024813898,0.49387755102040809,0.50734908136482937,0.52162162162162162,0.55287356321839076,0.93333333333333302,0.93333333333333368,0.9500000000000004,0.96666666666666623,0.9500000000000004,0.93333333333333368,0.80000000000000016,{"$f":"Y12*C12+($A$4-80)*AF12*$A$12/1000","v":13.208882681564248},{"$f":"Z12*E12+($A$4-80)*AG12*$A$12/1000","v":13.168156424581007},{"$f":"AA12*G12+($A$4-80)*AH12*$A$12/1000","v":13.154581005586593},{"$f":"AB12*I12+($A$4-80)*AI12*$A$12/1000","v":13.141005586592179},{"$f":"AC12*K12+($A$4-80)*AJ12*$A$12/1000","v":13.12064245810056},{"$f":"AD12*M12+($A$4-80)*AK12*$A$12/1000","v":13.10027932960894},{"$f":"AE12*O12+($A$4-80)*AL12*$A$12/1000","v":13.059553072625697}]
[null,69.5,28.372625698324022,15.224832402234638,26.879329608938544,15.136592178770949,26.166620111731845,15.061927374301675,25.453910614525139,14.987262569832401,24.74120111731844,14.94314245810056,24.028491620111733,14.899022346368717,22.603072625698324,14.81078212290503,null,1.1675977653631284,1.1061452513966479,1.0768156424581006,1.0474860335195531,1.0181564245810057,0.98882681564245811,0.93016759776536317,0.53660287081339719,0.56313131313131315,0.57561608300907907,0.58879999999999999,0.60397805212620026,0.62005649717514133,0.6552552552552553,0.93333333333333302,0.93333333333333368,0.9500000000000004,0.96666666666666623,0.9500000000000004,0.93333333333333368,0.80000000000000016,{"$f":"Y13*C13+($A$4-80)*AF13*$A$12/1000","v":15.224832402234638},{"$f":"Z13*E13+($A$4-80)*AG13*$A$12/1000","v":15.136592178770949},{"$f":"AA13*G13+($A$4-80)*AH13*$A$12/1000","v":15.061927374301675},{"$f":"AB13*I13+($A$4-80)*AI13*$A$12/1000","v":14.987262569832401},{"$f":"AC13*K13+($A$4-80)*AJ13*$A$12/1000","v":14.94314245810056},{"$f":"AD13*M13+($A$4-80)*AK13*$A$12/1000","v":14.899022346368717},{"$f":"AE13*O13+($A$4-80)*AL13*$A$12/1000","v":14.81078212290503}]
[null,67,27.150837988826819,17.240782122905031,25.657541899441341,17.105027932960898,24.978770949720673,16.96927374301676,24.3,16.833519553072627,23.621229050279329,16.765642458100562,22.94245810055866,16.697765363128493,21.584916201117323,16.562011173184359,null,1.1173184357541901,1.0558659217877095,1.0279329608938548,1,0.97206703910614523,0.94413407821229045,0.88826815642458112,0.63500000000000001,0.66666666666666674,0.67934782608695654,0.69273743016759781,0.70977011494252884,0.72781065088757402,0.76729559748427667,0.93333333333333302,0.93333333333333368,0.9500000000000004,0.96666666666666623,0.9500000000000004,0.93333333333333368,0.80000000000000016,{"$f":"Y14*C14+($A$4-80)*AF14*$A$12/1000","v":17.240782122905031},{"$f":"Z14*E14+($A$4-80)*AG14*$A$12/1000","v":17.105027932960898},{"$f":"AA14*G14+($A$4-80)*AH14*$A$12/1000","v":16.96927374301676},{"$f":"AB14*I14+($A$4-80)*AI14*$A$12/1000","v":16.833519553072627},{"$f":"AC14*K14+($A$4-80)*AJ14*$A$12/1000","v":16.765642458100562},{"$f":"AD14*M14+($A$4-80)*AK14*$A$12/1000","v":16.697765363128493},{"$f":"AE14*O14+($A$4-80)*AL14*$A$12/1000","v":16.562011173184359}]
[null,62,24.707262569832405,21.177653631284919,23.349720670391061,20.906145251396648,22.670949720670393,20.770391061452518,{"$f":"U15*$I$14","v":21.992178770949721},20.634636871508381,21.381284916201118,20.431005586592182,20.770391061452518,20.227374301675979,19.412849162011177,19.412849162011177,null,1.016759776536313,0.96089385474860334,0.93296089385474867,0.9050279329608939,0.87988826815642462,0.85474860335195546,0.79888268156424591,0.85714285714285721,0.89534883720930236,0.9161676646706588,0.93827160493827155,0.9555555555555556,0.97385620915032678,1,0.93333333333333302,0.93333333333333368,0.9500000000000004,0.96666666666666623,0.9500000000000004,0.93333333333333368,0.80000000000000016,{"$f":"Y15*C15+($A$4-80)*AF15*$A$12/1000","v":21.177653631284919},{"$f":"Z15*E15+($A$4-80)*AG15*$A$12/1000","v":20.906145251396648},{"$f":"AA15*G15+($A$4-80)*AH15*$A$12/1000","v":20.770391061452518},{"$f":"AB15*I15+($A$4-80)*AI15*$A$12/1000","v":20.634636871508381},{"$f":"AC15*K15+($A$4-80)*AJ15*$A$12/1000","v":20.431005586592182},{"$f":"AD15*M15+($A$4-80)*AK15*$A$12/1000","v":20.227374301675979},{"$f":"AE15*O15+($A$4-80)*AL15*$A$12/1000","v":19.412849162011177}]
[675,72,30.273184357541904,14.25418994413408,28.779888268156427,14.118435754189946,28.033240223463689,14.118435754189946,{"$f":"U16*$I$14","v":27.286592178770956},14.118435754189946,26.539944134078215,14.118435754189948,25.793296089385478,14.118435754189948,24.3,13.982681564245814,null,1.245810055865922,1.1843575418994414,1.1536312849162011,1.1229050279329611,1.0921787709497208,1.0614525139664805,1,0.4708520179372197,0.49056603773584911,0.50363196125907994,0.51741293532338306,0.53196930946291565,0.54736842105263162,0.57541899441340794,0.85925925925925983,0.82962962962962994,0.82962962962963038,0.82962962962962994,0.80000000000000038,0.77037037037037026,0.53333333333333299,{"$f":"Y16*C16+($A$4-80)*AF16*$A$16/1000","v":14.25418994413408},{"$f":"Z16*E16+($A$4-80)*AG16*$A$16/1000","v":14.118435754189946},{"$f":"AA16*G16+($A$4-80)*AH16*$A$16/1000","v":14.118435754189946},{"$f":"AB16*I16+($A$4-80)*AI16*$A$16/1000","v":14.118435754189946},{"$f":"AC16*K16+($A$4-80)*AJ16*$A$16/1000","v":14.118435754189948},{"$f":"AD16*M16+($A$4-80)*AK16*$A$16/1000","v":14.118435754189948},{"$f":"AE16*O16+($A$4-80)*AL16*$A$16/1000","v":13.982681564245814}]
[null,69.5,28.983519553072629,16.290502793296088,27.558100558659216,16.154748603351955,26.811452513966483,16.120810055865924,{"$f":"U17*$I$14","v":26.064804469273749},16.086871508379893,25.352094972067043,16.018994413407825,24.639385474860333,15.951117318435756,23.213966480446931,15.815363128491621,null,1.1927374301675979,1.1340782122905027,1.1033519553072626,1.0726256983240225,1.043296089385475,1.0139664804469273,0.95530726256983256,0.56206088992974235,0.5862068965517242,0.60126582278481011,0.6171875,0.63186077643908967,0.64738292011019294,0.68128654970760227,0.85925925925925983,0.82962962962962994,0.82962962962963038,0.82962962962962994,0.80000000000000038,0.77037037037037026,0.53333333333333299,{"$f":"Y17*C17+($A$4-80)*AF17*$A$16/1000","v":16.290502793296088},{"$f":"Z17*E17+($A$4-80)*AG17*$A$16/1000","v":16.154748603351955},{"$f":"AA17*G17+($A$4-80)*AH17*$A$16/1000","v":16.120810055865924},{"$f":"AB17*I17+($A$4-80)*AI17*$A$16/1000","v":16.086871508379893},{"$f":"AC17*K17+($A$4-80)*AJ17*$A$16/1000","v":16.018994413407825},{"$f":"AD17*M17+($A$4-80)*AK17*$A$16/1000","v":15.951117318435756},{"$f":"AE17*O17+($A$4-80)*AL17*$A$16/1000","v":15.815363128491621}]
[null,67,27.69385474860335,18.326815642458101,26.336312849162013,18.191061452513971,25.58966480446928,18.123184357541906,{"$f":"U18*$I$14","v":24.843016759776543},18.055307262569837,24.164245810055871,17.9195530726257,23.485474860335199,17.783798882681563,22.127932960893858,17.648044692737432,null,1.1396648044692737,1.0837988826815643,1.0530726256983243,1.022346368715084,0.99441340782122922,0.96648044692737445,0.9106145251396649,0.66176470588235303,0.69072164948453618,0.70822281167108758,0.72677595628415304,0.74157303370786509,0.75722543352601146,0.7975460122699386,0.85925925925925983,0.82962962962962994,0.82962962962963038,0.82962962962962994,0.80000000000000038,0.77037037037037026,0.53333333333333299,{"$f":"Y18*C18+($A$4-80)*AF18*$A$16/1000","v":18.326815642458101},{"$f":"Z18*E18+($A$4-80)*AG18*$A$16/1000","v":18.191061452513971},{"$f":"AA18*G18+($A$4-80)*AH18*$A$16/1000","v":18.123184357541906},{"$f":"AB18*I18+($A$4-80)*AI18*$A$16/1000","v":18.055307262569837},{"$f":"AC18*K18+($A$4-80)*AJ18*$A$16/1000","v":17.9195530726257},{"$f":"AD18*M18+($A$4-80)*AK18*$A$16/1000","v":17.783798882681563},{"$f":"AE18*O18+($A$4-80)*AL18*$A$16/1000","v":17.648044692737432}]
[null,62,25.114525139664806,22.535195530726259,23.756983240223466,22.127932960893858,23.078212290502798,21.992178770949728,{"$f":"U19*$I$14","v":22.399441340782126},21.856424581005591,21.788547486033522,21.517039106145255,21.177653631284919,21.177653631284919,19.820111731843578,19.820111731843578,null,1.0335195530726258,0.97765363128491622,0.94972067039106156,0.92178770949720679,0.89664804469273751,0.87150837988826824,0.81564245810055869,0.89729729729729735,0.93142857142857149,0.9529411764705884,0.97575757575757582,0.98753894080996885,1,1,0.85925925925925983,0.82962962962962994,0.82962962962963038,0.82962962962962994,0.80000000000000038,0.77037037037037026,0.53333333333333299,{"$f":"Y19*C19+($A$4-80)*AF19*$A$16/1000","v":22.535195530726259},{"$f":"Z19*E19+($A$4-80)*AG19*$A$16/1000","v":22.127932960893858},{"$f":"AA19*G19+($A$4-80)*AH19*$A$16/1000","v":21.992178770949728},{"$f":"AB19*I19+($A$4-80)*AI19*$A$16/1000","v":21.856424581005591},{"$f":"AC19*K19+($A$4-80)*AJ19*$A$16/1000","v":21.517039106145255},{"$f":"AD19*M19+($A$4-80)*AK19*$A$16/1000","v":21.177653631284919},{"$f":"AE19*O19+($A$4-80)*AL19*$A$16/1000","v":19.820111731843578}]

{"sheet":"CSA4BD_24","index":4,"n_rows":19,"n_cols":45,"rows_kept":19,"cut":false,"hidden":true,"merged":[[130,0,133,0],[120,12,121,12],[120,13,121,13],[120,14,121,14],[120,15,121,15],[122,0,125,0],[126,0,129,0],[119,12,119,13],[119,14,119,15],[120,4,121,4],[120,5,121,5],[120,6,121,6],[120,7,121,7],[120,8,121,8],[120,9,121,9],[120,10,121,10],[120,11,121,11],[119,0,121,0],[119,1,121,1],[119,4,119,5],[119,6,119,7],[119,8,119,9],[119,10,119,11],[111,0,114,0],[117,0,118,1],[117,4,117,15],[118,4,118,5],[118,6,118,7],[118,8,118,9],[118,10,118,11],[118,12,118,13],[118,14,118,15],[101,12,102,12],[101,13,102,13],[101,14,102,14],[101,15,102,15],[103,0,106,0],[107,0,110,0],[100,12,100,13],[100,14,100,15],[101,4,102,4],[101,5,102,5],[101,6,102,6],[101,7,102,7],[101,8,102,8],[101,9,102,9],[101,10,102,10],[101,11,102,11],[100,0,102,0],[100,1,102,1],[100,4,100,5],[100,6,100,7],[100,8,100,9],[100,10,100,11],[92,0,95,0],[98,0,99,1],[98,4,98,15],[99,4,99,5],[99,6,99,7],[99,8,99,9],[99,10,99,11],[99,12,99,13],[99,14,99,15],[82,12,83,12],[82,13,83,13],[82,14,83,14],[82,15,83,15],[84,0,87,0],[88,0,91,0],[81,12,81,13],[81,14,81,15],[82,4,83,4],[82,5,83,5],[82,6,83,6],[82,7,83,7],[82,8,83,8],[82,9,83,9],[82,10,83,10],[82,11,83,11],[81,0,83,0],[81,1,83,1],[81,4,81,5],[81,6,81,7],[81,8,81,9],[81,10,81,11],[73,0,76,0],[79,0,80,1],[79,4,79,15],[80,4,80,5],[80,6,80,7],[80,8,80,9],[80,10,80,11],[80,12,80,13],[80,14,80,15],[63,12,64,12],[63,13,64,13],[63,14,64,14],[63,15,64,15],[65,0,68,0],[69,0,72,0],[62,12,62,13],[62,14,62,15],[63,4,64,4],[63,5,64,5],[63,6,64,6],[63,7,64,7],[63,8,64,8],[63,9,64,9],[63,10,64,10],[63,11,64,11],[62,0,64,0],[62,1,64,1],[62,4,62,5],[62,6,62,7],[62,8,62,9],[62,10,62,11],[54,0,57,0],[60,0,61,1],[60,4,60,15],[61,4,61,5],[61,6,61,7],[61,8,61,9],[61,10,61,11],[61,12,61,13],[61,14,61,15],[44,12,45,12],[44,13,45,13],[44,14,45,14],[44,15,45,15],[46,0,49,0],[50,0,53,0],[43,12,43,13],[43,14,43,15],[44,4,45,4],[44,5,45,5],[44,6,45,6],[44,7,45,7],[44,8,45,8],[44,9,45,9],[44,10,45,10],[44,11,45,11],[43,0,45,0],[43,1,45,1],[43,4,43,5],[43,6,43,7],[43,8,43,9],[43,10,43,11],[35,0,38,0],[41,0,42,1],[41,4,41,15],[42,4,42,5],[42,6,42,7],[42,8,42,9],[42,10,42,11],[42,12,42,13],[42,14,42,15],[25,12,26,12],[25,13,26,13],[25,14,26,14],[25,15,26,15],[27,0,30,0],[31,0,34,0],[24,12,24,13],[24,14,24,15],[25,4,26,4],[25,5,26,5],[25,6,26,6],[25,7,26,7],[25,8,26,8],[25,9,26,9],[25,10,26,10],[25,11,26,11],[24,0,26,0],[24,1,26,1],[24,4,24,5],[24,6,24,7],[24,8,24,9],[24,10,24,11],[7,0,10,0],[11,0,14,0],[15,0,18,0],[22,4,22,15],[23,4,23,5],[23,6,23,7],[23,8,23,9],[23,10,23,11],[23,12,23,13],[23,14,23,15],[5,10,6,10],[5,11,6,11],[5,12,6,12],[5,13,6,13],[5,14,6,14],[5,15,6,15],[4,10,4,11],[4,12,4,13],[4,14,4,15],[5,2,6,2],[5,3,6,3],[5,4,6,4],[5,5,6,5],[5,6,6,6],[5,7,6,7],[5,8,6,8],[4,0,6,0],[4,1,6,1],[4,2,4,3],[4,4,4,5],[4,6,4,7],[4,8,4,9],[5,9,6,9],[2,0,2,1],[2,2,2,15],[3,2,3,3],[3,4,3,5],[3,6,3,7],[3,8,3,9],[3,10,3,11],[3,12,3,13],[3,14,3,15]]}
[]
["CSA4BD_24"]
["Evaporator Air \n",null,"Condenser  Entering Air Temperature ˚F"]
[80,"°F DB",75,null,85,null,90,null,95,null,100,null,105,null,115]
["CFM","EWB†\n˚F","Capacity Mbtuh",null,"Capacity Mbtuh",null,"Capacity Mbtuh",null,"Capacity Mbtuh",null,"Capacity Mbtuh",null,"Capacity Mbtuh",null,"Capacity Mbtuh"]
[null,null,"Total","Sens.","Total","Sens.","Total","Sens.","Total","Sens.","Total","Sens.","Total","Sens.","Total","Sens."]
[null,null,null,null,null,null,null,null,null,null,null,null,null,null,null,null,null,"Total Factors",null,null,null,null,null,null,"Sens. %",null,null,null,null,null,null,"IDB Adj",null,null,null,null,null,null,"Sens Calc"]
[700,72,{"$f":"R8*$I$14","v":26.912863070539416},{"$f":"IF(AM8>C8,C8,AM8)","v":11.261410788381742},{"$f":"S8*$I$14","v":25.672199170124475},{"$f":"IF(AN8>E8,E8,AN8)","v":11.26141078838174},{"$f":"T8*$I$14","v":25.05186721991701},{"$f":"IF(AO8>G8,G8,AO8)","v":11.261410788381742},{"$f":"U8*$I$14","v":24.431535269709542},{"$f":"IF(AP8>I8,I8,AP8)","v":11.261410788381742},{"$f":"V8*$I$14","v":23.811203319502077},{"$f":"IF(AQ8>K8,K8,AQ8)","v":11.261410788381744},{"$f":"W8*$I$14","v":23.190871369294605},{"$f":"IF(AR8>M8,M8,AR8)","v":11.261410788381742},{"$f":"X8*$I$14","v":21.950207468879668},{"$f":"IF(AS8>O8,O8,AS8)","v":11.261410788381744},null,1.1701244813278007,1.1161825726141077,1.0892116182572613,1.0622406639004149,1.0352697095435686,1.008298755186722,0.95435684647302899,0.41843971631205679,0.43866171003717475,0.44952380952380955,0.4609375,0.47294589178356711,0.48559670781893005,0.5130434782608696,1.0857142857142861,1.0857142857142861,1.0857142857142861,1.0857142857142854,1.0999999999999994,1.1142857142857139,1.0857142857142854,{"$f":"Y8*C8+($A$4-80)*AF8*$A$8/1000","v":11.261410788381742},{"$f":"Z8*E8+($A$4-80)*AG8*$A$8/1000","v":11.26141078838174},{"$f":"AA8*G8+($A$4-80)*AH8*$A$8/1000","v":11.261410788381742},{"$f":"AB8*I8+($A$4-80)*AI8*$A$8/1000","v":11.261410788381742},{"$f":"AC8*K8+($A$4-80)*AJ8*$A$8/1000","v":11.261410788381744},{"$f":"AD8*M8+($A$4-80)*AK8*$A$8/1000","v":11.261410788381742},{"$f":"AE8*O8+($A$4-80)*AL8*$A$8/1000","v":11.261410788381744}]
[null,69.5,25.863070539419088,13.074688796680496,24.6701244813278,12.979253112033193,24.049792531120328,12.955394190871369,23.42946058091286,12.931535269709542,22.83298755186722,12.907676348547719,22.236514522821576,12.883817427385891,21.043568464730289,12.836099585062239,null,1.1244813278008299,1.0726141078838174,1.0456431535269708,1.0186721991701244,0.99273858921161828,0.96680497925311204,0.91493775933609955,0.50553505535055343,0.52611218568665374,0.53869047619047628,0.55193482688391038,0.5653082549634274,0.57939914163090123,0.60997732426303852,1.0857142857142861,1.0857142857142861,1.0857142857142861,1.0857142857142854,1.0999999999999994,1.1142857142857139,1.0857142857142854,{"$f":"Y9*C9+($A$4-80)*AF9*$A$8/1000","v":13.074688796680496},{"$f":"Z9*E9+($A$4-80)*AG9*$A$8/1000","v":12.979253112033193},{"$f":"AA9*G9+($A$4-80)*AH9*$A$8/1000","v":12.955394190871369},{"$f":"AB9*I9+($A$4-80)*AI9*$A$8/1000","v":12.931535269709542},{"$f":"AC9*K9+($A$4-80)*AJ9*$A$8/1000","v":12.907676348547719},{"$f":"AD9*M9+($A$4-80)*AK9*$A$8/1000","v":12.883817427385891},{"$f":"AE9*O9+($A$4-80)*AL9*$A$8/1000","v":12.836099585062239}]
[null,67,24.813278008298752,14.88796680497925,23.668049792531118,14.697095435684647,23.04771784232365,14.649377593360997,22.427385892116181,14.601659751037344,21.854771784232362,14.553941908713693,21.282157676348547,14.50622406639004,20.136929460580912,14.410788381742737,null,1.0788381742738589,1.0290456431535269,1.0020746887966805,0.975103734439834,0.95020746887966789,0.92531120331950201,0.87551867219917012,0.6,0.62096774193548387,0.63561076604554878,0.65106382978723409,0.66593886462882101,0.68161434977578472,0.71563981042654023,1.0857142857142861,1.0857142857142861,1.0857142857142861,1.0857142857142854,1.0999999999999994,1.1142857142857139,1.0857142857142854,{"$f":"Y10*C10+($A$4-80)*AF10*$A$8/1000","v":14.88796680497925},{"$f":"Z10*E10+($A$4-80)*AG10*$A$8/1000","v":14.697095435684647},{"$f":"AA10*G10+($A$4-80)*AH10*$A$8/1000","v":14.649377593360997},{"$f":"AB10*I10+($A$4-80)*AI10*$A$8/1000","v":14.601659751037344},{"$f":"AC10*K10+($A$4-80)*AJ10*$A$8/1000","v":14.553941908713693},{"$f":"AD10*M10+($A$4-80)*AK10*$A$8/1000","v":14.50622406639004},{"$f":"AE10*O10+($A$4-80)*AL10*$A$8/1000","v":14.410788381742737}]
[null,62,22.618257261410786,18.419087136929459,21.568464730290458,18.228215767634854,20.995850622406639,18.132780082987551,20.423236514522817,18.037344398340245,19.898340248962658,17.941908713692946,19.373443983402488,17.84647302904564,18.323651452282157,17.560165975103732,null,0.98340248962655596,0.93775933609958506,0.91286307053941906,0.88796680497925295,0.86514522821576767,0.84232365145228216,0.79668049792531115,0.81434599156118148,0.84513274336283184,0.86363636363636365,0.88317757009345799,0.90167865707434036,0.9211822660098522,0.95833333333333326,1.0857142857142861,1.0857142857142861,1.0857142857142861,1.0857142857142854,1.0999999999999994,1.1142857142857139,1.0857142857142854,{"$f":"Y11*C11+($A$4-80)*AF11*$A$8/1000","v":18.419087136929459},{"$f":"Z11*E11+($A$4-80)*AG11*$A$8/1000","v":18.228215767634854},{"$f":"AA11*G11+($A$4-80)*AH11*$A$8/1000","v":18.132780082987551},{"$f":"AB11*I11+($A$4-80)*AI11*$A$8/1000","v":18.037344398340245},{"$f":"AC11*K11+($A$4-80)*AJ11*$A$8/1000","v":17.941908713692946},{"$f":"AD11*M11+($A$4-80)*AK11*$A$8/1000","v":17.84647302904564},{"$f":"AE11*O11+($A$4-80)*AL11*$A$8/1000","v":17.560165975103732}]
[800,72,27.580912863070537,12.120331950207468,26.3402489626556,12.120331950207467,25.719917012448132,12.120331950207467,25.09958506224066,12.120331950207467,24.431535269709542,12.120331950207467,23.763485477178421,12.120331950207468,22.522821576763484,12.120331950207465,null,1.1991701244813278,1.1452282157676348,1.1182572614107884,1.0912863070539418,1.0622406639004149,1.0331950207468878,0.97925311203319498,0.43944636678200694,0.46014492753623182,0.47124304267161404,0.48288973384030415,0.49609374999999994,0.51004016064257029,0.53813559322033888,0.95000000000000007,0.95000000000000007,0.96250000000000024,0.97500000000000064,0.96250000000000024,0.95000000000000007,0.95000000000000007,{"$f":"Y12*C12+($A$4-80)*AF12*$A$12/1000","v":12.120331950207468},{"$f":"Z12*E12+($A$4-80)*AG12*$A$12/1000","v":12.120331950207467},{"$f":"AA12*G12+($A$4-80)*AH12*$A$12/1000","v":12.120331950207467},{"$f":"AB12*I12+($A$4-80)*AI12*$A$12/1000","v":12.120331950207467},{"$f":"AC12*K12+($A$4-80)*AJ12*$A$12/1000","v":12.120331950207467},{"$f":"AD12*M12+($A$4-80)*AK12*$A$12/1000","v":12.120331950207468},{"$f":"AE12*O12+($A$4-80)*AL12*$A$12/1000","v":12.120331950207465}]
[null,69.5,26.435684647302903,13.981327800829877,25.242738589211619,13.933609958506223,24.646265560165975,13.909751037344398,24.049792531120332,13.885892116182571,23.405601659751035,13.862033195020743,22.761410788381745,13.838174273858922,21.568464730290458,13.790456431535269,null,1.1493775933609958,1.0975103734439835,1.0715767634854771,1.045643153526971,1.0176348547717842,0.98962655601659755,0.93775933609958506,0.52888086642599286,0.55198487712665401,0.56437560503388184,0.57738095238095233,0.59225280326197749,0.60796645702306074,0.63938053097345127,0.95000000000000007,0.95000000000000007,0.96250000000000024,0.97500000000000064,0.96250000000000024,0.95000000000000007,0.95000000000000007,{"$f":"Y13*C13+($A$4-80)*AF13*$A$12/1000","v":13.981327800829877},{"$f":"Z13*E13+($A$4-80)*AG13*$A$12/1000","v":13.933609958506223},{"$f":"AA13*G13+($A$4-80)*AH13*$A$12/1000","v":13.909751037344398},{"$f":"AB13*I13+($A$4-80)*AI13*$A$12/1000","v":13.885892116182571},{"$f":"AC13*K13+($A$4-80)*AJ13*$A$12/1000","v":13.862033195020743},{"$f":"AD13*M13+($A$4-80)*AK13*$A$12/1000","v":13.838174273858922},{"$f":"AE13*O13+($A$4-80)*AL13*$A$12/1000","v":13.790456431535269}]
[null,67,25.290456431535265,15.842323651452281,24.145228215767634,15.746887966804978,23.572614107883819,15.699170124481327,23,15.651452282157674,22.379668049792535,15.603734439834028,21.759336099585063,15.556016597510373,20.614107883817429,15.460580912863069,null,1.0995850622406638,1.049792531120332,1.0248962655601661,1,0.97302904564315362,0.94605809128630702,0.89626556016597514,0.62641509433962272,0.65217391304347827,0.665991902834008,0.68049792531120323,0.69722814498933905,0.71491228070175439,0.74999999999999989,0.95000000000000007,0.95000000000000007,0.96250000000000024,0.97500000000000064,0.96250000000000024,0.95000000000000007,0.95000000000000007,{"$f":"Y14*C14+($A$4-80)*AF14*$A$12/1000","v":15.842323651452281},{"$f":"Z14*E14+($A$4-80)*AG14*$A$12/1000","v":15.746887966804978},{"$f":"AA14*G14+($A$4-80)*AH14*$A$12/1000","v":15.699170124481327},{"$f":"AB14*I14+($A$4-80)*AI14*$A$12/1000","v":15.651452282157674},{"$f":"AC14*K14+($A$4-80)*AJ14*$A$12/1000","v":15.603734439834028},{"$f":"AD14*M14+($A$4-80)*AK14*$A$12/1000","v":15.556016597510373},{"$f":"AE14*O14+($A$4-80)*AL14*$A$12/1000","v":15.460580912863069}]
[null,62,23,19.564315352697093,21.950207468879668,19.373443983402488,21.377593360995849,19.278008298755189,{"$f":"U15*$I$14","v":20.804979253112034},19.182572614107883,20.280082987551868,19.039419087136931,19.755186721991699,18.896265560165972,18.70539419087137,18.70539419087137,null,1,0.95435684647302899,0.92946058091286299,0.9045643153526971,0.88174273858921159,0.85892116182572609,0.81327800829875518,0.85062240663900412,0.88260869565217392,0.90178571428571452,0.92201834862385323,0.93882352941176483,0.95652173913043481,1,0.95000000000000007,0.95000000000000007,0.96250000000000024,0.97500000000000064,0.96250000000000024,0.95000000000000007,0.95000000000000007,{"$f":"Y15*C15+($A$4-80)*AF15*$A$12/1000","v":19.564315352697093},{"$f":"Z15*E15+($A$4-80)*AG15*$A$12/1000","v":19.373443983402488},{"$f":"AA15*G15+($A$4-80)*AH15*$A$12/1000","v":19.278008298755189},{"$f":"AB15*I15+($A$4-80)*AI15*$A$12/1000","v":19.182572614107883},{"$f":"AC15*K15+($A$4-80)*AJ15*$A$12/1000","v":19.039419087136931},{"$f":"AD15*M15+($A$4-80)*AK15*$A$12/1000","v":18.896265560165972},{"$f":"AE15*O15+($A$4-80)*AL15*$A$12/1000","v":18.70539419087137}]
[900,72,28.248962655601662,13.074688796680498,26.912863070539416,13.074688796680496,26.292531120331944,13.074688796680496,{"$f":"U16*$I$14","v":25.672199170124475},13.074688796680494,25.05186721991701,13.074688796680496,24.431535269709542,13.074688796680494,23.190871369294605,13.074688796680498,null,1.2282157676348548,1.1701244813278007,1.1431535269709541,1.1161825726141077,1.0892116182572613,1.0622406639004149,1.008298755186722,0.46283783783783777,0.48581560283687941,0.49727767695099823,0.50929368029739774,0.52190476190476187,0.53515624999999989,0.56378600823045266,0.84444444444444455,0.84444444444444389,0.84444444444444389,0.84444444444444455,0.84444444444444544,0.84444444444444455,0.68888888888888933,{"$f":"Y16*C16+($A$4-80)*AF16*$A$16/1000","v":13.074688796680498},{"$f":"Z16*E16+($A$4-80)*AG16*$A$16/1000","v":13.074688796680496},{"$f":"AA16*G16+($A$4-80)*AH16*$A$16/1000","v":13.074688796680496},{"$f":"AB16*I16+($A$4-80)*AI16*$A$16/1000","v":13.074688796680494},{"$f":"AC16*K16+($A$4-80)*AJ16*$A$16/1000","v":13.074688796680496},{"$f":"AD16*M16+($A$4-80)*AK16*$A$16/1000","v":13.074688796680494},{"$f":"AE16*O16+($A$4-80)*AL16*$A$16/1000","v":13.074688796680498}]
[null,69.5,27.008298755186722,14.983402489626554,25.767634854771785,14.935684647302905,25.171161825726138,14.887966804979252,{"$f":"U17*$I$14","v":24.574688796680498},14.8402489626556,23.97821576763485,14.816390041493774,23.38174273858921,14.792531120331951,22.141078838174273,14.744813278008296,null,1.1742738589211619,1.1203319502074689,1.0943983402489625,1.0684647302904564,1.0425311203319501,1.0165975103734439,0.96265560165975106,0.55477031802120136,0.57962962962962961,0.59146919431279621,0.603883495145631,0.61791044776119408,0.63265306122448983,0.66594827586206884,0.84444444444444455,0.84444444444444389,0.84444444444444389,0.84444444444444455,0.84444444444444544,0.84444444444444455,0.68888888888888933,{"$f":"Y17*C17+($A$4-80)*AF17*$A$16/1000","v":14.983402489626554},{"$f":"Z17*E17+($A$4-80)*AG17*$A$16/1000","v":14.935684647302905},{"$f":"AA17*G17+($A$4-80)*AH17*$A$16/1000","v":14.887966804979252},{"$f":"AB17*I17+($A$4-80)*AI17*$A$16/1000","v":14.8402489626556},{"$f":"AC17*K17+($A$4-80)*AJ17*$A$16/1000","v":14.816390041493774},{"$f":"AD17*M17+($A$4-80)*AK17*$A$16/1000","v":14.792531120331951},{"$f":"AE17*O17+($A$4-80)*AL17*$A$16/1000","v":14.744813278008296}]
[null,67,25.767634854771785,16.892116182572614,24.622406639004147,16.796680497925308,24.049792531120332,16.701244813278006,{"$f":"U18*$I$14","v":23.477178423236513},16.6058091286307,22.904564315352694,16.558091286307054,22.331950207468878,16.510373443983404,21.091286307053942,16.414937759336098,null,1.1203319502074689,1.0705394190871369,1.045643153526971,1.0207468879668049,0.99585062240663891,0.97095435684647291,0.91701244813278004,0.65555555555555556,0.68217054263565891,0.69444444444444442,0.70731707317073156,0.72291666666666676,0.73931623931623935,0.77828054298642524,0.84444444444444455,0.84444444444444389,0.84444444444444389,0.84444444444444455,0.84444444444444544,0.84444444444444455,0.68888888888888933,{"$f":"Y18*C18+($A$4-80)*AF18*$A$16/1000","v":16.892116182572614},{"$f":"Z18*E18+($A$4-80)*AG18*$A$16/1000","v":16.796680497925308},{"$f":"AA18*G18+($A$4-80)*AH18*$A$16/1000","v":16.701244813278006},{"$f":"AB18*I18+($A$4-80)*AI18*$A$16/1000","v":16.6058091286307},{"$f":"AC18*K18+($A$4-80)*AJ18*$A$16/1000","v":16.558091286307054},{"$f":"AD18*M18+($A$4-80)*AK18*$A$16/1000","v":16.510373443983404},{"$f":"AE18*O18+($A$4-80)*AL18*$A$16/1000","v":16.414937759336098}]
[null,62,23.38174273858921,20.709543568464728,22.331950207468878,20.42323651452282,21.75933609958506,20.327800829875518,{"$f":"U19*$I$14","v":21.186721991701244},20.232365145228215,20.661825726141078,20.136929460580916,20.136929460580912,20.04149377593361,19.087136929460581,19.087136929460581,null,1.0165975103734439,0.97095435684647291,0.94605809128630691,0.92116182572614103,0.89834024896265552,0.87551867219917012,0.82987551867219911,0.88571428571428568,0.9145299145299145,0.93421052631578949,0.95495495495495497,0.97459584295612023,0.99526066350710896,1,0.84444444444444455,0.84444444444444389,0.84444444444444389,0.84444444444444455,0.84444444444444544,0.84444444444444455,0.68888888888888933,{"$f":"Y19*C19+($A$4-80)*AF19*$A$16/1000","v":20.709543568464728},{"$f":"Z19*E19+($A$4-80)*AG19*$A$16/1000","v":20.42323651452282},{"$f":"AA19*G19+($A$4-80)*AH19*$A$16/1000","v":20.327800829875518},{"$f":"AB19*I19+($A$4-80)*AI19*$A$16/1000","v":20.232365145228215},{"$f":"AC19*K19+($A$4-80)*AJ19*$A$16/1000","v":20.136929460580916},{"$f":"AD19*M19+($A$4-80)*AK19*$A$16/1000","v":20.04149377593361},{"$f":"AE19*O19+($A$4-80)*AL19*$A$16/1000","v":19.087136929460581}]

{"sheet":"CSA4BD_30","index":5,"n_rows":19,"n_cols":45,"rows_kept":19,"cut":false,"hidden":true,"merged":[[130,0,133,0],[120,12,121,12],[120,13,121,13],[120,14,121,14],[120,15,121,15],[122,0,125,0],[126,0,129,0],[119,12,119,13],[119,14,119,15],[120,4,121,4],[120,5,121,5],[120,6,121,6],[120,7,121,7],[120,8,121,8],[120,9,121,9],[120,10,121,10],[120,11,121,11],[119,0,121,0],[119,1,121,1],[119,4,119,5],[119,6,119,7],[119,8,119,9],[119,10,119,11],[111,0,114,0],[117,0,118,1],[117,4,117,15],[118,4,118,5],[118,6,118,7],[118,8,118,9],[118,10,118,11],[118,12,118,13],[118,14,118,15],[101,12,102,12],[101,13,102,13],[101,14,102,14],[101,15,102,15],[103,0,106,0],[107,0,110,0],[100,12,100,13],[100,14,100,15],[101,4,102,4],[101,5,102,5],[101,6,102,6],[101,7,102,7],[101,8,102,8],[101,9,102,9],[101,10,102,10],[101,11,102,11],[100,0,102,0],[100,1,102,1],[100,4,100,5],[100,6,100,7],[100,8,100,9],[100,10,100,11],[92,0,95,0],[98,0,99,1],[98,4,98,15],[99,4,99,5],[99,6,99,7],[99,8,99,9],[99,10,99,11],[99,12,99,13],[99,14,99,15],[82,12,83,12],[82,13,83,13],[82,14,83,14],[82,15,83,15],[84,0,87,0],[88,0,91,0],[81,12,81,13],[81,14,81,15],[82,4,83,4],[82,5,83,5],[82,6,83,6],[82,7,83,7],[82,8,83,8],[82,9,83,9],[82,10,83,10],[82,11,83,11],[81,0,83,0],[81,1,83,1],[81,4,81,5],[81,6,81,7],[81,8,81,9],[81,10,81,11],[73,0,76,0],[79,0,80,1],[79,4,79,15],[80,4,80,5],[80,6,80,7],[80,8,80,9],[80,10,80,11],[80,12,80,13],[80,14,80,15],[63,12,64,12],[63,13,64,13],[63,14,64,14],[63,15,64,15],[65,0,68,0],[69,0,72,0],[62,12,62,13],[62,14,62,15],[63,4,64,4],[63,5,64,5],[63,6,64,6],[63,7,64,7],[63,8,64,8],[63,9,64,9],[63,10,64,10],[63,11,64,11],[62,0,64,0],[62,1,64,1],[62,4,62,5],[62,6,62,7],[62,8,62,9],[62,10,62,11],[54,0,57,0],[60,0,61,1],[60,4,60,15],[61,4,61,5],[61,6,61,7],[61,8,61,9],[61,10,61,11],[61,12,61,13],[61,14,61,15],[44,12,45,12],[44,13,45,13],[44,14,45,14],[44,15,45,15],[46,0,49,0],[50,0,53,0],[43,12,43,13],[43,14,43,15],[44,4,45,4],[44,5,45,5],[44,6,45,6],[44,7,45,7],[44,8,45,8],[44,9,45,9],[44,10,45,10],[44,11,45,11],[43,0,45,0],[43,1,45,1],[43,4,43,5],[43,6,43,7],[43,8,43,9],[43,10,43,11],[35,0,38,0],[41,0,42,1],[41,4,41,15],[42,4,42,5],[42,6,42,7],[42,8,42,9],[42,10,42,11],[42,12,42,13],[42,14,42,15],[25,12,26,12],[25,13,26,13],[25,14,26,14],[25,15,26,15],[27,0,30,0],[31,0,34,0],[24,12,24,13],[24,14,24,15],[25,4,26,4],[25,5,26,5],[25,6,26,6],[25,7,26,7],[25,8,26,8],[25,9,26,9],[25,10,26,10],[25,11,26,11],[24,0,26,0],[24,1,26,1],[24,4,24,5],[24,6,24,7],[24,8,24,9],[24,10,24,11],[7,0,10,0],[11,0,14,0],[15,0,18,0],[22,4,22,15],[23,4,23,5],[23,6,23,7],[23,8,23,9],[23,10,23,11],[23,12,23,13],[23,14,23,15],[5,10,6,10],[5,11,6,11],[5,12,6,12],[5,13,6,13],[5,14,6,14],[5,15,6,15],[4,10,4,11],[4,12,4,13],[4,14,4,15],[5,2,6,2],[5,3,6,3],[5,4,6,4],[5,5,6,5],[5,6,6,6],[5,7,6,7],[5,8,6,8],[4,0,6,0],[4,1,6,1],[4,2,4,3],[4,4,4,5],[4,6,4,7],[4,8,4,9],[5,9,6,9],[2,0,2,1],[2,2,2,15],[3,2,3,3],[3,4,3,5],[3,6,3,7],[3,8,3,9],[3,10,3,11],[3,12,3,13],[3,14,3,15]]}
[]
["CSA4BD_30"]
["Evaporator Air \n",null,"Condenser  Entering Air Temperature ˚F"]
[80,"°F DB",75,null,85,null,90,null,95,null,100,null,105,null,115]
["CFM","EWB†\n˚F","Capacity Mbtuh",null,"Capacity Mbtuh",null,"Capacity Mbtuh",null,"Capacity Mbtuh",null,"Capacity Mbtuh",null,"Capacity Mbtuh",null,"Capacity Mbtuh"]
[null,null,"Total","Sens.","Total","Sens.","Total","Sens.","Total","Sens.","Total","Sens.","Total","Sens.","Total","Sens."]
[null,null,null,null,null,null,null,null,null,null,null,null,null,null,null,null,null,"Total Factors",null,null,null,null,null,null,"Sens. %",null,null,null,null,null,null,"IDB Adj",null,null,null,null,null,null,"Sens Calc"]
[875,72,{"$f":"R8*$I$14","v":28.642268041237109},{"$f":"IF(AM8>C8,C8,AM8)","v":11.941237113402062},{"$f":"S8*$I$14","v":27.222680412371137},{"$f":"IF(AN8>E8,E8,AN8)","v":11.941237113402064},{"$f":"T8*$I$14","v":26.512886597938142},{"$f":"IF(AO8>G8,G8,AO8)","v":11.941237113402062},{"$f":"U8*$I$14","v":25.803092783505157},{"$f":"IF(AP8>I8,I8,AP8)","v":11.941237113402064},{"$f":"V8*$I$14","v":25.135051546391757},{"$f":"IF(AQ8>K8,K8,AQ8)","v":11.899484536082475},{"$f":"W8*$I$14","v":24.467010309278351},{"$f":"IF(AR8>M8,M8,AR8)","v":11.857731958762885},{"$f":"X8*$I$14","v":23.047422680412371},{"$f":"IF(AS8>O8,O8,AS8)","v":11.857731958762885},null,1.1786941580756012,1.1202749140893471,1.0910652920962198,1.0618556701030928,1.034364261168385,1.006872852233677,0.94845360824742264,0.41690962099125373,0.43865030674846628,0.4503937007874016,0.46278317152103565,0.473421926910299,0.48464163822525591,0.51449275362318836,1.0514285714285709,1.0514285714285716,1.0514285714285716,1.0514285714285716,1.0514285714285716,1.0514285714285716,1.0514285714285709,{"$f":"Y8*C8+($A$4-80)*AF8*$A$8/1000","v":11.941237113402062},{"$f":"Z8*E8+($A$4-80)*AG8*$A$8/1000","v":11.941237113402064},{"$f":"AA8*G8+($A$4-80)*AH8*$A$8/1000","v":11.941237113402062},{"$f":"AB8*I8+($A$4-80)*AI8*$A$8/1000","v":11.941237113402064},{"$f":"AC8*K8+($A$4-80)*AJ8*$A$8/1000","v":11.899484536082475},{"$f":"AD8*M8+($A$4-80)*AK8*$A$8/1000","v":11.857731958762885},{"$f":"AE8*O8+($A$4-80)*AL8*$A$8/1000","v":11.857731958762885}]
[null,69.5,27.514948453608248,13.861855670103093,26.137113402061857,13.778350515463917,25.448195876288661,13.736597938144332,24.759278350515462,13.69484536082474,24.112113402061855,13.653092783505157,23.464948453608248,13.611340206185565,22.08711340206186,13.527835051546392,null,1.1323024054982818,1.0756013745704467,1.0472508591065293,1.0189003436426116,0.99226804123711332,0.96563573883161513,0.90893470790378017,0.50379362670713201,0.52715654952076674,0.53978671041837578,0.55311973018549743,0.56623376623376631,0.58007117437722411,0.61247637051039683,1.0514285714285709,1.0514285714285716,1.0514285714285716,1.0514285714285716,1.0514285714285716,1.0514285714285716,1.0514285714285709,{"$f":"Y9*C9+($A$4-80)*AF9*$A$8/1000","v":13.861855670103093},{"$f":"Z9*E9+($A$4-80)*AG9*$A$8/1000","v":13.778350515463917},{"$f":"AA9*G9+($A$4-80)*AH9*$A$8/1000","v":13.736597938144332},{"$f":"AB9*I9+($A$4-80)*AI9*$A$8/1000","v":13.69484536082474},{"$f":"AC9*K9+($A$4-80)*AJ9*$A$8/1000","v":13.653092783505157},{"$f":"AD9*M9+($A$4-80)*AK9*$A$8/1000","v":13.611340206185565},{"$f":"AE9*O9+($A$4-80)*AL9*$A$8/1000","v":13.527835051546392}]
[null,67,26.38762886597938,15.782474226804123,25.051546391752577,15.615463917525773,24.383505154639177,15.531958762886601,23.715463917525771,15.448453608247421,23.089175257731959,15.406701030927836,22.462886597938144,15.364948453608248,21.126804123711342,15.197938144329896,null,1.0859106529209621,1.0309278350515463,1.0034364261168385,0.97594501718213045,0.95017182130584188,0.9243986254295532,0.86941580756013748,0.59810126582278478,0.62333333333333329,0.63698630136986312,0.65140845070422537,0.66726943942133821,0.68401486988847582,0.71936758893280628,1.0514285714285709,1.0514285714285716,1.0514285714285716,1.0514285714285716,1.0514285714285716,1.0514285714285716,1.0514285714285709,{"$f":"Y10*C10+($A$4-80)*AF10*$A$8/1000","v":15.782474226804123},{"$f":"Z10*E10+($A$4-80)*AG10*$A$8/1000","v":15.615463917525773},{"$f":"AA10*G10+($A$4-80)*AH10*$A$8/1000","v":15.531958762886601},{"$f":"AB10*I10+($A$4-80)*AI10*$A$8/1000","v":15.448453608247421},{"$f":"AC10*K10+($A$4-80)*AJ10*$A$8/1000","v":15.406701030927836},{"$f":"AD10*M10+($A$4-80)*AK10*$A$8/1000","v":15.364948453608248},{"$f":"AE10*O10+($A$4-80)*AL10*$A$8/1000","v":15.197938144329896}]
[null,62,24.049484536082474,19.540206185567008,22.880412371134017,19.289690721649485,22.254123711340203,19.164432989690724,21.627835051546391,19.039175257731962,21.043298969072165,18.913917525773194,20.458762886597938,18.788659793814432,19.289690721649485,18.538144329896905,null,0.98969072164948446,0.94158075601374558,0.9158075601374569,0.89003436426116833,0.86597938144329889,0.84192439862542956,0.79381443298969068,0.81249999999999989,0.84306569343065707,0.86116322701688575,0.88030888030888044,0.89880952380952372,0.91836734693877553,0.96103896103896091,1.0514285714285709,1.0514285714285716,1.0514285714285716,1.0514285714285716,1.0514285714285716,1.0514285714285716,1.0514285714285709,{"$f":"Y11*C11+($A$4-80)*AF11*$A$8/1000","v":19.540206185567008},{"$f":"Z11*E11+($A$4-80)*AG11*$A$8/1000","v":19.289690721649485},{"$f":"AA11*G11+($A$4-80)*AH11*$A$8/1000","v":19.164432989690724},{"$f":"AB11*I11+($A$4-80)*AI11*$A$8/1000","v":19.039175257731962},{"$f":"AC11*K11+($A$4-80)*AJ11*$A$8/1000","v":18.913917525773194},{"$f":"AD11*M11+($A$4-80)*AK11*$A$8/1000","v":18.788659793814432},{"$f":"AE11*O11+($A$4-80)*AL11*$A$8/1000","v":18.538144329896905}]
[1000,72,29.310309278350516,12.943298969072165,27.890721649484536,12.943298969072165,27.222680412371137,12.901546391752579,26.55463917525773,12.859793814432988,25.844845360824742,12.859793814432988,25.135051546391757,12.859793814432992,23.715463917525771,12.85979381443299,null,1.2061855670103092,1.1477663230240549,1.1202749140893471,1.0927835051546391,1.063573883161512,1.034364261168385,0.97594501718213045,0.44159544159544156,0.46407185628742514,0.47392638036809814,0.48427672955974843,0.49757673667205166,0.51162790697674421,0.54225352112676062,0.92000000000000026,0.92000000000000026,0.92000000000000026,0.9199999999999996,0.91999999999999882,0.9199999999999996,0.9,{"$f":"Y12*C12+($A$4-80)*AF12*$A$12/1000","v":12.943298969072165},{"$f":"Z12*E12+($A$4-80)*AG12*$A$12/1000","v":12.943298969072165},{"$f":"AA12*G12+($A$4-80)*AH12*$A$12/1000","v":12.901546391752579},{"$f":"AB12*I12+($A$4-80)*AI12*$A$12/1000","v":12.859793814432988},{"$f":"AC12*K12+($A$4-80)*AJ12*$A$12/1000","v":12.859793814432988},{"$f":"AD12*M12+($A$4-80)*AK12*$A$12/1000","v":12.859793814432992},{"$f":"AE12*O12+($A$4-80)*AL12*$A$12/1000","v":12.85979381443299}]
[null,69.5,28.099484536082478,14.905670103092787,26.72164948453608,14.822164948453606,26.074484536082473,14.759536082474222,25.427319587628869,14.696907216494846,24.73840206185567,14.655154639175258,24.049484536082474,14.613402061855668,22.713402061855668,14.57164948453608,null,1.1563573883161513,1.099656357388316,1.0730240549828178,1.0463917525773196,1.018041237113402,0.98969072164948446,0.93470790378006863,0.53046062407132244,0.5546875,0.56605284227381891,0.57799671592775037,0.59240506329113929,0.60763888888888884,0.64154411764705876,0.92000000000000026,0.92000000000000026,0.92000000000000026,0.9199999999999996,0.91999999999999882,0.9199999999999996,0.9,{"$f":"Y13*C13+($A$4-80)*AF13*$A$12/1000","v":14.905670103092787},{"$f":"Z13*E13+($A$4-80)*AG13*$A$12/1000","v":14.822164948453606},{"$f":"AA13*G13+($A$4-80)*AH13*$A$12/1000","v":14.759536082474222},{"$f":"AB13*I13+($A$4-80)*AI13*$A$12/1000","v":14.696907216494846},{"$f":"AC13*K13+($A$4-80)*AJ13*$A$12/1000","v":14.655154639175258},{"$f":"AD13*M13+($A$4-80)*AK13*$A$12/1000","v":14.613402061855668},{"$f":"AE13*O13+($A$4-80)*AL13*$A$12/1000","v":14.57164948453608}]
[null,67,26.888659793814437,16.868041237113403,25.55257731958763,16.701030927835053,24.926288659793812,16.617525773195872,24.3,16.534020618556703,23.631958762886597,16.450515463917526,22.963917525773194,16.367010309278349,21.711340206185564,16.283505154639172,null,1.1065292096219932,1.0515463917525774,1.0257731958762886,1,0.97250859106529208,0.94501718213058417,0.89347079037800681,0.62732919254658381,0.65359477124183007,0.66666666666666663,0.68041237113402064,0.69611307420494706,0.71272727272727276,0.75,0.92000000000000026,0.92000000000000026,0.92000000000000026,0.9199999999999996,0.91999999999999882,0.9199999999999996,0.9,{"$f":"Y14*C14+($A$4-80)*AF14*$A$12/1000","v":16.868041237113403},{"$f":"Z14*E14+($A$4-80)*AG14*$A$12/1000","v":16.701030927835053},{"$f":"AA14*G14+($A$4-80)*AH14*$A$12/1000","v":16.617525773195872},{"$f":"AB14*I14+($A$4-80)*AI14*$A$12/1000","v":16.534020618556703},{"$f":"AC14*K14+($A$4-80)*AJ14*$A$12/1000","v":16.450515463917526},{"$f":"AD14*M14+($A$4-80)*AK14*$A$12/1000","v":16.367010309278349},{"$f":"AE14*O14+($A$4-80)*AL14*$A$12/1000","v":16.283505154639172}]
[null,62,24.467010309278351,20.709278350515465,23.297938144329894,20.458762886597938,22.671649484536079,20.333505154639177,{"$f":"U15*$I$14","v":22.045360824742264},20.208247422680412,21.460824742268041,20.082989690721647,20.876288659793815,19.957731958762885,19.623711340206185,19.623711340206185,null,1.006872852233677,0.95876288659793807,0.93298969072164939,0.90721649484536071,0.88316151202749138,0.85910652920962194,0.80756013745704458,0.84641638225255977,0.87813620071684595,0.89686924493554343,0.91666666666666674,0.9357976653696497,0.95599999999999996,1,0.92000000000000026,0.92000000000000026,0.92000000000000026,0.9199999999999996,0.91999999999999882,0.9199999999999996,0.9,{"$f":"Y15*C15+($A$4-80)*AF15*$A$12/1000","v":20.709278350515465},{"$f":"Z15*E15+($A$4-80)*AG15*$A$12/1000","v":20.458762886597938},{"$f":"AA15*G15+($A$4-80)*AH15*$A$12/1000","v":20.333505154639177},{"$f":"AB15*I15+($A$4-80)*AI15*$A$12/1000","v":20.208247422680412},{"$f":"AC15*K15+($A$4-80)*AJ15*$A$12/1000","v":20.082989690721647},{"$f":"AD15*M15+($A$4-80)*AK15*$A$12/1000","v":19.957731958762885},{"$f":"AE15*O15+($A$4-80)*AL15*$A$12/1000","v":19.623711340206185}]
[1125,72,29.978350515463916,13.945360824742268,28.642268041237109,13.861855670103093,27.932474226804128,13.861855670103095,{"$f":"U16*$I$14","v":27.222680412371137},13.861855670103095,26.512886597938142,13.861855670103093,25.803092783505157,13.861855670103095,24.383505154639177,13.77835051546392,null,1.233676975945017,1.1786941580756012,1.1494845360824744,1.1202749140893471,1.0910652920962198,1.0618556701030928,1.0034364261168385,0.46518105849582175,0.48396501457725954,0.4962630792227205,0.50920245398773012,0.52283464566929139,0.53721682847896446,0.56506849315068497,0.81777777777777738,0.81777777777777738,0.81777777777777805,0.81777777777777805,0.81777777777777805,0.81777777777777805,0.64000000000000024,{"$f":"Y16*C16+($A$4-80)*AF16*$A$16/1000","v":13.945360824742268},{"$f":"Z16*E16+($A$4-80)*AG16*$A$16/1000","v":13.861855670103093},{"$f":"AA16*G16+($A$4-80)*AH16*$A$16/1000","v":13.861855670103095},{"$f":"AB16*I16+($A$4-80)*AI16*$A$16/1000","v":13.861855670103095},{"$f":"AC16*K16+($A$4-80)*AJ16*$A$16/1000","v":13.861855670103093},{"$f":"AD16*M16+($A$4-80)*AK16*$A$16/1000","v":13.861855670103095},{"$f":"AE16*O16+($A$4-80)*AL16*$A$16/1000","v":13.77835051546392}]
[null,69.5,28.725773195876286,15.907731958762884,27.38969072164948,15.824226804123711,26.700773195876291,15.782474226804126,{"$f":"U17*$I$14","v":26.011855670103092},15.740721649484536,25.343814432989692,15.698969072164948,24.675773195876289,15.657216494845361,23.297938144329894,15.573711340206184,null,1.1821305841924397,1.1271477663230238,1.0987972508591066,1.070446735395189,1.0429553264604812,1.0154639175257731,0.95876288659793807,0.55377906976744184,0.57774390243902451,0.59108678655199376,0.60513643659711081,0.61943986820428332,0.63451776649746194,0.6684587813620072,0.81777777777777738,0.81777777777777738,0.81777777777777805,0.81777777777777805,0.81777777777777805,0.81777777777777805,0.64000000000000024,{"$f":"Y17*C17+($A$4-80)*AF17*$A$16/1000","v":15.907731958762884},{"$f":"Z17*E17+($A$4-80)*AG17*$A$16/1000","v":15.824226804123711},{"$f":"AA17*G17+($A$4-80)*AH17*$A$16/1000","v":15.782474226804126},{"$f":"AB17*I17+($A$4-80)*AI17*$A$16/1000","v":15.740721649484536},{"$f":"AC17*K17+($A$4-80)*AJ17*$A$16/1000","v":15.698969072164948},{"$f":"AD17*M17+($A$4-80)*AK17*$A$16/1000","v":15.657216494845361},{"$f":"AE17*O17+($A$4-80)*AL17*$A$16/1000","v":15.573711340206184}]
[null,67,27.47319587628866,17.870103092783506,26.137113402061857,17.786597938144329,25.469072164948457,17.703092783505159,{"$f":"U18*$I$14","v":24.80103092783505},17.619587628865983,24.174742268041236,17.536082474226802,23.548453608247421,17.452577319587629,22.212371134020618,17.369072164948452,null,1.1305841924398625,1.0756013745704467,1.0481099656357389,1.0206185567010309,0.99484536082474218,0.9690721649484535,0.91408934707903777,0.65045592705167177,0.68051118210862616,0.69508196721311488,0.71043771043771053,0.72538860103626945,0.74113475177304966,0.78195488721804507,0.81777777777777738,0.81777777777777738,0.81777777777777805,0.81777777777777805,0.81777777777777805,0.81777777777777805,0.64000000000000024,{"$f":"Y18*C18+($A$4-80)*AF18*$A$16/1000","v":17.870103092783506},{"$f":"Z18*E18+($A$4-80)*AG18*$A$16/1000","v":17.786597938144329},{"$f":"AA18*G18+($A$4-80)*AH18*$A$16/1000","v":17.703092783505159},{"$f":"AB18*I18+($A$4-80)*AI18*$A$16/1000","v":17.619587628865983},{"$f":"AC18*K18+($A$4-80)*AJ18*$A$16/1000","v":17.536082474226802},{"$f":"AD18*M18+($A$4-80)*AK18*$A$16/1000","v":17.452577319587629},{"$f":"AE18*O18+($A$4-80)*AL18*$A$16/1000","v":17.369072164948452}]
[null,62,24.884536082474227,21.878350515463918,23.631958762886597,21.627835051546391,23.047422680412371,21.502577319587626,{"$f":"U19*$I$14","v":22.462886597938144},21.377319587628868,21.83659793814433,21.252061855670107,21.210309278350515,21.126804123711342,20.041237113402062,20.041237113402062,null,1.0240549828178693,0.97250859106529208,0.94845360824742264,0.9243986254295532,0.89862542955326452,0.87285223367697584,0.82474226804123707,0.87919463087248317,0.9151943462897526,0.93297101449275355,0.95167286245353166,0.97323135755258139,0.99606299212598437,1,0.81777777777777738,0.81777777777777738,0.81777777777777805,0.81777777777777805,0.81777777777777805,0.81777777777777805,0.64000000000000024,{"$f":"Y19*C19+($A$4-80)*AF19*$A$16/1000","v":21.878350515463918},{"$f":"Z19*E19+($A$4-80)*AG19*$A$16/1000","v":21.627835051546391},{"$f":"AA19*G19+($A$4-80)*AH19*$A$16/1000","v":21.502577319587626},{"$f":"AB19*I19+($A$4-80)*AI19*$A$16/1000","v":21.377319587628868},{"$f":"AC19*K19+($A$4-80)*AJ19*$A$16/1000","v":21.252061855670107},{"$f":"AD19*M19+($A$4-80)*AK19*$A$16/1000","v":21.126804123711342},{"$f":"AE19*O19+($A$4-80)*AL19*$A$16/1000","v":20.041237113402062}]

{"sheet":"CSA4BD_36","index":6,"n_rows":19,"n_cols":45,"rows_kept":19,"cut":false,"hidden":true,"merged":[[130,0,133,0],[120,12,121,12],[120,13,121,13],[120,14,121,14],[120,15,121,15],[122,0,125,0],[126,0,129,0],[119,12,119,13],[119,14,119,15],[120,4,121,4],[120,5,121,5],[120,6,121,6],[120,7,121,7],[120,8,121,8],[120,9,121,9],[120,10,121,10],[120,11,121,11],[119,0,121,0],[119,1,121,1],[119,4,119,5],[119,6,119,7],[119,8,119,9],[119,10,119,11],[111,0,114,0],[117,0,118,1],[117,4,117,15],[118,4,118,5],[118,6,118,7],[118,8,118,9],[118,10,118,11],[118,12,118,13],[118,14,118,15],[101,12,102,12],[101,13,102,13],[101,14,102,14],[101,15,102,15],[103,0,106,0],[107,0,110,0],[100,12,100,13],[100,14,100,15],[101,4,102,4],[101,5,102,5],[101,6,102,6],[101,7,102,7],[101,8,102,8],[101,9,102,9],[101,10,102,10],[101,11,102,11],[100,0,102,0],[100,1,102,1],[100,4,100,5],[100,6,100,7],[100,8,100,9],[100,10,100,11],[92,0,95,0],[98,0,99,1],[98,4,98,15],[99,4,99,5],[99,6,99,7],[99,8,99,9],[99,10,99,11],[99,12,99,13],[99,14,99,15],[82,12,83,12],[82,13,83,13],[82,14,83,14],[82,15,83,15],[84,0,87,0],[88,0,91,0],[81,12,81,13],[81,14,81,15],[82,4,83,4],[82,5,83,5],[82,6,83,6],[82,7,83,7],[82,8,83,8],[82,9,83,9],[82,10,83,10],[82,11,83,11],[81,0,83,0],[81,1,83,1],[81,4,81,5],[81,6,81,7],[81,8,81,9],[81,10,81,11],[73,0,76,0],[79,0,80,1],[79,4,79,15],[80,4,80,5],[80,6,80,7],[80,8,80,9],[80,10,80,11],[80,12,80,13],[80,14,80,15],[63,12,64,12],[63,13,64,13],[63,14,64,14],[63,15,64,15],[65,0,68,0],[69,0,72,0],[62,12,62,13],[62,14,62,15],[63,4,64,4],[63,5,64,5],[63,6,64,6],[63,7,64,7],[63,8,64,8],[63,9,64,9],[63,10,64,10],[63,11,64,11],[62,0,64,0],[62,1,64,1],[62,4,62,5],[62,6,62,7],[62,8,62,9],[62,10,62,11],[54,0,57,0],[60,0,61,1],[60,4,60,15],[61,4,61,5],[61,6,61,7],[61,8,61,9],[61,10,61,11],[61,12,61,13],[61,14,61,15],[44,12,45,12],[44,13,45,13],[44,14,45,14],[44,15,45,15],[46,0,49,0],[50,0,53,0],[43,12,43,13],[43,14,43,15],[44,4,45,4],[44,5,45,5],[44,6,45,6],[44,7,45,7],[44,8,45,8],[44,9,45,9],[44,10,45,10],[44,11,45,11],[43,0,45,0],[43,1,45,1],[43,4,43,5],[43,6,43,7],[43,8,43,9],[43,10,43,11],[35,0,38,0],[41,0,42,1],[41,4,41,15],[42,4,42,5],[42,6,42,7],[42,8,42,9],[42,10,42,11],[42,12,42,13],[42,14,42,15],[25,12,26,12],[25,13,26,13],[25,14,26,14],[25,15,26,15],[27,0,30,0],[31,0,34,0],[24,12,24,13],[24,14,24,15],[25,4,26,4],[25,5,26,5],[25,6,26,6],[25,7,26,7],[25,8,26,8],[25,9,26,9],[25,10,26,10],[25,11,26,11],[24,0,26,0],[24,1,26,1],[24,4,24,5],[24,6,24,7],[24,8,24,9],[24,10,24,11],[7,0,10,0],[11,0,14,0],[15,0,18,0],[22,4,22,15],[23,4,23,5],[23,6,23,7],[23,8,23,9],[23,10,23,11],[23,12,23,13],[23,14,23,15],[5,10,6,10],[5,11,6,11],[5,12,6,12],[5,13,6,13],[5,14,6,14],[5,15,6,15],[4,10,4,11],[4,12,4,13],[4,14,4,15],[5,2,6,2],[5,3,6,3],[5,4,6,4],[5,5,6,5],[5,6,6,6],[5,7,6,7],[5,8,6,8],[4,0,6,0],[4,1,6,1],[4,2,4,3],[4,4,4,5],[4,6,4,7],[4,8,4,9],[5,9,6,9],[2,0,2,1],[2,2,2,15],[3,2,3,3],[3,4,3,5],[3,6,3,7],[3,8,3,9],[3,10,3,11],[3,12,3,13],[3,14,3,15]]}
[]
["CSA4BD_36"]
["Evaporator Air \n",null,"Condenser  Entering Air Temperature ˚F"]
[80,"°F DB",75,null,85,null,90,null,95,null,100,null,105,null,115]
["CFM","EWB†\n˚F","Capacity Mbtuh",null,"Capacity Mbtuh",null,"Capacity Mbtuh",null,"Capacity Mbtuh",null,"Capacity Mbtuh",null,"Capacity Mbtuh",null,"Capacity Mbtuh"]
[null,null,"Total","Sens.","Total","Sens.","Total","Sens.","Total","Sens.","Total","Sens.","Total","Sens.","Total","Sens."]
[null,null,null,null,null,null,null,null,null,null,null,null,null,null,null,null,null,"Total Factors",null,null,null,null,null,null,"Sens. %",null,null,null,null,null,null,"IDB Adj",null,null,null,null,null,null,"Sens Calc"]
[1050,72,{"$f":"R8*$I$14","v":28.805056179775285},{"$f":"IF(AM8>C8,C8,AM8)","v":12.013483146067419},{"$f":"S8*$I$14","v":27.371629213483146},{"$f":"IF(AN8>E8,E8,AN8)","v":11.945224719101123},{"$f":"T8*$I$14","v":26.654915730337073},{"$f":"IF(AO8>G8,G8,AO8)","v":11.945224719101121},{"$f":"U8*$I$14","v":25.938202247191011},{"$f":"IF(AP8>I8,I8,AP8)","v":11.945224719101123},{"$f":"V8*$I$14","v":25.221488764044945},{"$f":"IF(AQ8>K8,K8,AQ8)","v":11.945224719101123},{"$f":"W8*$I$14","v":24.504775280898876},{"$f":"IF(AR8>M8,M8,AR8)","v":11.945224719101123},{"$f":"X8*$I$14","v":23.071348314606738},{"$f":"IF(AS8>O8,O8,AS8)","v":11.945224719101123},null,1.1853932584269664,1.1264044943820224,1.0969101123595504,1.0674157303370786,1.0379213483146068,1.0084269662921348,0.94943820224719089,0.41706161137440761,0.43640897755610969,0.44814340588988477,0.46052631578947367,0.47361299052774014,0.48746518105849584,0.51775147928994092,1.161904761904762,1.161904761904762,1.1523809523809525,1.1428571428571428,1.1428571428571428,1.1428571428571428,1.1619047619047613,{"$f":"Y8*C8+($A$4-80)*AF8*$A$8/1000","v":12.013483146067419},{"$f":"Z8*E8+($A$4-80)*AG8*$A$8/1000","v":11.945224719101123},{"$f":"AA8*G8+($A$4-80)*AH8*$A$8/1000","v":11.945224719101121},{"$f":"AB8*I8+($A$4-80)*AI8*$A$8/1000","v":11.945224719101123},{"$f":"AC8*K8+($A$4-80)*AJ8*$A$8/1000","v":11.945224719101123},{"$f":"AD8*M8+($A$4-80)*AK8*$A$8/1000","v":11.945224719101123},{"$f":"AE8*O8+($A$4-80)*AL8*$A$8/1000","v":11.945224719101123}]
[null,69.5,27.747050561797757,13.992977528089888,26.313623595505618,13.856460674157304,25.613974719101119,13.822331460674153,24.914325842696627,13.788202247191009,24.197612359550561,13.737008426966291,23.480898876404492,13.685814606741573,22.081601123595501,13.583426966292134,null,1.1418539325842698,1.0828651685393258,1.054073033707865,1.0252808988764044,0.9957865168539326,0.96629213483146059,0.90870786516853908,0.50430504305043045,0.52658884565499353,0.53964023984010656,0.55342465753424652,0.56770098730606489,0.58284883720930236,0.61514683153013916,1.161904761904762,1.161904761904762,1.1523809523809525,1.1428571428571428,1.1428571428571428,1.1428571428571428,1.1619047619047613,{"$f":"Y9*C9+($A$4-80)*AF9*$A$8/1000","v":13.992977528089888},{"$f":"Z9*E9+($A$4-80)*AG9*$A$8/1000","v":13.856460674157304},{"$f":"AA9*G9+($A$4-80)*AH9*$A$8/1000","v":13.822331460674153},{"$f":"AB9*I9+($A$4-80)*AI9*$A$8/1000","v":13.788202247191009},{"$f":"AC9*K9+($A$4-80)*AJ9*$A$8/1000","v":13.737008426966291},{"$f":"AD9*M9+($A$4-80)*AK9*$A$8/1000","v":13.685814606741573},{"$f":"AE9*O9+($A$4-80)*AL9*$A$8/1000","v":13.583426966292134}]
[null,67,26.689044943820225,15.972471910112359,25.25561797752809,15.767696629213484,24.573033707865171,15.699438202247192,23.890449438202246,15.631179775280897,23.173735955056184,15.528792134831463,22.457022471910111,15.426404494382023,21.091853932584268,15.221629213483146,null,1.098314606741573,1.0393258426966292,1.0112359550561798,0.9831460674157303,0.95365168539325851,0.92415730337078639,0.8679775280898876,0.59846547314578002,0.62432432432432439,0.63888888888888884,0.65428571428571425,0.67010309278350511,0.68693009118541037,0.72168284789644022,1.161904761904762,1.161904761904762,1.1523809523809525,1.1428571428571428,1.1428571428571428,1.1428571428571428,1.1619047619047613,{"$f":"Y10*C10+($A$4-80)*AF10*$A$8/1000","v":15.972471910112359},{"$f":"Z10*E10+($A$4-80)*AG10*$A$8/1000","v":15.767696629213484},{"$f":"AA10*G10+($A$4-80)*AH10*$A$8/1000","v":15.699438202247192},{"$f":"AB10*I10+($A$4-80)*AI10*$A$8/1000","v":15.631179775280897},{"$f":"AC10*K10+($A$4-80)*AJ10*$A$8/1000","v":15.528792134831463},{"$f":"AD10*M10+($A$4-80)*AK10*$A$8/1000","v":15.426404494382023},{"$f":"AE10*O10+($A$4-80)*AL10*$A$8/1000","v":15.221629213483146}]
[null,62,24.504775280898876,19.999719101123596,23.139606741573033,19.658426966292136,22.457022471910111,19.453651685393261,21.77443820224719,19.248876404494382,21.091853932584268,19.078230337078651,20.409269662921346,18.907584269662919,19.044101123595507,18.56629213483146,null,1.0084269662921348,0.95224719101123589,0.92415730337078639,0.89606741573033699,0.8679775280898876,0.83988764044943809,0.7837078651685393,0.81615598885793872,0.8495575221238939,0.86626139817629189,0.88401253918495304,0.90453074433656955,0.9264214046822743,0.97491039426523296,1.161904761904762,1.161904761904762,1.1523809523809525,1.1428571428571428,1.1428571428571428,1.1428571428571428,1.1619047619047613,{"$f":"Y11*C11+($A$4-80)*AF11*$A$8/1000","v":19.999719101123596},{"$f":"Z11*E11+($A$4-80)*AG11*$A$8/1000","v":19.658426966292136},{"$f":"AA11*G11+($A$4-80)*AH11*$A$8/1000","v":19.453651685393261},{"$f":"AB11*I11+($A$4-80)*AI11*$A$8/1000","v":19.248876404494382},{"$f":"AC11*K11+($A$4-80)*AJ11*$A$8/1000","v":19.078230337078651},{"$f":"AD11*M11+($A$4-80)*AK11*$A$8/1000","v":18.907584269662919},{"$f":"AE11*O11+($A$4-80)*AL11*$A$8/1000","v":18.56629213483146}]
[1200,72,29.351123595505619,12.696067415730338,27.917696629213484,12.696067415730338,27.200983146067415,12.69606741573034,26.484269662921342,12.696067415730337,25.76755617977528,12.661938202247191,25.050842696629214,12.627808988764045,23.617415730337079,12.627808988764045,null,1.2078651685393258,1.148876404494382,1.11938202247191,1.089887640449438,1.0603932584269662,1.0308988764044944,0.9719101123595506,0.43255813953488376,0.45476772616136923,0.46675031367628617,0.47938144329896915,0.49139072847682119,0.50408719346049047,0.53468208092485547,1,1.0166666666666668,1.0166666666666668,1.0166666666666668,1.0083333333333335,1,0.96666666666666679,{"$f":"Y12*C12+($A$4-80)*AF12*$A$12/1000","v":12.696067415730338},{"$f":"Z12*E12+($A$4-80)*AG12*$A$12/1000","v":12.696067415730338},{"$f":"AA12*G12+($A$4-80)*AH12*$A$12/1000","v":12.69606741573034},{"$f":"AB12*I12+($A$4-80)*AI12*$A$12/1000","v":12.696067415730337},{"$f":"AC12*K12+($A$4-80)*AJ12*$A$12/1000","v":12.661938202247191},{"$f":"AD12*M12+($A$4-80)*AK12*$A$12/1000","v":12.627808988764045},{"$f":"AE12*O12+($A$4-80)*AL12*$A$12/1000","v":12.627808988764045}]
[null,69.5,28.224859550561796,14.777949438202244,26.825561797752808,14.67556179775281,26.108848314606742,14.641432584269664,25.392134831460677,14.607303370786516,24.692485955056181,14.539044943820226,23.992837078651689,14.470786516853931,22.559410112359547,14.368398876404495,null,1.1615168539325842,1.1039325842696628,1.074438202247191,1.0449438202247192,1.0161516853932584,0.98735955056179792,0.92837078651685379,0.52357920193470364,0.54707379134860057,0.5607843137254902,0.57526881720430101,0.58880442294402213,0.60312944523470824,0.63691376701966729,1,1.0166666666666668,1.0166666666666668,1.0166666666666668,1.0083333333333335,1,0.96666666666666679,{"$f":"Y13*C13+($A$4-80)*AF13*$A$12/1000","v":14.777949438202244},{"$f":"Z13*E13+($A$4-80)*AG13*$A$12/1000","v":14.67556179775281},{"$f":"AA13*G13+($A$4-80)*AH13*$A$12/1000","v":14.641432584269664},{"$f":"AB13*I13+($A$4-80)*AI13*$A$12/1000","v":14.607303370786516},{"$f":"AC13*K13+($A$4-80)*AJ13*$A$12/1000","v":14.539044943820226},{"$f":"AD13*M13+($A$4-80)*AK13*$A$12/1000","v":14.470786516853931},{"$f":"AE13*O13+($A$4-80)*AL13*$A$12/1000","v":14.368398876404495}]
[null,67,27.098595505617983,16.859831460674158,25.733426966292136,16.655056179775279,25.01671348314607,16.586797752808987,24.3,16.518539325842696,23.617415730337079,16.416151685393256,22.934831460674157,16.31376404494382,21.501404494382022,16.108988764044945,null,1.1151685393258428,1.0589887640449438,1.029494382022472,1,0.9719101123595506,0.9438202247191011,0.8848314606741573,0.62216624685138533,0.64721485411140578,0.66302864938608441,0.6797752808988764,0.69508670520231208,0.71130952380952372,0.74920634920634921,1,1.0166666666666668,1.0166666666666668,1.0166666666666668,1.0083333333333335,1,0.96666666666666679,{"$f":"Y14*C14+($A$4-80)*AF14*$A$12/1000","v":16.859831460674158},{"$f":"Z14*E14+($A$4-80)*AG14*$A$12/1000","v":16.655056179775279},{"$f":"AA14*G14+($A$4-80)*AH14*$A$12/1000","v":16.586797752808987},{"$f":"AB14*I14+($A$4-80)*AI14*$A$12/1000","v":16.518539325842696},{"$f":"AC14*K14+($A$4-80)*AJ14*$A$12/1000","v":16.416151685393256},{"$f":"AD14*M14+($A$4-80)*AK14*$A$12/1000","v":16.31376404494382},{"$f":"AE14*O14+($A$4-80)*AL14*$A$12/1000","v":16.108988764044945}]
[null,62,24.846067415730335,21.02359550561798,23.549157303370787,20.682303370786517,22.866573033707862,20.511657303370782,{"$f":"U15*$I$14","v":22.183988764044944},20.341011235955058,21.501404494382022,20.136235955056179,20.818820224719101,19.931460674157304,19.453651685393261,19.453651685393261,null,1.0224719101123594,0.9691011235955056,0.94101123595505609,0.9129213483146067,0.8848314606741573,0.85674157303370779,0.800561797752809,0.84615384615384626,0.87826086956521743,0.89701492537313432,0.91692307692307695,0.93650793650793651,0.95737704918032784,1,1,1.0166666666666668,1.0166666666666668,1.0166666666666668,1.0083333333333335,1,0.96666666666666679,{"$f":"Y15*C15+($A$4-80)*AF15*$A$12/1000","v":21.02359550561798},{"$f":"Z15*E15+($A$4-80)*AG15*$A$12/1000","v":20.682303370786517},{"$f":"AA15*G15+($A$4-80)*AH15*$A$12/1000","v":20.511657303370782},{"$f":"AB15*I15+($A$4-80)*AI15*$A$12/1000","v":20.341011235955058},{"$f":"AC15*K15+($A$4-80)*AJ15*$A$12/1000","v":20.136235955056179},{"$f":"AD15*M15+($A$4-80)*AK15*$A$12/1000","v":19.931460674157304},{"$f":"AE15*O15+($A$4-80)*AL15*$A$12/1000","v":19.453651685393261}]
[1350,72,29.89719101123595,13.378651685393258,28.463764044943822,13.37865168539326,27.747050561797757,13.37865168539326,{"$f":"U16*$I$14","v":27.030337078651687},13.37865168539326,26.313623595505618,13.37865168539326,25.596910112359549,13.378651685393258,24.163483146067414,13.310393258426965,null,1.2303370786516852,1.1713483146067416,1.1418539325842698,1.1123595505617978,1.0828651685393258,1.0533707865168538,0.99438202247190999,0.44748858447488593,0.47002398081534774,0.48216482164821645,0.49494949494949497,0.50843060959792485,0.52266666666666672,0.55084745762711862,0.8888888888888884,0.88888888888888884,0.89629629629629637,0.9037037037037039,0.9037037037037039,0.9037037037037039,0.71111111111111125,{"$f":"Y16*C16+($A$4-80)*AF16*$A$16/1000","v":13.378651685393258},{"$f":"Z16*E16+($A$4-80)*AG16*$A$16/1000","v":13.37865168539326},{"$f":"AA16*G16+($A$4-80)*AH16*$A$16/1000","v":13.37865168539326},{"$f":"AB16*I16+($A$4-80)*AI16*$A$16/1000","v":13.37865168539326},{"$f":"AC16*K16+($A$4-80)*AJ16*$A$16/1000","v":13.37865168539326},{"$f":"AD16*M16+($A$4-80)*AK16*$A$16/1000","v":13.378651685393258},{"$f":"AE16*O16+($A$4-80)*AL16*$A$16/1000","v":13.310393258426965}]
[null,69.5,28.736797752808986,15.562921348314608,27.303370786516851,15.460533707865165,26.603721910112359,15.409339887640447,{"$f":"U17*$I$14","v":25.904073033707867},15.35814606741573,25.187359550561798,15.324016853932585,24.470646067415732,15.289887640449438,23.071348314606738,15.153370786516852,null,1.1825842696629212,1.1235955056179774,1.0948033707865168,1.0660112359550562,1.0365168539325842,1.0070224719101124,0.94943820224719089,0.54156769596199539,0.56624999999999992,0.57921744708146239,0.59288537549407105,0.60840108401084014,0.62482566248256621,0.65680473372781067,0.8888888888888884,0.88888888888888884,0.89629629629629637,0.9037037037037039,0.9037037037037039,0.9037037037037039,0.71111111111111125,{"$f":"Y17*C17+($A$4-80)*AF17*$A$16/1000","v":15.562921348314608},{"$f":"Z17*E17+($A$4-80)*AG17*$A$16/1000","v":15.460533707865165},{"$f":"AA17*G17+($A$4-80)*AH17*$A$16/1000","v":15.409339887640447},{"$f":"AB17*I17+($A$4-80)*AI17*$A$16/1000","v":15.35814606741573},{"$f":"AC17*K17+($A$4-80)*AJ17*$A$16/1000","v":15.324016853932585},{"$f":"AD17*M17+($A$4-80)*AK17*$A$16/1000","v":15.289887640449438},{"$f":"AE17*O17+($A$4-80)*AL17*$A$16/1000","v":15.153370786516852}]
[null,67,27.576404494382022,17.747191011235955,26.142977528089887,17.54241573033708,25.460393258426965,17.44002808988764,{"$f":"U18*$I$14","v":24.77780898876404},17.337640449438197,24.061095505617978,17.269382022471909,23.344382022471912,17.201123595505617,21.979213483146069,16.996348314606738,null,1.1348314606741572,1.0758426966292134,1.047752808988764,1.0196629213483144,0.9901685393258427,0.9606741573033708,0.9044943820224719,0.64356435643564358,0.67101827676240211,0.68498659517426275,0.69972451790633605,0.71773049645390063,0.73684210526315785,0.77329192546583836,0.8888888888888884,0.88888888888888884,0.89629629629629637,0.9037037037037039,0.9037037037037039,0.9037037037037039,0.71111111111111125,{"$f":"Y18*C18+($A$4-80)*AF18*$A$16/1000","v":17.747191011235955},{"$f":"Z18*E18+($A$4-80)*AG18*$A$16/1000","v":17.54241573033708},{"$f":"AA18*G18+($A$4-80)*AH18*$A$16/1000","v":17.44002808988764},{"$f":"AB18*I18+($A$4-80)*AI18*$A$16/1000","v":17.337640449438197},{"$f":"AC18*K18+($A$4-80)*AJ18*$A$16/1000","v":17.269382022471909},{"$f":"AD18*M18+($A$4-80)*AK18*$A$16/1000","v":17.201123595505617},{"$f":"AE18*O18+($A$4-80)*AL18*$A$16/1000","v":16.996348314606738}]
[null,62,25.25561797752809,22.047471910112357,23.890449438202246,21.706179775280898,23.207865168539328,21.53553370786517,{"$f":"U19*$I$14","v":22.525280898876403},21.364887640449435,21.842696629213481,21.194241573033707,21.160112359550563,21.02359550561798,19.79494382022472,19.79494382022472,null,1.0393258426966292,0.9831460674157303,0.9550561797752809,0.92696629213483139,0.898876404494382,0.8707865168539326,0.8146067415730337,0.87297297297297294,0.90857142857142859,0.92794117647058827,0.94848484848484849,0.97031250000000002,0.99354838709677418,1,0.8888888888888884,0.88888888888888884,0.89629629629629637,0.9037037037037039,0.9037037037037039,0.9037037037037039,0.71111111111111125,{"$f":"Y19*C19+($A$4-80)*AF19*$A$16/1000","v":22.047471910112357},{"$f":"Z19*E19+($A$4-80)*AG19*$A$16/1000","v":21.706179775280898},{"$f":"AA19*G19+($A$4-80)*AH19*$A$16/1000","v":21.53553370786517},{"$f":"AB19*I19+($A$4-80)*AI19*$A$16/1000","v":21.364887640449435},{"$f":"AC19*K19+($A$4-80)*AJ19*$A$16/1000","v":21.194241573033707},{"$f":"AD19*M19+($A$4-80)*AK19*$A$16/1000","v":21.02359550561798},{"$f":"AE19*O19+($A$4-80)*AL19*$A$16/1000","v":19.79494382022472}]

{"sheet":"CSA4BD_42","index":7,"n_rows":19,"n_cols":45,"rows_kept":19,"cut":false,"hidden":true,"merged":[[130,0,133,0],[120,12,121,12],[120,13,121,13],[120,14,121,14],[120,15,121,15],[122,0,125,0],[126,0,129,0],[119,12,119,13],[119,14,119,15],[120,4,121,4],[120,5,121,5],[120,6,121,6],[120,7,121,7],[120,8,121,8],[120,9,121,9],[120,10,121,10],[120,11,121,11],[119,0,121,0],[119,1,121,1],[119,4,119,5],[119,6,119,7],[119,8,119,9],[119,10,119,11],[111,0,114,0],[117,0,118,1],[117,4,117,15],[118,4,118,5],[118,6,118,7],[118,8,118,9],[118,10,118,11],[118,12,118,13],[118,14,118,15],[101,12,102,12],[101,13,102,13],[101,14,102,14],[101,15,102,15],[103,0,106,0],[107,0,110,0],[100,12,100,13],[100,14,100,15],[101,4,102,4],[101,5,102,5],[101,6,102,6],[101,7,102,7],[101,8,102,8],[101,9,102,9],[101,10,102,10],[101,11,102,11],[100,0,102,0],[100,1,102,1],[100,4,100,5],[100,6,100,7],[100,8,100,9],[100,10,100,11],[92,0,95,0],[98,0,99,1],[98,4,98,15],[99,4,99,5],[99,6,99,7],[99,8,99,9],[99,10,99,11],[99,12,99,13],[99,14,99,15],[82,12,83,12],[82,13,83,13],[82,14,83,14],[82,15,83,15],[84,0,87,0],[88,0,91,0],[81,12,81,13],[81,14,81,15],[82,4,83,4],[82,5,83,5],[82,6,83,6],[82,7,83,7],[82,8,83,8],[82,9,83,9],[82,10,83,10],[82,11,83,11],[81,0,83,0],[81,1,83,1],[81,4,81,5],[81,6,81,7],[81,8,81,9],[81,10,81,11],[73,0,76,0],[79,0,80,1],[79,4,79,15],[80,4,80,5],[80,6,80,7],[80,8,80,9],[80,10,80,11],[80,12,80,13],[80,14,80,15],[63,12,64,12],[63,13,64,13],[63,14,64,14],[63,15,64,15],[65,0,68,0],[69,0,72,0],[62,12,62,13],[62,14,62,15],[63,4,64,4],[63,5,64,5],[63,6,64,6],[63,7,64,7],[63,8,64,8],[63,9,64,9],[63,10,64,10],[63,11,64,11],[62,0,64,0],[62,1,64,1],[62,4,62,5],[62,6,62,7],[62,8,62,9],[62,10,62,11],[54,0,57,0],[60,0,61,1],[60,4,60,15],[61,4,61,5],[61,6,61,7],[61,8,61,9],[61,10,61,11],[61,12,61,13],[61,14,61,15],[44,12,45,12],[44,13,45,13],[44,14,45,14],[44,15,45,15],[46,0,49,0],[50,0,53,0],[43,12,43,13],[43,14,43,15],[44,4,45,4],[44,5,45,5],[44,6,45,6],[44,7,45,7],[44,8,45,8],[44,9,45,9],[44,10,45,10],[44,11,45,11],[43,0,45,0],[43,1,45,1],[43,4,43,5],[43,6,43,7],[43,8,43,9],[43,10,43,11],[35,0,38,0],[41,0,42,1],[41,4,41,15],[42,4,42,5],[42,6,42,7],[42,8,42,9],[42,10,42,11],[42,12,42,13],[42,14,42,15],[25,12,26,12],[25,13,26,13],[25,14,26,14],[25,15,26,15],[27,0,30,0],[31,0,34,0],[24,12,24,13],[24,14,24,15],[25,4,26,4],[25,5,26,5],[25,6,26,6],[25,7,26,7],[25,8,26,8],[25,9,26,9],[25,10,26,10],[25,11,26,11],[24,0,26,0],[24,1,26,1],[24,4,24,5],[24,6,24,7],[24,8,24,9],[24,10,24,11],[7,0,10,0],[11,0,14,0],[15,0,18,0],[22,4,22,15],[23,4,23,5],[23,6,23,7],[23,8,23,9],[23,10,23,11],[23,12,23,13],[23,14,23,15],[5,10,6,10],[5,11,6,11],[5,12,6,12],[5,13,6,13],[5,14,6,14],[5,15,6,15],[4,10,4,11],[4,12,4,13],[4,14,4,15],[5,2,6,2],[5,3,6,3],[5,4,6,4],[5,5,6,5],[5,6,6,6],[5,7,6,7],[5,8,6,8],[4,0,6,0],[4,1,6,1],[4,2,4,3],[4,4,4,5],[4,6,4,7],[4,8,4,9],[5,9,6,9],[2,0,2,1],[2,2,2,15],[3,2,3,3],[3,4,3,5],[3,6,3,7],[3,8,3,9],[3,10,3,11],[3,12,3,13],[3,14,3,15]]}
[]
["CSA4BD_42"]
["Evaporator Air \n",null,"Condenser  Entering Air Temperature ˚F"]
[80,"°F DB",75,null,85,null,90,null,95,null,100,null,105,null,115]
["CFM","EWB†\n˚F","Capacity Mbtuh",null,"Capacity Mbtuh",null,"Capacity Mbtuh",null,"Capacity Mbtuh",null,"Capacity Mbtuh",null,"Capacity Mbtuh",null,"Capacity Mbtuh"]
[null,null,"Total","Sens.","Total","Sens.","Total","Sens.","Total","Sens.","Total","Sens.","Total","Sens.","Total","Sens."]
[null,null,null,null,null,null,null,null,null,null,null,null,null,null,null,null,null,"Total Factors",null,null,null,null,null,null,"Sens. %",null,null,null,null,null,null,"IDB Adj",null,null,null,null,null,null,"Sens Calc"]
[1225,72,{"$f":"R8*$I$14","v":28.886029411764707},{"$f":"IF(AM8>C8,C8,AM8)","v":12.745588235294118},{"$f":"S8*$I$14","v":27.456617647058831},{"$f":"IF(AN8>E8,E8,AN8)","v":12.686029411764709},{"$f":"T8*$I$14","v":26.77169117647059},{"$f":"IF(AO8>G8,G8,AO8)","v":12.65625},{"$f":"U8*$I$14","v":26.086764705882352},{"$f":"IF(AP8>I8,I8,AP8)","v":12.626470588235295},{"$f":"V8*$I$14","v":25.372058823529407},{"$f":"IF(AQ8>K8,K8,AQ8)","v":12.596691176470587},{"$f":"W8*$I$14","v":24.65735294117647},{"$f":"IF(AR8>M8,M8,AR8)","v":12.566911764705884},{"$f":"X8*$I$14","v":23.227941176470591},{"$f":"IF(AS8>O8,O8,AS8)","v":12.507352941176471},null,1.1887254901960784,1.1299019607843139,1.1017156862745099,1.0735294117647058,1.0441176470588234,1.0147058823529411,0.95588235294117652,0.44123711340206184,0.46203904555314534,0.47274749721913234,0.48401826484018268,0.49647887323943668,0.50966183574879231,0.53846153846153844,0.91428571428571459,0.8979591836734695,0.90612244897959238,0.91428571428571459,0.91428571428571459,0.91428571428571404,0.8979591836734695,{"$f":"Y8*C8+($A$4-80)*AF8*$A$8/1000","v":12.745588235294118},{"$f":"Z8*E8+($A$4-80)*AG8*$A$8/1000","v":12.686029411764709},{"$f":"AA8*G8+($A$4-80)*AH8*$A$8/1000","v":12.65625},{"$f":"AB8*I8+($A$4-80)*AI8*$A$8/1000","v":12.626470588235295},{"$f":"AC8*K8+($A$4-80)*AJ8*$A$8/1000","v":12.596691176470587},{"$f":"AD8*M8+($A$4-80)*AK8*$A$8/1000","v":12.566911764705884},{"$f":"AE8*O8+($A$4-80)*AL8*$A$8/1000","v":12.507352941176471}]
[null,69.5,27.665073529411771,14.472794117647059,26.295220588235299,14.383455882352941,25.610294117647062,14.323897058823531,24.92536764705882,14.264338235294117,24.225551470588236,14.204779411764706,23.525735294117652,14.145220588235297,22.15588235294118,14.026102941176473,null,1.1384803921568629,1.0821078431372551,1.053921568627451,1.025735294117647,0.99693627450980393,0.9681372549019609,0.91176470588235303,0.52314316469321842,0.54699886749716864,0.55930232558139537,0.57228195937873361,0.5863552550706822,0.60126582278481011,0.63306451612903225,0.91428571428571459,0.8979591836734695,0.90612244897959238,0.91428571428571459,0.91428571428571459,0.91428571428571404,0.8979591836734695,{"$f":"Y9*C9+($A$4-80)*AF9*$A$8/1000","v":14.472794117647059},{"$f":"Z9*E9+($A$4-80)*AG9*$A$8/1000","v":14.383455882352941},{"$f":"AA9*G9+($A$4-80)*AH9*$A$8/1000","v":14.323897058823531},{"$f":"AB9*I9+($A$4-80)*AI9*$A$8/1000","v":14.264338235294117},{"$f":"AC9*K9+($A$4-80)*AJ9*$A$8/1000","v":14.204779411764706},{"$f":"AD9*M9+($A$4-80)*AK9*$A$8/1000","v":14.145220588235297},{"$f":"AE9*O9+($A$4-80)*AL9*$A$8/1000","v":14.026102941176473}]
[null,67,26.444117647058828,16.200000000000003,25.133823529411767,16.080882352941178,24.44889705882353,15.991544117647061,23.763970588235296,15.902205882352943,23.079044117647062,15.812867647058823,22.394117647058824,15.723529411764703,21.083823529411767,15.544852941176472,null,1.0882352941176472,1.0343137254901962,1.0061274509803921,0.97794117647058831,0.94975490196078438,0.92156862745098045,0.86764705882352944,0.61261261261261257,0.6398104265402843,0.65408038976857497,0.66917293233082709,0.68516129032258055,0.70212765957446799,0.73728813559322037,0.91428571428571459,0.8979591836734695,0.90612244897959238,0.91428571428571459,0.91428571428571459,0.91428571428571404,0.8979591836734695,{"$f":"Y10*C10+($A$4-80)*AF10*$A$8/1000","v":16.200000000000003},{"$f":"Z10*E10+($A$4-80)*AG10*$A$8/1000","v":16.080882352941178},{"$f":"AA10*G10+($A$4-80)*AH10*$A$8/1000","v":15.991544117647061},{"$f":"AB10*I10+($A$4-80)*AI10*$A$8/1000","v":15.902205882352943},{"$f":"AC10*K10+($A$4-80)*AJ10*$A$8/1000","v":15.812867647058823},{"$f":"AD10*M10+($A$4-80)*AK10*$A$8/1000","v":15.723529411764703},{"$f":"AE10*O10+($A$4-80)*AL10*$A$8/1000","v":15.544852941176472}]
[null,62,24.002205882352943,19.713970588235298,22.751470588235296,19.416176470588237,22.096323529411769,19.297058823529419,21.441176470588239,19.177941176470593,20.815808823529416,19.029044117647064,20.190441176470589,18.880147058823528,18.880147058823532,18.582352941176474,null,0.98774509803921573,0.93627450980392168,0.90931372549019618,0.88235294117647067,0.85661764705882371,0.83088235294117652,0.77696078431372551,0.82133995037220853,0.8534031413612565,0.87331536388140174,0.89444444444444449,0.91416309012875541,0.93510324483775809,0.98422712933753942,0.91428571428571459,0.8979591836734695,0.90612244897959238,0.91428571428571459,0.91428571428571459,0.91428571428571404,0.8979591836734695,{"$f":"Y11*C11+($A$4-80)*AF11*$A$8/1000","v":19.713970588235298},{"$f":"Z11*E11+($A$4-80)*AG11*$A$8/1000","v":19.416176470588237},{"$f":"AA11*G11+($A$4-80)*AH11*$A$8/1000","v":19.297058823529419},{"$f":"AB11*I11+($A$4-80)*AI11*$A$8/1000","v":19.177941176470593},{"$f":"AC11*K11+($A$4-80)*AJ11*$A$8/1000","v":19.029044117647064},{"$f":"AD11*M11+($A$4-80)*AK11*$A$8/1000","v":18.880147058823528},{"$f":"AE11*O11+($A$4-80)*AL11*$A$8/1000","v":18.582352941176474}]
[1400,72,29.481617647058826,13.758088235294119,28.111764705882358,13.698529411764708,27.397058823529413,13.668750000000001,26.682352941176475,13.638970588235297,25.96764705882353,13.60919117647059,25.252941176470593,13.579411764705885,23.823529411764707,13.51985294117647,null,1.2132352941176472,1.1568627450980393,1.1274509803921569,1.0980392156862746,1.0686274509803921,1.0392156862745099,0.98039215686274517,0.46666666666666667,0.48728813559322032,0.49891304347826088,0.5111607142857143,0.5240825688073395,0.53773584905660377,0.5675,0.79999999999999971,0.78571428571428514,0.78571428571428514,0.78571428571428514,0.79285714285714204,0.79999999999999971,0.65714285714285692,{"$f":"Y12*C12+($A$4-80)*AF12*$A$12/1000","v":13.758088235294119},{"$f":"Z12*E12+($A$4-80)*AG12*$A$12/1000","v":13.698529411764708},{"$f":"AA12*G12+($A$4-80)*AH12*$A$12/1000","v":13.668750000000001},{"$f":"AB12*I12+($A$4-80)*AI12*$A$12/1000","v":13.638970588235297},{"$f":"AC12*K12+($A$4-80)*AJ12*$A$12/1000","v":13.60919117647059},{"$f":"AD12*M12+($A$4-80)*AK12*$A$12/1000","v":13.579411764705885},{"$f":"AE12*O12+($A$4-80)*AL12*$A$12/1000","v":13.51985294117647}]
[null,69.5,28.23088235294118,15.574632352941178,26.861029411764708,15.455514705882353,26.176102941176474,15.395955882352943,25.491176470588236,15.336397058823531,24.791360294117649,15.27683823529412,24.091544117647064,15.217279411764709,22.691911764705885,15.127941176470589,null,1.161764705882353,1.1053921568627452,1.0772058823529413,1.0490196078431373,1.0202205882352942,0.99142156862745112,0.93382352941176483,0.55168776371308015,0.57538802660753874,0.58816837315130832,0.60163551401869164,0.61621621621621625,0.63164400494437578,0.66666666666666663,0.79999999999999971,0.78571428571428514,0.78571428571428514,0.78571428571428514,0.79285714285714204,0.79999999999999971,0.65714285714285692,{"$f":"Y13*C13+($A$4-80)*AF13*$A$12/1000","v":15.574632352941178},{"$f":"Z13*E13+($A$4-80)*AG13*$A$12/1000","v":15.455514705882353},{"$f":"AA13*G13+($A$4-80)*AH13*$A$12/1000","v":15.395955882352943},{"$f":"AB13*I13+($A$4-80)*AI13*$A$12/1000","v":15.336397058823531},{"$f":"AC13*K13+($A$4-80)*AJ13*$A$12/1000","v":15.27683823529412},{"$f":"AD13*M13+($A$4-80)*AK13*$A$12/1000","v":15.217279411764709},{"$f":"AE13*O13+($A$4-80)*AL13*$A$12/1000","v":15.127941176470589}]
[null,67,26.98014705882353,17.391176470588238,25.610294117647062,17.212499999999999,24.955147058823535,17.123161764705884,24.3,17.033823529411766,23.615073529411767,16.944485294117651,22.930147058823533,16.855147058823533,21.560294117647064,16.736029411764708,null,1.1102941176470589,1.053921568627451,1.0269607843137256,1,0.97181372549019607,0.94362745098039225,0.88725490196078449,0.64459161147902877,0.67209302325581388,0.68615751789976132,0.70098039215686281,0.71752837326607832,0.73506493506493509,0.77624309392265189,0.79999999999999971,0.78571428571428514,0.78571428571428514,0.78571428571428514,0.79285714285714204,0.79999999999999971,0.65714285714285692,{"$f":"Y14*C14+($A$4-80)*AF14*$A$12/1000","v":17.391176470588238},{"$f":"Z14*E14+($A$4-80)*AG14*$A$12/1000","v":17.212499999999999},{"$f":"AA14*G14+($A$4-80)*AH14*$A$12/1000","v":17.123161764705884},{"$f":"AB14*I14+($A$4-80)*AI14*$A$12/1000","v":17.033823529411766},{"$f":"AC14*K14+($A$4-80)*AJ14*$A$12/1000","v":16.944485294117651},{"$f":"AD14*M14+($A$4-80)*AK14*$A$12/1000","v":16.855147058823533},{"$f":"AE14*O14+($A$4-80)*AL14*$A$12/1000","v":16.736029411764708}]
[null,62,24.419117647058822,21.024264705882349,23.16838235294118,20.726470588235298,22.513235294117649,20.577573529411769,{"$f":"U15*$I$14","v":21.858088235294122},20.428676470588236,21.232720588235299,20.309558823529411,20.607352941176472,20.190441176470589,19.297058823529415,19.297058823529415,null,1.0049019607843137,0.95343137254901966,0.92647058823529416,0.89950980392156876,0.8737745098039218,0.84803921568627461,0.79411764705882359,0.86097560975609744,0.8946015424164524,0.91402116402116407,0.9346049046321524,0.95652173913043448,0.97976878612716756,1,0.79999999999999971,0.78571428571428514,0.78571428571428514,0.78571428571428514,0.79285714285714204,0.79999999999999971,0.65714285714285692,{"$f":"Y15*C15+($A$4-80)*AF15*$A$12/1000","v":21.024264705882349},{"$f":"Z15*E15+($A$4-80)*AG15*$A$12/1000","v":20.726470588235298},{"$f":"AA15*G15+($A$4-80)*AH15*$A$12/1000","v":20.577573529411769},{"$f":"AB15*I15+($A$4-80)*AI15*$A$12/1000","v":20.428676470588236},{"$f":"AC15*K15+($A$4-80)*AJ15*$A$12/1000","v":20.309558823529411},{"$f":"AD15*M15+($A$4-80)*AK15*$A$12/1000","v":20.190441176470589},{"$f":"AE15*O15+($A$4-80)*AL15*$A$12/1000","v":19.297058823529415}]
[1575,72,30.136764705882353,14.711029411764704,28.707352941176477,14.651470588235297,27.992647058823533,14.621691176470591,{"$f":"U16*$I$14","v":27.277941176470588},14.591911764705884,26.563235294117646,14.591911764705882,25.848529411764705,14.591911764705884,24.419117647058822,14.53235294117647,null,1.2401960784313726,1.1813725490196081,1.1519607843137256,1.1225490196078431,1.0931372549019607,1.0637254901960784,1.0049019607843137,0.48814229249011853,0.51037344398340245,0.52234042553191495,0.53493449781659397,0.54932735426008972,0.56451612903225812,0.59512195121951217,0.71111111111111136,0.71111111111111136,0.70476190476190481,0.69841269841269848,0.65396825396825387,0.60952380952380913,0.39365079365079386,{"$f":"Y16*C16+($A$4-80)*AF16*$A$16/1000","v":14.711029411764704},{"$f":"Z16*E16+($A$4-80)*AG16*$A$16/1000","v":14.651470588235297},{"$f":"AA16*G16+($A$4-80)*AH16*$A$16/1000","v":14.621691176470591},{"$f":"AB16*I16+($A$4-80)*AI16*$A$16/1000","v":14.591911764705884},{"$f":"AC16*K16+($A$4-80)*AJ16*$A$16/1000","v":14.591911764705882},{"$f":"AD16*M16+($A$4-80)*AK16*$A$16/1000","v":14.591911764705884},{"$f":"AE16*O16+($A$4-80)*AL16*$A$16/1000","v":14.53235294117647}]
[null,69.5,28.796691176470588,16.616911764705883,27.426838235294117,16.497794117647061,26.727022058823529,16.438235294117646,{"$f":"U17*$I$14","v":26.027205882352945},16.378676470588236,25.342279411764707,16.348897058823532,24.65735294117647,16.319117647058821,23.257720588235294,16.2,null,1.1850490196078431,1.1286764705882353,1.0998774509803921,1.0710784313725492,1.0428921568627452,1.0147058823529411,0.95710784313725494,0.57704239917269906,0.60152008686210645,0.61504178272980503,0.62929061784897022,0.6451233842538191,0.66183574879227047,0.69654289372599232,0.71111111111111136,0.71111111111111136,0.70476190476190481,0.69841269841269848,0.65396825396825387,0.60952380952380913,0.39365079365079386,{"$f":"Y17*C17+($A$4-80)*AF17*$A$16/1000","v":16.616911764705883},{"$f":"Z17*E17+($A$4-80)*AG17*$A$16/1000","v":16.497794117647061},{"$f":"AA17*G17+($A$4-80)*AH17*$A$16/1000","v":16.438235294117646},{"$f":"AB17*I17+($A$4-80)*AI17*$A$16/1000","v":16.378676470588236},{"$f":"AC17*K17+($A$4-80)*AJ17*$A$16/1000","v":16.348897058823532},{"$f":"AD17*M17+($A$4-80)*AK17*$A$16/1000","v":16.319117647058821},{"$f":"AE17*O17+($A$4-80)*AL17*$A$16/1000","v":16.2}]
[null,67,27.456617647058831,18.522794117647063,26.146323529411763,18.344117647058823,25.461397058823533,18.254779411764709,{"$f":"U18*$I$14","v":24.776470588235298},18.165441176470591,24.121323529411764,18.105882352941176,23.466176470588238,18.046323529411769,22.096323529411769,17.867647058823533,null,1.1299019607843139,1.0759803921568627,1.0477941176470589,1.0196078431372551,0.99264705882352944,0.96568627450980393,0.90931372549019618,0.67462039045553146,0.70159453302961283,0.71695906432748535,0.73317307692307687,0.75061728395061722,0.76903553299492389,0.80862533692722371,0.71111111111111136,0.71111111111111136,0.70476190476190481,0.69841269841269848,0.65396825396825387,0.60952380952380913,0.39365079365079386,{"$f":"Y18*C18+($A$4-80)*AF18*$A$16/1000","v":18.522794117647063},{"$f":"Z18*E18+($A$4-80)*AG18*$A$16/1000","v":18.344117647058823},{"$f":"AA18*G18+($A$4-80)*AH18*$A$16/1000","v":18.254779411764709},{"$f":"AB18*I18+($A$4-80)*AI18*$A$16/1000","v":18.165441176470591},{"$f":"AC18*K18+($A$4-80)*AJ18*$A$16/1000","v":18.105882352941176},{"$f":"AD18*M18+($A$4-80)*AK18*$A$16/1000","v":18.046323529411769},{"$f":"AE18*O18+($A$4-80)*AL18*$A$16/1000","v":17.867647058823533}]
[null,62,24.836029411764709,22.334558823529413,23.585294117647063,22.036764705882359,22.930147058823533,21.887867647058826,{"$f":"U19*$I$14","v":22.275000000000002},21.738970588235297,21.649632352941175,21.381617647058825,21.024264705882356,21.024264705882356,19.713970588235298,19.713970588235298,null,1.0220588235294119,0.97058823529411775,0.94362745098039225,0.91666666666666674,0.89093137254901955,0.86519607843137258,0.81127450980392168,0.89928057553956831,0.93434343434343436,0.95454545454545459,0.97593582887700536,0.98762035763411293,1,1,0.71111111111111136,0.71111111111111136,0.70476190476190481,0.69841269841269848,0.65396825396825387,0.60952380952380913,0.39365079365079386,{"$f":"Y19*C19+($A$4-80)*AF19*$A$16/1000","v":22.334558823529413},{"$f":"Z19*E19+($A$4-80)*AG19*$A$16/1000","v":22.036764705882359},{"$f":"AA19*G19+($A$4-80)*AH19*$A$16/1000","v":21.887867647058826},{"$f":"AB19*I19+($A$4-80)*AI19*$A$16/1000","v":21.738970588235297},{"$f":"AC19*K19+($A$4-80)*AJ19*$A$16/1000","v":21.381617647058825},{"$f":"AD19*M19+($A$4-80)*AK19*$A$16/1000","v":21.024264705882356},{"$f":"AE19*O19+($A$4-80)*AL19*$A$16/1000","v":19.713970588235298}]

{"sheet":"CSA4BD_48","index":8,"n_rows":19,"n_cols":45,"rows_kept":19,"cut":false,"hidden":true,"merged":[[130,0,133,0],[120,12,121,12],[120,13,121,13],[120,14,121,14],[120,15,121,15],[122,0,125,0],[126,0,129,0],[119,12,119,13],[119,14,119,15],[120,4,121,4],[120,5,121,5],[120,6,121,6],[120,7,121,7],[120,8,121,8],[120,9,121,9],[120,10,121,10],[120,11,121,11],[119,0,121,0],[119,1,121,1],[119,4,119,5],[119,6,119,7],[119,8,119,9],[119,10,119,11],[111,0,114,0],[117,0,118,1],[117,4,117,15],[118,4,118,5],[118,6,118,7],[118,8,118,9],[118,10,118,11],[118,12,118,13],[118,14,118,15],[101,12,102,12],[101,13,102,13],[101,14,102,14],[101,15,102,15],[103,0,106,0],[107,0,110,0],[100,12,100,13],[100,14,100,15],[101,4,102,4],[101,5,102,5],[101,6,102,6],[101,7,102,7],[101,8,102,8],[101,9,102,9],[101,10,102,10],[101,11,102,11],[100,0,102,0],[100,1,102,1],[100,4,100,5],[100,6,100,7],[100,8,100,9],[100,10,100,11],[92,0,95,0],[98,0,99,1],[98,4,98,15],[99,4,99,5],[99,6,99,7],[99,8,99,9],[99,10,99,11],[99,12,99,13],[99,14,99,15],[82,12,83,12],[82,13,83,13],[82,14,83,14],[82,15,83,15],[84,0,87,0],[88,0,91,0],[81,12,81,13],[81,14,81,15],[82,4,83,4],[82,5,83,5],[82,6,83,6],[82,7,83,7],[82,8,83,8],[82,9,83,9],[82,10,83,10],[82,11,83,11],[81,0,83,0],[81,1,83,1],[81,4,81,5],[81,6,81,7],[81,8,81,9],[81,10,81,11],[73,0,76,0],[79,0,80,1],[79,4,79,15],[80,4,80,5],[80,6,80,7],[80,8,80,9],[80,10,80,11],[80,12,80,13],[80,14,80,15],[63,12,64,12],[63,13,64,13],[63,14,64,14],[63,15,64,15],[65,0,68,0],[69,0,72,0],[62,12,62,13],[62,14,62,15],[63,4,64,4],[63,5,64,5],[63,6,64,6],[63,7,64,7],[63,8,64,8],[63,9,64,9],[63,10,64,10],[63,11,64,11],[62,0,64,0],[62,1,64,1],[62,4,62,5],[62,6,62,7],[62,8,62,9],[62,10,62,11],[54,0,57,0],[60,0,61,1],[60,4,60,15],[61,4,61,5],[61,6,61,7],[61,8,61,9],[61,10,61,11],[61,12,61,13],[61,14,61,15],[44,12,45,12],[44,13,45,13],[44,14,45,14],[44,15,45,15],[46,0,49,0],[50,0,53,0],[43,12,43,13],[43,14,43,15],[44,4,45,4],[44,5,45,5],[44,6,45,6],[44,7,45,7],[44,8,45,8],[44,9,45,9],[44,10,45,10],[44,11,45,11],[43,0,45,0],[43,1,45,1],[43,4,43,5],[43,6,43,7],[43,8,43,9],[43,10,43,11],[35,0,38,0],[41,0,42,1],[41,4,41,15],[42,4,42,5],[42,6,42,7],[42,8,42,9],[42,10,42,11],[42,12,42,13],[42,14,42,15],[25,12,26,12],[25,13,26,13],[25,14,26,14],[25,15,26,15],[27,0,30,0],[31,0,34,0],[24,12,24,13],[24,14,24,15],[25,4,26,4],[25,5,26,5],[25,6,26,6],[25,7,26,7],[25,8,26,8],[25,9,26,9],[25,10,26,10],[25,11,26,11],[24,0,26,0],[24,1,26,1],[24,4,24,5],[24,6,24,7],[24,8,24,9],[24,10,24,11],[7,0,10,0],[11,0,14,0],[15,0,18,0],[22,4,22,15],[23,4,23,5],[23,6,23,7],[23,8,23,9],[23,10,23,11],[23,12,23,13],[23,14,23,15],[5,10,6,10],[5,11,6,11],[5,12,6,12],[5,13,6,13],[5,14,6,14],[5,15,6,15],[4,10,4,11],[4,12,4,13],[4,14,4,15],[5,2,6,2],[5,3,6,3],[5,4,6,4],[5,5,6,5],[5,6,6,6],[5,7,6,7],[5,8,6,8],[4,0,6,0],[4,1,6,1],[4,2,4,3],[4,4,4,5],[4,6,4,7],[4,8,4,9],[5,9,6,9],[2,0,2,1],[2,2,2,15],[3,2,3,3],[3,4,3,5],[3,6,3,7],[3,8,3,9],[3,10,3,11],[3,12,3,13],[3,14,3,15]]}
[]
["CSA4BD_48"]
["Evaporator Air \n",null,"Condenser  Entering Air Temperature ˚F"]
[80,"°F DB",75,null,85,null,90,null,95,null,100,null,105,null,115]
["CFM","EWB†\n˚F","Capacity Mbtuh",null,"Capacity Mbtuh",null,"Capacity Mbtuh",null,"Capacity Mbtuh",null,"Capacity Mbtuh",null,"Capacity Mbtuh",null,"Capacity Mbtuh"]
[null,null,"Total","Sens.","Total","Sens.","Total","Sens.","Total","Sens.","Total","Sens.","Total","Sens.","Total","Sens."]
[null,null,null,null,null,null,null,null,null,null,null,null,null,null,null,null,null,"Total Factors",null,null,null,null,null,null,"Sens. %",null,null,null,null,null,null,"IDB Adj",null,null,null,null,null,null,"Sens Calc"]
[1400,72,{"$f":"R8*$I$14","v":29.036440677966102},{"$f":"IF(AM8>C8,C8,AM8)","v":12.458898305084746},{"$f":"S8*$I$14","v":27.594915254237286},{"$f":"IF(AN8>E8,E8,AN8)","v":12.35593220338983},{"$f":"T8*$I$14","v":26.848411016949157},{"$f":"IF(AO8>G8,G8,AO8)","v":12.330190677966103},{"$f":"U8*$I$14","v":26.101906779661014},{"$f":"IF(AP8>I8,I8,AP8)","v":12.304449152542372},{"$f":"V8*$I$14","v":25.381144067796605},{"$f":"IF(AQ8>K8,K8,AQ8)","v":12.278707627118642},{"$f":"W8*$I$14","v":24.660381355932202},{"$f":"IF(AR8>M8,M8,AR8)","v":12.252966101694915},{"$f":"X8*$I$14","v":23.167372881355931},{"$f":"IF(AS8>O8,O8,AS8)","v":12.201483050847456},null,1.1949152542372881,1.1355932203389829,1.1048728813559323,1.0741525423728813,1.0444915254237286,1.0148305084745761,0.95338983050847448,0.42907801418439717,0.44776119402985076,0.45925215723873436,0.47140039447731752,0.48377281947261669,0.49686847599164929,0.52666666666666662,0.91428571428571415,0.9285714285714286,0.92142857142857171,0.91428571428571415,0.92142857142857126,0.9285714285714286,0.91428571428571415,{"$f":"Y8*C8+($A$4-80)*AF8*$A$8/1000","v":12.458898305084746},{"$f":"Z8*E8+($A$4-80)*AG8*$A$8/1000","v":12.35593220338983},{"$f":"AA8*G8+($A$4-80)*AH8*$A$8/1000","v":12.330190677966103},{"$f":"AB8*I8+($A$4-80)*AI8*$A$8/1000","v":12.304449152542372},{"$f":"AC8*K8+($A$4-80)*AJ8*$A$8/1000","v":12.278707627118642},{"$f":"AD8*M8+($A$4-80)*AK8*$A$8/1000","v":12.252966101694915},{"$f":"AE8*O8+($A$4-80)*AL8*$A$8/1000","v":12.201483050847456}]
[null,69.5,27.826588983050847,14.157838983050848,26.41080508474576,14.029131355932202,25.690042372881354,13.977648305084744,24.969279661016952,13.926165254237286,24.261387711864405,13.861811440677965,23.553495762711862,13.797457627118643,22.111970338983049,13.694491525423727,null,1.1451271186440677,1.0868644067796609,1.0572033898305084,1.027542372881356,0.99841101694915246,0.96927966101694907,0.90995762711864403,0.50878815911193342,0.53118908382066277,0.54408817635270534,0.5577319587628865,0.57135278514588861,0.58579234972677596,0.61932479627473802,0.91428571428571415,0.9285714285714286,0.92142857142857171,0.91428571428571415,0.92142857142857126,0.9285714285714286,0.91428571428571415,{"$f":"Y9*C9+($A$4-80)*AF9*$A$8/1000","v":14.157838983050848},{"$f":"Z9*E9+($A$4-80)*AG9*$A$8/1000","v":14.029131355932202},{"$f":"AA9*G9+($A$4-80)*AH9*$A$8/1000","v":13.977648305084744},{"$f":"AB9*I9+($A$4-80)*AI9*$A$8/1000","v":13.926165254237286},{"$f":"AC9*K9+($A$4-80)*AJ9*$A$8/1000","v":13.861811440677965},{"$f":"AD9*M9+($A$4-80)*AK9*$A$8/1000","v":13.797457627118643},{"$f":"AE9*O9+($A$4-80)*AL9*$A$8/1000","v":13.694491525423727}]
[null,67,26.616737288135596,15.856779661016949,25.226694915254235,15.702330508474576,24.531673728813555,15.62510593220339,23.836652542372878,15.547881355932203,23.141631355932205,15.444915254237289,22.446610169491525,15.341949152542373,21.056567796610167,15.1875,null,1.0953389830508475,1.0381355932203389,1.0095338983050846,0.98093220338983034,0.95233050847457623,0.92372881355932202,0.86652542372881347,0.5957446808510638,0.62244897959183676,0.63693599160545655,0.6522678185745141,0.66740823136818683,0.6834862385321101,0.72127139364303183,0.91428571428571415,0.9285714285714286,0.92142857142857171,0.91428571428571415,0.92142857142857126,0.9285714285714286,0.91428571428571415,{"$f":"Y10*C10+($A$4-80)*AF10*$A$8/1000","v":15.856779661016949},{"$f":"Z10*E10+($A$4-80)*AG10*$A$8/1000","v":15.702330508474576},{"$f":"AA10*G10+($A$4-80)*AH10*$A$8/1000","v":15.62510593220339},{"$f":"AB10*I10+($A$4-80)*AI10*$A$8/1000","v":15.547881355932203},{"$f":"AC10*K10+($A$4-80)*AJ10*$A$8/1000","v":15.444915254237289},{"$f":"AD10*M10+($A$4-80)*AK10*$A$8/1000","v":15.341949152542373},{"$f":"AE10*O10+($A$4-80)*AL10*$A$8/1000","v":15.1875}]
[null,62,24.197033898305083,19.306144067796609,22.909957627118644,19.048728813559322,22.240677966101696,18.894279661016952,21.571398305084745,18.739830508474576,20.902118644067794,18.611122881355932,20.232838983050847,18.482415254237289,18.945762711864404,18.173516949152539,null,0.99576271186440668,0.94279661016949146,0.9152542372881356,0.88771186440677963,0.86016949152542355,0.83262711864406769,0.77966101694915246,0.7978723404255319,0.8314606741573034,0.84953703703703709,0.86873508353221962,0.89039408866995085,0.91348600508905853,0.95923913043478259,0.91428571428571415,0.9285714285714286,0.92142857142857171,0.91428571428571415,0.92142857142857126,0.9285714285714286,0.91428571428571415,{"$f":"Y11*C11+($A$4-80)*AF11*$A$8/1000","v":19.306144067796609},{"$f":"Z11*E11+($A$4-80)*AG11*$A$8/1000","v":19.048728813559322},{"$f":"AA11*G11+($A$4-80)*AH11*$A$8/1000","v":18.894279661016952},{"$f":"AB11*I11+($A$4-80)*AI11*$A$8/1000","v":18.739830508474576},{"$f":"AC11*K11+($A$4-80)*AJ11*$A$8/1000","v":18.611122881355932},{"$f":"AD11*M11+($A$4-80)*AK11*$A$8/1000","v":18.482415254237289},{"$f":"AE11*O11+($A$4-80)*AL11*$A$8/1000","v":18.173516949152539}]
[1600,72,29.602754237288135,13.334110169491524,28.109745762711867,13.282627118644069,27.388983050847454,13.23114406779661,26.668220338983051,13.179661016949154,25.921716101694912,13.153919491525425,25.17521186440678,13.128177966101696,23.733686440677964,13.076694915254235,null,1.2182203389830508,1.1567796610169492,1.1271186440677965,1.097457627118644,1.066737288135593,1.0360169491525424,0.97669491525423724,0.45043478260869563,0.47252747252747251,0.48308270676691734,0.49420849420849428,0.50744786494538241,0.5214723926380368,0.55097613882863339,0.79999999999999993,0.81250000000000011,0.80625000000000036,0.80000000000000071,0.80625000000000036,0.81250000000000044,0.78750000000000009,{"$f":"Y12*C12+($A$4-80)*AF12*$A$12/1000","v":13.334110169491524},{"$f":"Z12*E12+($A$4-80)*AG12*$A$12/1000","v":13.282627118644069},{"$f":"AA12*G12+($A$4-80)*AH12*$A$12/1000","v":13.23114406779661},{"$f":"AB12*I12+($A$4-80)*AI12*$A$12/1000","v":13.179661016949154},{"$f":"AC12*K12+($A$4-80)*AJ12*$A$12/1000","v":13.153919491525425},{"$f":"AD12*M12+($A$4-80)*AK12*$A$12/1000","v":13.128177966101696},{"$f":"AE12*O12+($A$4-80)*AL12*$A$12/1000","v":13.076694915254235}]
[null,69.5,28.341419491525421,15.136016949152541,26.899894067796613,15.007309322033899,26.192002118644066,14.942955508474578,25.484110169491526,14.878601694915258,24.763347457627116,14.814247881355932,24.042584745762714,14.74989406779661,22.626800847457627,14.646927966101693,null,1.1663135593220337,1.1069915254237288,1.0778601694915253,1.048728813559322,1.0190677966101693,0.98940677966101698,0.93114406779661019,0.5340599455040872,0.55789473684210522,0.57051597051597058,0.58383838383838393,0.59823284823284828,0.6134903640256959,0.64732650739476671,0.79999999999999993,0.81250000000000011,0.80625000000000036,0.80000000000000071,0.80625000000000036,0.81250000000000044,0.78750000000000009,{"$f":"Y13*C13+($A$4-80)*AF13*$A$12/1000","v":15.136016949152541},{"$f":"Z13*E13+($A$4-80)*AG13*$A$12/1000","v":15.007309322033899},{"$f":"AA13*G13+($A$4-80)*AH13*$A$12/1000","v":14.942955508474578},{"$f":"AB13*I13+($A$4-80)*AI13*$A$12/1000","v":14.878601694915258},{"$f":"AC13*K13+($A$4-80)*AJ13*$A$12/1000","v":14.814247881355932},{"$f":"AD13*M13+($A$4-80)*AK13*$A$12/1000","v":14.74989406779661},{"$f":"AE13*O13+($A$4-80)*AL13*$A$12/1000","v":14.646927966101693}]
[null,67,27.080084745762711,16.937923728813558,25.690042372881354,16.731991525423727,24.995021186440674,16.654766949152542,24.3,16.577542372881357,23.604978813559324,16.474576271186443,22.909957627118644,16.371610169491525,21.519915254237286,16.217161016949152,null,1.1144067796610169,1.0572033898305084,1.0286016949152541,1,0.97139830508474578,0.94279661016949146,0.88559322033898291,0.62547528517110262,0.65130260521042083,0.66632337796086516,0.68220338983050854,0.69792802617230099,0.71460674157303372,0.75358851674641159,0.79999999999999993,0.81250000000000011,0.80625000000000036,0.80000000000000071,0.80625000000000036,0.81250000000000044,0.78750000000000009,{"$f":"Y14*C14+($A$4-80)*AF14*$A$12/1000","v":16.937923728813558},{"$f":"Z14*E14+($A$4-80)*AG14*$A$12/1000","v":16.731991525423727},{"$f":"AA14*G14+($A$4-80)*AH14*$A$12/1000","v":16.654766949152542},{"$f":"AB14*I14+($A$4-80)*AI14*$A$12/1000","v":16.577542372881357},{"$f":"AC14*K14+($A$4-80)*AJ14*$A$12/1000","v":16.474576271186443},{"$f":"AD14*M14+($A$4-80)*AK14*$A$12/1000","v":16.371610169491525},{"$f":"AE14*O14+($A$4-80)*AL14*$A$12/1000","v":16.217161016949152}]
[null,62,24.608898305084747,20.490254237288138,23.270338983050848,20.232838983050843,22.601059322033901,20.078389830508474,{"$f":"U15*$I$14","v":21.931779661016947},19.923940677966101,21.288241525423729,19.795233050847457,20.644703389830507,19.666525423728814,19.306144067796609,19.306144067796609,null,1.0127118644067796,0.9576271186440678,0.93008474576271194,0.90254237288135586,0.87605932203389825,0.84957627118644063,0.79449152542372881,0.83263598326359833,0.86946902654867242,0.88838268792710695,0.90845070422535212,0.92986698911729149,0.95261845386533672,1,0.79999999999999993,0.81250000000000011,0.80625000000000036,0.80000000000000071,0.80625000000000036,0.81250000000000044,0.78750000000000009,{"$f":"Y15*C15+($A$4-80)*AF15*$A$12/1000","v":20.490254237288138},{"$f":"Z15*E15+($A$4-80)*AG15*$A$12/1000","v":20.232838983050843},{"$f":"AA15*G15+($A$4-80)*AH15*$A$12/1000","v":20.078389830508474},{"$f":"AB15*I15+($A$4-80)*AI15*$A$12/1000","v":19.923940677966101},{"$f":"AC15*K15+($A$4-80)*AJ15*$A$12/1000","v":19.795233050847457},{"$f":"AD15*M15+($A$4-80)*AK15*$A$12/1000","v":19.666525423728814},{"$f":"AE15*O15+($A$4-80)*AL15*$A$12/1000","v":19.306144067796609}]
[1800,72,30.117584745762709,14.209322033898305,28.6760593220339,14.157838983050848,27.929555084745761,14.132097457627118,{"$f":"U16*$I$14","v":27.183050847457626},14.106355932203389,26.462288135593219,14.054872881355932,25.74152542372881,14.003389830508473,24.3,13.951906779661018,null,1.2394067796610169,1.1800847457627119,1.1493644067796609,1.1186440677966101,1.0889830508474576,1.0593220338983049,1,0.47179487179487184,0.49371633752244165,0.50599078341013826,0.51893939393939392,0.5311284046692607,0.54400000000000004,0.57415254237288138,0.72222222222222232,0.72222222222222232,0.71666666666666623,0.71111111111111103,0.7166666666666669,0.72222222222222232,0.52222222222222259,{"$f":"Y16*C16+($A$4-80)*AF16*$A$16/1000","v":14.209322033898305},{"$f":"Z16*E16+($A$4-80)*AG16*$A$16/1000","v":14.157838983050848},{"$f":"AA16*G16+($A$4-80)*AH16*$A$16/1000","v":14.132097457627118},{"$f":"AB16*I16+($A$4-80)*AI16*$A$16/1000","v":14.106355932203389},{"$f":"AC16*K16+($A$4-80)*AJ16*$A$16/1000","v":14.054872881355932},{"$f":"AD16*M16+($A$4-80)*AK16*$A$16/1000","v":14.003389830508473},{"$f":"AE16*O16+($A$4-80)*AL16*$A$16/1000","v":13.951906779661018}]
[null,69.5,28.83050847457627,16.088453389830509,27.414724576271187,15.959745762711863,26.693961864406781,15.908262711864408,{"$f":"U17*$I$14","v":25.973199152542374},15.856779661016949,25.265307203389831,15.792425847457624,24.557415254237291,15.728072033898304,23.141631355932205,15.59936440677966,null,1.1864406779661016,1.1281779661016949,1.0985169491525424,1.0688559322033899,1.0397245762711864,1.0105932203389831,0.95233050847457623,0.5580357142857143,0.5821596244131455,0.59594985535197686,0.6105054509415262,0.62506367804381036,0.64046121593291394,0.67408231368186866,0.72222222222222232,0.72222222222222232,0.71666666666666623,0.71111111111111103,0.7166666666666669,0.72222222222222232,0.52222222222222259,{"$f":"Y17*C17+($A$4-80)*AF17*$A$16/1000","v":16.088453389830509},{"$f":"Z17*E17+($A$4-80)*AG17*$A$16/1000","v":15.959745762711863},{"$f":"AA17*G17+($A$4-80)*AH17*$A$16/1000","v":15.908262711864408},{"$f":"AB17*I17+($A$4-80)*AI17*$A$16/1000","v":15.856779661016949},{"$f":"AC17*K17+($A$4-80)*AJ17*$A$16/1000","v":15.792425847457624},{"$f":"AD17*M17+($A$4-80)*AK17*$A$16/1000","v":15.728072033898304},{"$f":"AE17*O17+($A$4-80)*AL17*$A$16/1000","v":15.59936440677966}]
[null,67,27.54343220338983,17.967584745762711,26.15338983050847,17.761652542372879,25.458368644067797,17.684427966101694,{"$f":"U18*$I$14","v":24.76334745762712},17.607203389830509,24.068326271186439,17.529978813559321,23.373305084745759,17.452754237288133,21.983262711864409,17.246822033898308,null,1.1334745762711864,1.0762711864406778,1.0476694915254237,1.0190677966101696,0.99046610169491522,0.9618644067796609,0.90466101694915257,0.65233644859813078,0.67913385826771655,0.69464105156723965,0.71101871101871106,0.72834224598930475,0.74669603524229078,0.78454332552693207,0.72222222222222232,0.72222222222222232,0.71666666666666623,0.71111111111111103,0.7166666666666669,0.72222222222222232,0.52222222222222259,{"$f":"Y18*C18+($A$4-80)*AF18*$A$16/1000","v":17.967584745762711},{"$f":"Z18*E18+($A$4-80)*AG18*$A$16/1000","v":17.761652542372879},{"$f":"AA18*G18+($A$4-80)*AH18*$A$16/1000","v":17.684427966101694},{"$f":"AB18*I18+($A$4-80)*AI18*$A$16/1000","v":17.607203389830509},{"$f":"AC18*K18+($A$4-80)*AJ18*$A$16/1000","v":17.529978813559321},{"$f":"AD18*M18+($A$4-80)*AK18*$A$16/1000","v":17.452754237288133},{"$f":"AE18*O18+($A$4-80)*AL18*$A$16/1000","v":17.246822033898308}]
[null,62,24.969279661016952,21.725847457627122,23.63072033898305,21.416949152542372,22.987182203389828,21.262499999999996,{"$f":"U19*$I$14","v":22.343644067796607},21.108050847457623,21.674364406779659,20.979343220338983,21.005084745762712,20.850635593220339,19.666525423728817,19.666525423728817,null,1.027542372881356,0.97245762711864403,0.94597457627118631,0.9194915254237287,0.89194915254237273,0.86440677966101687,0.80932203389830515,0.87010309278350517,0.9063180827886711,0.92497200447928329,0.9447004608294931,0.96793349168646092,0.99264705882352944,1,0.72222222222222232,0.72222222222222232,0.71666666666666623,0.71111111111111103,0.7166666666666669,0.72222222222222232,0.52222222222222259,{"$f":"Y19*C19+($A$4-80)*AF19*$A$16/1000","v":21.725847457627122},{"$f":"Z19*E19+($A$4-80)*AG19*$A$16/1000","v":21.416949152542372},{"$f":"AA19*G19+($A$4-80)*AH19*$A$16/1000","v":21.262499999999996},{"$f":"AB19*I19+($A$4-80)*AI19*$A$16/1000","v":21.108050847457623},{"$f":"AC19*K19+($A$4-80)*AJ19*$A$16/1000","v":20.979343220338983},{"$f":"AD19*M19+($A$4-80)*AK19*$A$16/1000","v":20.850635593220339},{"$f":"AE19*O19+($A$4-80)*AL19*$A$16/1000","v":19.666525423728817}]

{"sheet":"CSA4BD_60","index":9,"n_rows":19,"n_cols":45,"rows_kept":19,"cut":false,"hidden":true,"merged":[[130,0,133,0],[120,12,121,12],[120,13,121,13],[120,14,121,14],[120,15,121,15],[122,0,125,0],[126,0,129,0],[119,12,119,13],[119,14,119,15],[120,4,121,4],[120,5,121,5],[120,6,121,6],[120,7,121,7],[120,8,121,8],[120,9,121,9],[120,10,121,10],[120,11,121,11],[119,0,121,0],[119,1,121,1],[119,4,119,5],[119,6,119,7],[119,8,119,9],[119,10,119,11],[111,0,114,0],[117,0,118,1],[117,4,117,15],[118,4,118,5],[118,6,118,7],[118,8,118,9],[118,10,118,11],[118,12,118,13],[118,14,118,15],[101,12,102,12],[101,13,102,13],[101,14,102,14],[101,15,102,15],[103,0,106,0],[107,0,110,0],[100,12,100,13],[100,14,100,15],[101,4,102,4],[101,5,102,5],[101,6,102,6],[101,7,102,7],[101,8,102,8],[101,9,102,9],[101,10,102,10],[101,11,102,11],[100,0,102,0],[100,1,102,1],[100,4,100,5],[100,6,100,7],[100,8,100,9],[100,10,100,11],[92,0,95,0],[98,0,99,1],[98,4,98,15],[99,4,99,5],[99,6,99,7],[99,8,99,9],[99,10,99,11],[99,12,99,13],[99,14,99,15],[82,12,83,12],[82,13,83,13],[82,14,83,14],[82,15,83,15],[84,0,87,0],[88,0,91,0],[81,12,81,13],[81,14,81,15],[82,4,83,4],[82,5,83,5],[82,6,83,6],[82,7,83,7],[82,8,83,8],[82,9,83,9],[82,10,83,10],[82,11,83,11],[81,0,83,0],[81,1,83,1],[81,4,81,5],[81,6,81,7],[81,8,81,9],[81,10,81,11],[73,0,76,0],[79,0,80,1],[79,4,79,15],[80,4,80,5],[80,6,80,7],[80,8,80,9],[80,10,80,11],[80,12,80,13],[80,14,80,15],[63,12,64,12],[63,13,64,13],[63,14,64,14],[63,15,64,15],[65,0,68,0],[69,0,72,0],[62,12,62,13],[62,14,62,15],[63,4,64,4],[63,5,64,5],[63,6,64,6],[63,7,64,7],[63,8,64,8],[63,9,64,9],[63,10,64,10],[63,11,64,11],[62,0,64,0],[62,1,64,1],[62,4,62,5],[62,6,62,7],[62,8,62,9],[62,10,62,11],[54,0,57,0],[60,0,61,1],[60,4,60,15],[61,4,61,5],[61,6,61,7],[61,8,61,9],[61,10,61,11],[61,12,61,13],[61,14,61,15],[44,12,45,12],[44,13,45,13],[44,14,45,14],[44,15,45,15],[46,0,49,0],[50,0,53,0],[43,12,43,13],[43,14,43,15],[44,4,45,4],[44,5,45,5],[44,6,45,6],[44,7,45,7],[44,8,45,8],[44,9,45,9],[44,10,45,10],[44,11,45,11],[43,0,45,0],[43,1,45,1],[43,4,43,5],[43,6,43,7],[43,8,43,9],[43,10,43,11],[35,0,38,0],[41,0,42,1],[41,4,41,15],[42,4,42,5],[42,6,42,7],[42,8,42,9],[42,10,42,11],[42,12,42,13],[42,14,42,15],[25,12,26,12],[25,13,26,13],[25,14,26,14],[25,15,26,15],[27,0,30,0],[31,0,34,0],[24,12,24,13],[24,14,24,15],[25,4,26,4],[25,5,26,5],[25,6,26,6],[25,7,26,7],[25,8,26,8],[25,9,26,9],[25,10,26,10],[25,11,26,11],[24,0,26,0],[24,1,26,1],[24,4,24,5],[24,6,24,7],[24,8,24,9],[24,10,24,11],[7,0,10,0],[11,0,14,0],[15,0,18,0],[22,4,22,15],[23,4,23,5],[23,6,23,7],[23,8,23,9],[23,10,23,11],[23,12,23,13],[23,14,23,15],[5,10,6,10],[5,11,6,11],[5,12,6,12],[5,13,6,13],[5,14,6,14],[5,15,6,15],[4,10,4,11],[4,12,4,13],[4,14,4,15],[5,2,6,2],[5,3,6,3],[5,4,6,4],[5,5,6,5],[5,6,6,6],[5,7,6,7],[5,8,6,8],[4,0,6,0],[4,1,6,1],[4,2,4,3],[4,4,4,5],[4,6,4,7],[4,8,4,9],[5,9,6,9],[2,0,2,1],[2,2,2,15],[3,2,3,3],[3,4,3,5],[3,6,3,7],[3,8,3,9],[3,10,3,11],[3,12,3,13],[3,14,3,15]]}
[]
["CSA4BD_60"]
["Evaporator Air \n",null,"Condenser  Entering Air Temperature ˚F"]
[80,"°F DB",75,null,85,null,90,null,95,null,100,null,105,null,115]
["CFM","EWB†\n˚F","Capacity Mbtuh",null,"Capacity Mbtuh",null,"Capacity Mbtuh",null,"Capacity Mbtuh",null,"Capacity Mbtuh",null,"Capacity Mbtuh",null,"Capacity Mbtuh"]
[null,null,"Total","Sens.","Total","Sens.","Total","Sens.","Total","Sens.","Total","Sens.","Total","Sens.","Total","Sens."]
[null,null,null,null,null,null,null,null,null,null,null,null,null,null,null,null,null,"Total Factors",null,null,null,null,null,null,"Sens. %",null,null,null,null,null,null,"IDB Adj",null,null,null,null,null,null,"Sens Calc"]
[1750,72,{"$f":"R8*$I$14","v":28.575783972125436},{"$f":"IF(AM8>C8,C8,AM8)","v":12.361672473867596},{"$f":"S8*$I$14","v":27.178745644599307},{"$f":"IF(AN8>E8,E8,AN8)","v":12.234668989547039},{"$f":"T8*$I$14","v":26.45905923344948},{"$f":"IF(AO8>G8,G8,AO8)","v":12.17116724738676},{"$f":"U8*$I$14","v":25.73937282229965},{"$f":"IF(AP8>I8,I8,AP8)","v":12.107665505226482},{"$f":"V8*$I$14","v":25.040853658536587},{"$f":"IF(AQ8>K8,K8,AQ8)","v":12.044163763066203},{"$f":"W8*$I$14","v":24.342334494773521},{"$f":"IF(AR8>M8,M8,AR8)","v":11.980662020905925},{"$f":"X8*$I$14","v":22.902961672473868},{"$f":"IF(AS8>O8,O8,AS8)","v":11.853658536585366},null,1.1759581881533101,1.118466898954704,1.0888501742160279,1.0592334494773519,1.0304878048780488,1.0017421602787457,0.94250871080139376,0.43259259259259258,0.45015576323987533,0.46,0.47039473684210531,0.48098055790363486,0.49217391304347829,0.51756007393715342,0.87999999999999945,0.88000000000000023,0.87999999999999945,0.87999999999999945,0.87999999999999945,0.88000000000000023,0.88000000000000023,{"$f":"Y8*C8+($A$4-80)*AF8*$A$8/1000","v":12.361672473867596},{"$f":"Z8*E8+($A$4-80)*AG8*$A$8/1000","v":12.234668989547039},{"$f":"AA8*G8+($A$4-80)*AH8*$A$8/1000","v":12.17116724738676},{"$f":"AB8*I8+($A$4-80)*AI8*$A$8/1000","v":12.107665505226482},{"$f":"AC8*K8+($A$4-80)*AJ8*$A$8/1000","v":12.044163763066203},{"$f":"AD8*M8+($A$4-80)*AK8*$A$8/1000","v":11.980662020905925},{"$f":"AE8*O8+($A$4-80)*AL8*$A$8/1000","v":11.853658536585366}]
[null,69.5,27.538588850174214,13.970383275261325,26.162717770034845,13.801045296167247,25.464198606271779,13.71637630662021,24.765679442508709,13.631707317073172,24.077743902439025,13.536454703832755,23.38980836236934,13.441202090592334,21.992770034843208,13.271864111498259,null,1.1332752613240418,1.0766550522648084,1.0479094076655053,1.019163763066202,0.99085365853658536,0.96254355400696867,0.90505226480836243,0.50730207532667182,0.52750809061488668,0.53865336658354113,0.55042735042735047,0.56219780219780224,0.57466063348416285,0.60346487006737248,0.87999999999999945,0.88000000000000023,0.87999999999999945,0.87999999999999945,0.87999999999999945,0.88000000000000023,0.88000000000000023,{"$f":"Y9*C9+($A$4-80)*AF9*$A$8/1000","v":13.970383275261325},{"$f":"Z9*E9+($A$4-80)*AG9*$A$8/1000","v":13.801045296167247},{"$f":"AA9*G9+($A$4-80)*AH9*$A$8/1000","v":13.71637630662021},{"$f":"AB9*I9+($A$4-80)*AI9*$A$8/1000","v":13.631707317073172},{"$f":"AC9*K9+($A$4-80)*AJ9*$A$8/1000","v":13.536454703832755},{"$f":"AD9*M9+($A$4-80)*AK9*$A$8/1000","v":13.441202090592334},{"$f":"AE9*O9+($A$4-80)*AL9*$A$8/1000","v":13.271864111498259}]
[null,67,26.501393728223,15.579094076655053,25.146689895470381,15.367421602787454,24.469337979094075,15.261585365853657,23.791986062717772,15.15574912891986,23.114634146341466,15.028745644599304,22.43728222996516,14.901742160278749,21.082578397212544,14.690069686411153,null,1.0905923344947737,1.0348432055749128,1.0069686411149825,0.97909407665505233,0.95121951219512202,0.92334494773519171,0.86759581881533099,0.58785942492012777,0.61111111111111105,0.62370242214532867,0.63701067615658358,0.6501831501831502,0.66415094339622649,0.69678714859437763,0.87999999999999945,0.88000000000000023,0.87999999999999945,0.87999999999999945,0.87999999999999945,0.88000000000000023,0.88000000000000023,{"$f":"Y10*C10+($A$4-80)*AF10*$A$8/1000","v":15.579094076655053},{"$f":"Z10*E10+($A$4-80)*AG10*$A$8/1000","v":15.367421602787454},{"$f":"AA10*G10+($A$4-80)*AH10*$A$8/1000","v":15.261585365853657},{"$f":"AB10*I10+($A$4-80)*AI10*$A$8/1000","v":15.15574912891986},{"$f":"AC10*K10+($A$4-80)*AJ10*$A$8/1000","v":15.028745644599304},{"$f":"AD10*M10+($A$4-80)*AK10*$A$8/1000","v":14.901742160278749},{"$f":"AE10*O10+($A$4-80)*AL10*$A$8/1000","v":14.690069686411153}]
[null,62,24.384668989547038,18.796515679442507,23.072299651567945,18.500174216027879,22.43728222996516,18.330836236933798,21.80226480836237,18.161498257839721,21.146080139372827,18.013327526132407,20.489895470383274,17.865156794425086,19.219860627177699,17.568815331010452,null,1.0034843205574913,0.94947735191637628,0.92334494773519171,0.89721254355400704,0.8702090592334496,0.84320557491289194,0.79094076655052259,0.77083333333333326,0.8018348623853212,0.81698113207547163,0.83300970873786406,0.85185185185185175,0.87190082644628109,0.91409691629955947,0.87999999999999945,0.88000000000000023,0.87999999999999945,0.87999999999999945,0.87999999999999945,0.88000000000000023,0.88000000000000023,{"$f":"Y11*C11+($A$4-80)*AF11*$A$8/1000","v":18.796515679442507},{"$f":"Z11*E11+($A$4-80)*AG11*$A$8/1000","v":18.500174216027879},{"$f":"AA11*G11+($A$4-80)*AH11*$A$8/1000","v":18.330836236933798},{"$f":"AB11*I11+($A$4-80)*AI11*$A$8/1000","v":18.161498257839721},{"$f":"AC11*K11+($A$4-80)*AJ11*$A$8/1000","v":18.013327526132407},{"$f":"AD11*M11+($A$4-80)*AK11*$A$8/1000","v":17.865156794425086},{"$f":"AE11*O11+($A$4-80)*AL11*$A$8/1000","v":17.568815331010452}]
[2000,72,29.168466898954705,13.293031358885017,27.771428571428572,13.123693379790941,27.051742160278749,13.060191637630664,26.332055749128919,12.996689895470382,25.633536585365857,12.933188153310105,24.935017421602787,12.869686411149825,23.495644599303137,12.74268292682927,null,1.2003484320557491,1.1428571428571428,1.113240418118467,1.0836236933797909,1.0548780487804879,1.0261324041811846,0.9668989547038328,0.45573294629898398,0.47256097560975613,0.48278560250391239,0.49356913183279738,0.50454170107349294,0.5161290322580645,0.54234234234234235,0.77000000000000024,0.76999999999999957,0.77000000000000024,0.77000000000000024,0.77000000000000024,0.76999999999999957,0.76000000000000012,{"$f":"Y12*C12+($A$4-80)*AF12*$A$12/1000","v":13.293031358885017},{"$f":"Z12*E12+($A$4-80)*AG12*$A$12/1000","v":13.123693379790941},{"$f":"AA12*G12+($A$4-80)*AH12*$A$12/1000","v":13.060191637630664},{"$f":"AB12*I12+($A$4-80)*AI12*$A$12/1000","v":12.996689895470382},{"$f":"AC12*K12+($A$4-80)*AJ12*$A$12/1000","v":12.933188153310105},{"$f":"AD12*M12+($A$4-80)*AK12*$A$12/1000","v":12.869686411149825},{"$f":"AE12*O12+($A$4-80)*AL12*$A$12/1000","v":12.74268292682927}]
[null,69.5,28.088937282229963,14.944076655052262,26.713066202090591,14.75357142857143,26.014547038327528,14.668902439024393,25.316027874564458,14.584233449477354,24.628092334494774,14.499564459930314,23.940156794425086,14.414895470383275,22.543118466898957,14.224390243902441,null,1.1559233449477351,1.0993031358885017,1.0705574912891986,1.0418118466898953,1.0135017421602788,0.98519163763066198,0.92770034843205573,0.53202712886209491,0.55229793977813002,0.563873067534581,0.57608695652173925,0.58874086807047699,0.60212201591511938,0.63098591549295779,0.77000000000000024,0.76999999999999957,0.77000000000000024,0.77000000000000024,0.77000000000000024,0.76999999999999957,0.76000000000000012,{"$f":"Y13*C13+($A$4-80)*AF13*$A$12/1000","v":14.944076655052262},{"$f":"Z13*E13+($A$4-80)*AG13*$A$12/1000","v":14.75357142857143},{"$f":"AA13*G13+($A$4-80)*AH13*$A$12/1000","v":14.668902439024393},{"$f":"AB13*I13+($A$4-80)*AI13*$A$12/1000","v":14.584233449477354},{"$f":"AC13*K13+($A$4-80)*AJ13*$A$12/1000","v":14.499564459930314},{"$f":"AD13*M13+($A$4-80)*AK13*$A$12/1000","v":14.414895470383275},{"$f":"AE13*O13+($A$4-80)*AL13*$A$12/1000","v":14.224390243902441}]
[null,67,27.009407665505226,16.595121951219515,25.654703832752613,16.383449477351917,24.977351916376307,16.27761324041812,24.3,16.171777003484323,23.622648083623695,16.065940766550526,22.945296167247392,15.960104529616729,21.590592334494776,15.706097560975612,null,1.1114982578397212,1.0557491289198606,1.0278745644599303,1,0.97212543554006969,0.9442508710801395,0.88850174216027877,0.61442006269592486,0.63861386138613863,0.65169491525423728,0.66550522648083632,0.68010752688172049,0.69557195571955721,0.72745098039215694,0.77000000000000024,0.76999999999999957,0.77000000000000024,0.77000000000000024,0.77000000000000024,0.76999999999999957,0.76000000000000012,{"$f":"Y14*C14+($A$4-80)*AF14*$A$12/1000","v":16.595121951219515},{"$f":"Z14*E14+($A$4-80)*AG14*$A$12/1000","v":16.383449477351917},{"$f":"AA14*G14+($A$4-80)*AH14*$A$12/1000","v":16.27761324041812},{"$f":"AB14*I14+($A$4-80)*AI14*$A$12/1000","v":16.171777003484323},{"$f":"AC14*K14+($A$4-80)*AJ14*$A$12/1000","v":16.065940766550526},{"$f":"AD14*M14+($A$4-80)*AK14*$A$12/1000","v":15.960104529616729},{"$f":"AE14*O14+($A$4-80)*AL14*$A$12/1000","v":15.706097560975612}]
[null,62,24.808013937282233,19.939547038327529,23.537979094076658,19.600871080139374,22.881794425087108,19.452700348432057,{"$f":"U15*$I$14","v":22.225609756097562},19.304529616724739,21.590592334494776,19.156358885017422,20.955574912891986,19.008188153310105,19.643205574912894,18.669512195121953,null,1.0209059233449478,0.96864111498257843,0.94163763066202089,0.91463414634146345,0.88850174216027877,0.8623693379790941,0.80836236933797911,0.80375426621160406,0.83273381294964022,0.85013876040703062,0.86857142857142855,0.88725490196078427,0.90707070707070703,0.95043103448275867,0.77000000000000024,0.76999999999999957,0.77000000000000024,0.77000000000000024,0.77000000000000024,0.76999999999999957,0.76000000000000012,{"$f":"Y15*C15+($A$4-80)*AF15*$A$12/1000","v":19.939547038327529},{"$f":"Z15*E15+($A$4-80)*AG15*$A$12/1000","v":19.600871080139374},{"$f":"AA15*G15+($A$4-80)*AH15*$A$12/1000","v":19.452700348432057},{"$f":"AB15*I15+($A$4-80)*AI15*$A$12/1000","v":19.304529616724739},{"$f":"AC15*K15+($A$4-80)*AJ15*$A$12/1000","v":19.156358885017422},{"$f":"AD15*M15+($A$4-80)*AK15*$A$12/1000","v":19.008188153310105},{"$f":"AE15*O15+($A$4-80)*AL15*$A$12/1000","v":18.669512195121953}]
[2250,72,29.761149825783974,14.182055749128923,28.364111498257838,14.055052264808364,27.644425087108011,13.991550522648083,{"$f":"U16*$I$14","v":26.924738675958189},13.928048780487803,26.226219512195126,13.864547038327528,25.527700348432056,13.801045296167249,24.088327526132403,13.67404181184669,null,1.2247386759581882,1.1672473867595818,1.1376306620209058,1.10801393728223,1.0792682926829269,1.0505226480836236,0.99128919860627174,0.4765291607396871,0.49552238805970156,0.50612557427258809,0.51729559748427667,0.52865213882163031,0.54063018242122729,0.56766256590509667,0.68444444444444463,0.68444444444444463,0.68444444444444408,0.68444444444444408,0.67999999999999994,0.67555555555555569,0.68444444444444408,{"$f":"Y16*C16+($A$4-80)*AF16*$A$16/1000","v":14.182055749128923},{"$f":"Z16*E16+($A$4-80)*AG16*$A$16/1000","v":14.055052264808364},{"$f":"AA16*G16+($A$4-80)*AH16*$A$16/1000","v":13.991550522648083},{"$f":"AB16*I16+($A$4-80)*AI16*$A$16/1000","v":13.928048780487803},{"$f":"AC16*K16+($A$4-80)*AJ16*$A$16/1000","v":13.864547038327528},{"$f":"AD16*M16+($A$4-80)*AK16*$A$16/1000","v":13.801045296167249},{"$f":"AE16*O16+($A$4-80)*AL16*$A$16/1000","v":13.67404181184669}]
[null,69.5,28.639285714285716,15.896602787456443,27.263414634146343,15.727264808362371,26.564895470383274,15.64259581881533,{"$f":"U17*$I$14","v":25.866376306620211},15.557926829268295,25.178440766550523,15.473257839721255,24.490505226480835,15.388588850174218,23.093466898954706,15.219250871080144,null,1.1785714285714286,1.1219512195121952,1.0932055749128919,1.0644599303135889,1.0361498257839721,1.0078397212543553,0.95034843205574915,0.55506282335550616,0.57686335403726707,0.58884462151394423,0.60147299509001639,0.61454392601933583,0.62834917891097675,0.65902841429880854,0.68444444444444463,0.68444444444444463,0.68444444444444408,0.68444444444444408,0.67999999999999994,0.67555555555555569,0.68444444444444408,{"$f":"Y17*C17+($A$4-80)*AF17*$A$16/1000","v":15.896602787456443},{"$f":"Z17*E17+($A$4-80)*AG17*$A$16/1000","v":15.727264808362371},{"$f":"AA17*G17+($A$4-80)*AH17*$A$16/1000","v":15.64259581881533},{"$f":"AB17*I17+($A$4-80)*AI17*$A$16/1000","v":15.557926829268295},{"$f":"AC17*K17+($A$4-80)*AJ17*$A$16/1000","v":15.473257839721255},{"$f":"AD17*M17+($A$4-80)*AK17*$A$16/1000","v":15.388588850174218},{"$f":"AE17*O17+($A$4-80)*AL17*$A$16/1000","v":15.219250871080144}]
[null,67,27.517421602787458,17.611149825783972,26.162717770034845,17.399477351916378,25.485365853658539,17.293641114982581,{"$f":"U18*$I$14","v":24.808013937282233},17.187804878048784,24.130662020905927,17.081968641114983,23.453310104529617,16.976132404181186,22.098606271777005,16.764459930313588,null,1.132404181184669,1.0766550522648084,1.0487804878048781,1.0209059233449478,0.99303135888501748,0.96515679442508706,0.90940766550522656,0.64,0.66504854368932043,0.6785714285714286,0.69283276450511944,0.70789473684210524,0.72382671480144412,0.75862068965517238,0.68444444444444463,0.68444444444444463,0.68444444444444408,0.68444444444444408,0.67999999999999994,0.67555555555555569,0.68444444444444408,{"$f":"Y18*C18+($A$4-80)*AF18*$A$16/1000","v":17.611149825783972},{"$f":"Z18*E18+($A$4-80)*AG18*$A$16/1000","v":17.399477351916378},{"$f":"AA18*G18+($A$4-80)*AH18*$A$16/1000","v":17.293641114982581},{"$f":"AB18*I18+($A$4-80)*AI18*$A$16/1000","v":17.187804878048784},{"$f":"AC18*K18+($A$4-80)*AJ18*$A$16/1000","v":17.081968641114983},{"$f":"AD18*M18+($A$4-80)*AK18*$A$16/1000","v":16.976132404181186},{"$f":"AE18*O18+($A$4-80)*AL18*$A$16/1000","v":16.764459930313588}]
[null,62,25.273693379790942,21.040243902439027,23.961324041811846,20.743902439024389,23.32630662020906,20.595731707317075,{"$f":"U19*$I$14","v":22.691289198606274},20.447560975609758,22.035104529616724,20.278222996515677,21.378919860627178,20.108885017421603,20.066550522648082,19.812543554006965,null,1.0400696864111498,0.98606271777003485,0.95993031358885017,0.93379790940766561,0.90679442508710795,0.87979094076655051,0.82578397212543553,0.8324958123953099,0.86572438162544163,0.88294010889292196,0.90111940298507454,0.92026897214217096,0.94059405940594054,0.98734177215189867,0.68444444444444463,0.68444444444444463,0.68444444444444408,0.68444444444444408,0.67999999999999994,0.67555555555555569,0.68444444444444408,{"$f":"Y19*C19+($A$4-80)*AF19*$A$16/1000","v":21.040243902439027},{"$f":"Z19*E19+($A$4-80)*AG19*$A$16/1000","v":20.743902439024389},{"$f":"AA19*G19+($A$4-80)*AH19*$A$16/1000","v":20.595731707317075},{"$f":"AB19*I19+($A$4-80)*AI19*$A$16/1000","v":20.447560975609758},{"$f":"AC19*K19+($A$4-80)*AJ19*$A$16/1000","v":20.278222996515677},{"$f":"AD19*M19+($A$4-80)*AK19*$A$16/1000","v":20.108885017421603},{"$f":"AE19*O19+($A$4-80)*AL19*$A$16/1000","v":19.812543554006965}]

{"sheet":"CSA4BE_18","index":10,"n_rows":19,"n_cols":45,"rows_kept":19,"cut":false,"hidden":true,"merged":[[130,0,133,0],[120,12,121,12],[120,13,121,13],[120,14,121,14],[120,15,121,15],[122,0,125,0],[126,0,129,0],[119,12,119,13],[119,14,119,15],[120,4,121,4],[120,5,121,5],[120,6,121,6],[120,7,121,7],[120,8,121,8],[120,9,121,9],[120,10,121,10],[120,11,121,11],[119,0,121,0],[119,1,121,1],[119,4,119,5],[119,6,119,7],[119,8,119,9],[119,10,119,11],[111,0,114,0],[117,0,118,1],[117,4,117,15],[118,4,118,5],[118,6,118,7],[118,8,118,9],[118,10,118,11],[118,12,118,13],[118,14,118,15],[101,12,102,12],[101,13,102,13],[101,14,102,14],[101,15,102,15],[103,0,106,0],[107,0,110,0],[100,12,100,13],[100,14,100,15],[101,4,102,4],[101,5,102,5],[101,6,102,6],[101,7,102,7],[101,8,102,8],[101,9,102,9],[101,10,102,10],[101,11,102,11],[100,0,102,0],[100,1,102,1],[100,4,100,5],[100,6,100,7],[100,8,100,9],[100,10,100,11],[92,0,95,0],[98,0,99,1],[98,4,98,15],[99,4,99,5],[99,6,99,7],[99,8,99,9],[99,10,99,11],[99,12,99,13],[99,14,99,15],[82,12,83,12],[82,13,83,13],[82,14,83,14],[82,15,83,15],[84,0,87,0],[88,0,91,0],[81,12,81,13],[81,14,81,15],[82,4,83,4],[82,5,83,5],[82,6,83,6],[82,7,83,7],[82,8,83,8],[82,9,83,9],[82,10,83,10],[82,11,83,11],[81,0,83,0],[81,1,83,1],[81,4,81,5],[81,6,81,7],[81,8,81,9],[81,10,81,11],[73,0,76,0],[79,0,80,1],[79,4,79,15],[80,4,80,5],[80,6,80,7],[80,8,80,9],[80,10,80,11],[80,12,80,13],[80,14,80,15],[63,12,64,12],[63,13,64,13],[63,14,64,14],[63,15,64,15],[65,0,68,0],[69,0,72,0],[62,12,62,13],[62,14,62,15],[63,4,64,4],[63,5,64,5],[63,6,64,6],[63,7,64,7],[63,8,64,8],[63,9,64,9],[63,10,64,10],[63,11,64,11],[62,0,64,0],[62,1,64,1],[62,4,62,5],[62,6,62,7],[62,8,62,9],[62,10,62,11],[54,0,57,0],[60,0,61,1],[60,4,60,15],[61,4,61,5],[61,6,61,7],[61,8,61,9],[61,10,61,11],[61,12,61,13],[61,14,61,15],[44,12,45,12],[44,13,45,13],[44,14,45,14],[44,15,45,15],[46,0,49,0],[50,0,53,0],[43,12,43,13],[43,14,43,15],[44,4,45,4],[44,5,45,5],[44,6,45,6],[44,7,45,7],[44,8,45,8],[44,9,45,9],[44,10,45,10],[44,11,45,11],[43,0,45,0],[43,1,45,1],[43,4,43,5],[43,6,43,7],[43,8,43,9],[43,10,43,11],[35,0,38,0],[41,0,42,1],[41,4,41,15],[42,4,42,5],[42,6,42,7],[42,8,42,9],[42,10,42,11],[42,12,42,13],[42,14,42,15],[25,12,26,12],[25,13,26,13],[25,14,26,14],[25,15,26,15],[27,0,30,0],[31,0,34,0],[24,12,24,13],[24,14,24,15],[25,4,26,4],[25,5,26,5],[25,6,26,6],[25,7,26,7],[25,8,26,8],[25,9,26,9],[25,10,26,10],[25,11,26,11],[24,0,26,0],[24,1,26,1],[24,4,24,5],[24,6,24,7],[24,8,24,9],[24,10,24,11],[7,0,10,0],[11,0,14,0],[15,0,18,0],[22,4,22,15],[23,4,23,5],[23,6,23,7],[23,8,23,9],[23,10,23,11],[23,12,23,13],[23,14,23,15],[5,10,6,10],[5,11,6,11],[5,12,6,12],[5,13,6,13],[5,14,6,14],[5,15,6,15],[4,10,4,11],[4,12,4,13],[4,14,4,15],[5,2,6,2],[5,3,6,3],[5,4,6,4],[5,5,6,5],[5,6,6,6],[5,7,6,7],[5,8,6,8],[4,0,6,0],[4,1,6,1],[4,2,4,3],[4,4,4,5],[4,6,4,7],[4,8,4,9],[5,9,6,9],[2,0,2,1],[2,2,2,15],[3,2,3,3],[3,4,3,5],[3,6,3,7],[3,8,3,9],[3,10,3,11],[3,12,3,13],[3,14,3,15]]}
[]
["CSA4BE_18"]
["Evaporator Air \n",null,"Condenser  Entering Air Temperature ˚F"]
[80,"°F DB",75,null,85,null,90,null,95,null,100,null,105,null,115]
["CFM","EWB†\n˚F","Capacity Mbtuh",null,"Capacity Mbtuh",null,"Capacity Mbtuh",null,"Capacity Mbtuh",null,"Capacity Mbtuh",null,"Capacity Mbtuh",null,"Capacity Mbtuh"]
[null,null,"Total","Sens.","Total","Sens.","Total","Sens.","Total","Sens.","Total","Sens.","Total","Sens.","Total","Sens."]
[null,null,null,null,null,null,null,null,null,null,null,null,null,null,null,null,null,"Total Factors",null,null,null,null,null,null,"Sens. %",null,null,null,null,null,null,"IDB Adj",null,null,null,null,null,null,"Sens Calc"]
[525,72,{"$f":"R8*$I$14","v":28.832642487046627},{"$f":"IF(AM8>C8,C8,AM8)","v":11.961139896373055},{"$f":"S8*$I$14","v":27.573575129533676},{"$f":"IF(AN8>E8,E8,AN8)","v":12.212953367875645},{"$f":"T8*$I$14","v":26.818134715025899},{"$f":"IF(AO8>G8,G8,AO8)","v":12.024093264248704},{"$f":"U8*$I$14","v":26.062694300518132},{"$f":"IF(AP8>I8,I8,AP8)","v":11.83523316062176},{"$f":"V8*$I$14","v":25.351321243523312},{"$f":"IF(AQ8>K8,K8,AQ8)","v":11.747098445595855},{"$f":"W8*$I$14","v":24.639948186528496},{"$f":"IF(AR8>M8,M8,AR8)","v":11.658963730569948},{"$f":"X8*$I$14","v":23.129067357512955},{"$f":"IF(AS8>O8,O8,AS8)","v":11.935958549222798},null,1.1865284974093262,1.1347150259067356,1.103626943005181,1.0725388601036268,1.0432642487046631,1.0139896373056994,0.95181347150259066,0.41484716157205243,0.44292237442922372,0.44835680751173718,0.45410628019323673,0.4633722373975665,0.47317322432294329,0.51605879150789324,0.91428571428571448,1.0285714285714282,1.0285714285714291,1.0285714285714291,1.3885714285714283,1.7485714285714291,1.0476190476190477,{"$f":"Y8*C8+($A$4-80)*AF8*$A$8/1000","v":11.961139896373055},{"$f":"Z8*E8+($A$4-80)*AG8*$A$8/1000","v":12.212953367875645},{"$f":"AA8*G8+($A$4-80)*AH8*$A$8/1000","v":12.024093264248704},{"$f":"AB8*I8+($A$4-80)*AI8*$A$8/1000","v":11.83523316062176},{"$f":"AC8*K8+($A$4-80)*AJ8*$A$8/1000","v":11.747098445595855},{"$f":"AD8*M8+($A$4-80)*AK8*$A$8/1000","v":11.658963730569948},{"$f":"AE8*O8+($A$4-80)*AL8*$A$8/1000","v":11.935958549222798}]
[null,69.5,27.510621761658033,13.597927461139898,26.314507772020722,13.786787564766838,25.622020725388595,13.629404145077716,24.929533678756474,13.472020725388601,24.227603626943004,13.349261658031086,23.525673575129538,13.226502590673576,22.071450777202074,12.842487046632122,null,1.1321243523316062,1.0829015544041449,1.05440414507772,1.0259067357512952,0.99702072538860098,0.96813471502590687,0.90829015544041458,0.49427917620137302,0.52392344497607657,0.53194103194103193,0.54040404040404044,0.55099389372482777,0.56221568102756214,0.58185966913861942,0.91428571428571448,1.0285714285714282,1.0285714285714291,1.0285714285714291,1.3885714285714283,1.7485714285714291,1.0476190476190477,{"$f":"Y9*C9+($A$4-80)*AF9*$A$8/1000","v":13.597927461139898},{"$f":"Z9*E9+($A$4-80)*AG9*$A$8/1000","v":13.786787564766838},{"$f":"AA9*G9+($A$4-80)*AH9*$A$8/1000","v":13.629404145077716},{"$f":"AB9*I9+($A$4-80)*AI9*$A$8/1000","v":13.472020725388601},{"$f":"AC9*K9+($A$4-80)*AJ9*$A$8/1000","v":13.349261658031086},{"$f":"AD9*M9+($A$4-80)*AK9*$A$8/1000","v":13.226502590673576},{"$f":"AE9*O9+($A$4-80)*AL9*$A$8/1000","v":12.842487046632122}]
[null,67,26.188601036269432,15.234715025906736,25.055440414507771,15.360621761658031,24.42590673575129,15.234715025906732,23.796373056994817,15.108808290155441,23.103886010362697,14.951424870466322,22.411398963730573,14.794041450777204,21.013834196891192,13.74901554404145,null,1.0777202072538861,1.0310880829015543,1.0051813471502589,0.97927461139896366,0.95077720207253891,0.92227979274611405,0.86476683937823839,0.58173076923076916,0.61306532663316582,0.62371134020618557,0.634920634920635,0.64713896457765663,0.6601123595505618,0.65428400239664464,0.91428571428571448,1.0285714285714282,1.0285714285714291,1.0285714285714291,1.3885714285714283,1.7485714285714291,1.0476190476190477,{"$f":"Y10*C10+($A$4-80)*AF10*$A$8/1000","v":15.234715025906736},{"$f":"Z10*E10+($A$4-80)*AG10*$A$8/1000","v":15.360621761658031},{"$f":"AA10*G10+($A$4-80)*AH10*$A$8/1000","v":15.234715025906732},{"$f":"AB10*I10+($A$4-80)*AI10*$A$8/1000","v":15.108808290155441},{"$f":"AC10*K10+($A$4-80)*AJ10*$A$8/1000","v":14.951424870466322},{"$f":"AD10*M10+($A$4-80)*AK10*$A$8/1000","v":14.794041450777204},{"$f":"AE10*O10+($A$4-80)*AL10*$A$8/1000","v":13.74901554404145}]
[null,62,23.922279792746114,18.382383419689116,22.91502590673575,18.8860103626943,22.348445595854923,18.760103626943007,21.781865284974092,18.63419689119171,21.190103626943003,19.156709844559586,20.598341968911917,19.679222797927462,19.276321243523316,18.420155440414508,null,0.98445595854922274,0.94300518134715017,0.91968911917098439,0.89637305699481862,0.87202072538860087,0.84766839378238334,0.79326424870466317,0.76842105263157889,0.82417582417582425,0.83943661971830985,0.8554913294797688,0.90404040404040409,0.95537897310513453,0.95558458523840628,0.91428571428571448,1.0285714285714282,1.0285714285714291,1.0285714285714291,1.3885714285714283,1.7485714285714291,1.0476190476190477,{"$f":"Y11*C11+($A$4-80)*AF11*$A$8/1000","v":18.382383419689116},{"$f":"Z11*E11+($A$4-80)*AG11*$A$8/1000","v":18.8860103626943},{"$f":"AA11*G11+($A$4-80)*AH11*$A$8/1000","v":18.760103626943007},{"$f":"AB11*I11+($A$4-80)*AI11*$A$8/1000","v":18.63419689119171},{"$f":"AC11*K11+($A$4-80)*AJ11*$A$8/1000","v":19.156709844559586},{"$f":"AD11*M11+($A$4-80)*AK11*$A$8/1000","v":19.679222797927462},{"$f":"AE11*O11+($A$4-80)*AL11*$A$8/1000","v":18.420155440414508}]
[600,72,29.588082901554401,13.220207253886008,28.077202072538856,12.716580310880827,27.32176165803109,12.653626943005182,26.566321243523319,12.590673575129534,25.836062176165804,12.641036269430048,25.105803108808292,12.691398963730569,23.519378238341968,12.754352331606219,null,1.2176165803108807,1.1554404145077719,1.1243523316062176,1.0932642487046633,1.0632124352331607,1.033160621761658,0.96787564766839373,0.44680851063829785,0.452914798206278,0.46313364055299538,0.47393364928909948,0.48927875243664704,0.50551654964894677,0.54229122055674528,1.0333333333333339,1.0333333333333332,1.0333333333333339,1.0333333333333332,1.0366666666666671,1.0400000000000003,0.99000000000000021,{"$f":"Y12*C12+($A$4-80)*AF12*$A$12/1000","v":13.220207253886008},{"$f":"Z12*E12+($A$4-80)*AG12*$A$12/1000","v":12.716580310880827},{"$f":"AA12*G12+($A$4-80)*AH12*$A$12/1000","v":12.653626943005182},{"$f":"AB12*I12+($A$4-80)*AI12*$A$12/1000","v":12.590673575129534},{"$f":"AC12*K12+($A$4-80)*AJ12*$A$12/1000","v":12.641036269430048},{"$f":"AD12*M12+($A$4-80)*AK12*$A$12/1000","v":12.691398963730569},{"$f":"AE12*O12+($A$4-80)*AL12*$A$12/1000","v":12.754352331606219}]
[null,69.5,28.266062176165804,15.045854922279792,26.881088082901552,14.542227979274612,26.157124352331607,14.479274611398964,25.433160621761662,14.416321243523313,24.699753886010363,14.4194689119171,23.966347150259068,14.422616580310882,22.449170984455957,14.441502590673577,null,1.1632124352331605,1.1062176165803108,1.0764248704663213,1.0466321243523318,1.0164507772020726,0.98626943005181344,0.92383419689119162,0.53229398663697103,0.54098360655737709,0.55354993983152823,0.56683168316831667,0.58378998343315924,0.60178618334646705,0.64329781267526653,1.0333333333333339,1.0333333333333332,1.0333333333333339,1.0333333333333332,1.0366666666666671,1.0400000000000003,0.99000000000000021,{"$f":"Y13*C13+($A$4-80)*AF13*$A$12/1000","v":15.045854922279792},{"$f":"Z13*E13+($A$4-80)*AG13*$A$12/1000","v":14.542227979274612},{"$f":"AA13*G13+($A$4-80)*AH13*$A$12/1000","v":14.479274611398964},{"$f":"AB13*I13+($A$4-80)*AI13*$A$12/1000","v":14.416321243523313},{"$f":"AC13*K13+($A$4-80)*AJ13*$A$12/1000","v":14.4194689119171},{"$f":"AD13*M13+($A$4-80)*AK13*$A$12/1000","v":14.422616580310882},{"$f":"AE13*O13+($A$4-80)*AL13*$A$12/1000","v":14.441502590673577}]
[null,67,26.944041450777203,16.871502590673579,25.684974093264248,16.367875647668395,24.992487046632128,16.304922279792745,24.3,16.241968911917098,23.563445595854922,16.197901554404147,22.826891191709844,16.153834196891193,21.378963730569946,16.128652849740931,null,1.1088082901554404,1.0569948186528497,1.028497409326425,1,0.96968911917098444,0.93937823834196887,0.87979274611398961,0.62616822429906549,0.63725490196078438,0.65239294710327445,0.66839378238341973,0.68741651082019772,0.70766685052399347,0.75441696113074208,1.0333333333333339,1.0333333333333332,1.0333333333333339,1.0333333333333332,1.0366666666666671,1.0400000000000003,0.99000000000000021,{"$f":"Y14*C14+($A$4-80)*AF14*$A$12/1000","v":16.871502590673579},{"$f":"Z14*E14+($A$4-80)*AG14*$A$12/1000","v":16.367875647668395},{"$f":"AA14*G14+($A$4-80)*AH14*$A$12/1000","v":16.304922279792745},{"$f":"AB14*I14+($A$4-80)*AI14*$A$12/1000","v":16.241968911917098},{"$f":"AC14*K14+($A$4-80)*AJ14*$A$12/1000","v":16.197901554404147},{"$f":"AD14*M14+($A$4-80)*AK14*$A$12/1000","v":16.153834196891193},{"$f":"AE14*O14+($A$4-80)*AL14*$A$12/1000","v":16.128652849740931}]
[null,62,24.551813471502591,20.900518134715028,23.544559585492227,20.396891191709845,22.977979274611396,20.270984455958548,{"$f":"U15*$I$14","v":22.411398963730573},20.145077720207254,21.750388601036267,20.138782383419688,21.089378238341968,20.132487046632125,19.993989637305699,19.830310880829014,null,1.0103626943005182,0.96891191709844549,0.94559585492227971,0.92227979274611405,0.89507772020725374,0.86787564766839376,0.82279792746113989,0.85128205128205137,0.86631016042780751,0.88219178082191785,0.898876404494382,0.9259044862518091,0.95462686567164179,0.99181360201511326,1.0333333333333339,1.0333333333333332,1.0333333333333339,1.0333333333333332,1.0366666666666671,1.0400000000000003,0.99000000000000021,{"$f":"Y15*C15+($A$4-80)*AF15*$A$12/1000","v":20.900518134715028},{"$f":"Z15*E15+($A$4-80)*AG15*$A$12/1000","v":20.396891191709845},{"$f":"AA15*G15+($A$4-80)*AH15*$A$12/1000","v":20.270984455958548},{"$f":"AB15*I15+($A$4-80)*AI15*$A$12/1000","v":20.145077720207254},{"$f":"AC15*K15+($A$4-80)*AJ15*$A$12/1000","v":20.138782383419688},{"$f":"AD15*M15+($A$4-80)*AK15*$A$12/1000","v":20.132487046632125},{"$f":"AE15*O15+($A$4-80)*AL15*$A$12/1000","v":19.830310880829014}]
[675,72,30.091709844559585,13.849740932642488,28.58082901554404,13.346113989637306,27.825388601036273,13.346113989637306,{"$f":"U16*$I$14","v":27.069948186528496},13.346113989637304,26.257849740932645,13.308341968911918,25.445751295336791,13.27056994818653,23.821554404145079,13.446839378238341,null,1.2383419689119171,1.1761658031088082,1.145077720207254,1.1139896373056994,1.0805699481865285,1.0471502590673576,0.98031088082901563,0.46025104602510464,0.46696035242290751,0.47963800904977372,0.49302325581395345,0.50683289379045793,0.52152399802078175,0.56448202959830862,1.037037037037037,1.0370370370370363,1.022222222222221,1.0074074074074069,0.97185185185185219,0.93629629629629629,0.69925925925925903,{"$f":"Y16*C16+($A$4-80)*AF16*$A$16/1000","v":13.849740932642488},{"$f":"Z16*E16+($A$4-80)*AG16*$A$16/1000","v":13.346113989637306},{"$f":"AA16*G16+($A$4-80)*AH16*$A$16/1000","v":13.346113989637306},{"$f":"AB16*I16+($A$4-80)*AI16*$A$16/1000","v":13.346113989637304},{"$f":"AC16*K16+($A$4-80)*AJ16*$A$16/1000","v":13.308341968911918},{"$f":"AD16*M16+($A$4-80)*AK16*$A$16/1000","v":13.27056994818653},{"$f":"AE16*O16+($A$4-80)*AL16*$A$16/1000","v":13.446839378238341}]
[null,69.5,28.70673575129533,15.801295336787565,27.32176165803109,15.360621761658033,26.597797927461137,15.329145077720208,{"$f":"U17*$I$14","v":25.873834196891192},15.297668393782383,25.090064766839379,15.234715025906736,24.306295336787564,15.171761658031087,22.745051813471505,15.291373056994818,null,1.1813471502590671,1.1243523316062176,1.0945595854922279,1.0647668393782384,1.0325129533678756,1.0002590673575129,0.9360103626943006,0.55043859649122817,0.56221198156682028,0.57633136094674564,0.5912408759124087,0.60720110400200722,0.62419062419062421,0.67229449211181835,1.037037037037037,1.0370370370370363,1.022222222222221,1.0074074074074069,0.97185185185185219,0.93629629629629629,0.69925925925925903,{"$f":"Y17*C17+($A$4-80)*AF17*$A$16/1000","v":15.801295336787565},{"$f":"Z17*E17+($A$4-80)*AG17*$A$16/1000","v":15.360621761658033},{"$f":"AA17*G17+($A$4-80)*AH17*$A$16/1000","v":15.329145077720208},{"$f":"AB17*I17+($A$4-80)*AI17*$A$16/1000","v":15.297668393782383},{"$f":"AC17*K17+($A$4-80)*AJ17*$A$16/1000","v":15.234715025906736},{"$f":"AD17*M17+($A$4-80)*AK17*$A$16/1000","v":15.171761658031087},{"$f":"AE17*O17+($A$4-80)*AL17*$A$16/1000","v":15.291373056994818}]
[null,67,27.32176165803109,17.752849740932643,26.062694300518132,17.375129533678756,25.370207253886008,17.312176165803105,{"$f":"U18*$I$14","v":24.677720207253888},17.249222797927462,23.922279792746114,17.161088082901554,23.16683937823834,17.072953367875648,21.668549222797928,17.135906735751295,null,1.1243523316062176,1.0725388601036268,1.044041450777202,1.0155440414507773,0.98445595854922274,0.95336787564766834,0.89170984455958546,0.64976958525345618,0.66666666666666674,0.68238213399503722,0.69897959183673464,0.71736842105263154,0.73695652173913051,0.79081929110981986,1.037037037037037,1.0370370370370363,1.022222222222221,1.0074074074074069,0.97185185185185219,0.93629629629629629,0.69925925925925903,{"$f":"Y18*C18+($A$4-80)*AF18*$A$16/1000","v":17.752849740932643},{"$f":"Z18*E18+($A$4-80)*AG18*$A$16/1000","v":17.375129533678756},{"$f":"AA18*G18+($A$4-80)*AH18*$A$16/1000","v":17.312176165803105},{"$f":"AB18*I18+($A$4-80)*AI18*$A$16/1000","v":17.249222797927462},{"$f":"AC18*K18+($A$4-80)*AJ18*$A$16/1000","v":17.161088082901554},{"$f":"AD18*M18+($A$4-80)*AK18*$A$16/1000","v":17.072953367875648},{"$f":"AE18*O18+($A$4-80)*AL18*$A$16/1000","v":17.135906735751295}]
[null,62,25.181347150259064,22.285492227979272,24.048186528497411,21.907772020725385,23.481606217616577,21.781865284974089,{"$f":"U19*$I$14","v":22.91502590673575},21.655958549222795,22.373626943005181,21.372668393782387,21.832227979274609,21.089378238341968,20.623523316062172,20.535388601036267,null,1.0362694300518134,0.98963730569948194,0.96632124352331594,0.94300518134715017,0.92072538860103625,0.89844559585492223,0.8487046632124351,0.88500000000000001,0.91099476439790561,0.92761394101876671,0.94505494505494503,0.95526167698368047,0.96597462514417531,0.99572649572649574,1.037037037037037,1.0370370370370363,1.022222222222221,1.0074074074074069,0.97185185185185219,0.93629629629629629,0.69925925925925903,{"$f":"Y19*C19+($A$4-80)*AF19*$A$16/1000","v":22.285492227979272},{"$f":"Z19*E19+($A$4-80)*AG19*$A$16/1000","v":21.907772020725385},{"$f":"AA19*G19+($A$4-80)*AH19*$A$16/1000","v":21.781865284974089},{"$f":"AB19*I19+($A$4-80)*AI19*$A$16/1000","v":21.655958549222795},{"$f":"AC19*K19+($A$4-80)*AJ19*$A$16/1000","v":21.372668393782387},{"$f":"AD19*M19+($A$4-80)*AK19*$A$16/1000","v":21.089378238341968},{"$f":"AE19*O19+($A$4-80)*AL19*$A$16/1000","v":20.535388601036267}]

{"sheet":"CSA4BE_24","index":11,"n_rows":19,"n_cols":45,"rows_kept":19,"cut":false,"hidden":true,"merged":[[130,0,133,0],[120,12,121,12],[120,13,121,13],[120,14,121,14],[120,15,121,15],[122,0,125,0],[126,0,129,0],[119,12,119,13],[119,14,119,15],[120,4,121,4],[120,5,121,5],[120,6,121,6],[120,7,121,7],[120,8,121,8],[120,9,121,9],[120,10,121,10],[120,11,121,11],[119,0,121,0],[119,1,121,1],[119,4,119,5],[119,6,119,7],[119,8,119,9],[119,10,119,11],[111,0,114,0],[117,0,118,1],[117,4,117,15],[118,4,118,5],[118,6,118,7],[118,8,118,9],[118,10,118,11],[118,12,118,13],[118,14,118,15],[101,12,102,12],[101,13,102,13],[101,14,102,14],[101,15,102,15],[103,0,106,0],[107,0,110,0],[100,12,100,13],[100,14,100,15],[101,4,102,4],[101,5,102,5],[101,6,102,6],[101,7,102,7],[101,8,102,8],[101,9,102,9],[101,10,102,10],[101,11,102,11],[100,0,102,0],[100,1,102,1],[100,4,100,5],[100,6,100,7],[100,8,100,9],[100,10,100,11],[92,0,95,0],[98,0,99,1],[98,4,98,15],[99,4,99,5],[99,6,99,7],[99,8,99,9],[99,10,99,11],[99,12,99,13],[99,14,99,15],[82,12,83,12],[82,13,83,13],[82,14,83,14],[82,15,83,15],[84,0,87,0],[88,0,91,0],[81,12,81,13],[81,14,81,15],[82,4,83,4],[82,5,83,5],[82,6,83,6],[82,7,83,7],[82,8,83,8],[82,9,83,9],[82,10,83,10],[82,11,83,11],[81,0,83,0],[81,1,83,1],[81,4,81,5],[81,6,81,7],[81,8,81,9],[81,10,81,11],[73,0,76,0],[79,0,80,1],[79,4,79,15],[80,4,80,5],[80,6,80,7],[80,8,80,9],[80,10,80,11],[80,12,80,13],[80,14,80,15],[63,12,64,12],[63,13,64,13],[63,14,64,14],[63,15,64,15],[65,0,68,0],[69,0,72,0],[62,12,62,13],[62,14,62,15],[63,4,64,4],[63,5,64,5],[63,6,64,6],[63,7,64,7],[63,8,64,8],[63,9,64,9],[63,10,64,10],[63,11,64,11],[62,0,64,0],[62,1,64,1],[62,4,62,5],[62,6,62,7],[62,8,62,9],[62,10,62,11],[54,0,57,0],[60,0,61,1],[60,4,60,15],[61,4,61,5],[61,6,61,7],[61,8,61,9],[61,10,61,11],[61,12,61,13],[61,14,61,15],[44,12,45,12],[44,13,45,13],[44,14,45,14],[44,15,45,15],[46,0,49,0],[50,0,53,0],[43,12,43,13],[43,14,43,15],[44,4,45,4],[44,5,45,5],[44,6,45,6],[44,7,45,7],[44,8,45,8],[44,9,45,9],[44,10,45,10],[44,11,45,11],[43,0,45,0],[43,1,45,1],[43,4,43,5],[43,6,43,7],[43,8,43,9],[43,10,43,11],[35,0,38,0],[41,0,42,1],[41,4,41,15],[42,4,42,5],[42,6,42,7],[42,8,42,9],[42,10,42,11],[42,12,42,13],[42,14,42,15],[25,12,26,12],[25,13,26,13],[25,14,26,14],[25,15,26,15],[27,0,30,0],[31,0,34,0],[24,12,24,13],[24,14,24,15],[25,4,26,4],[25,5,26,5],[25,6,26,6],[25,7,26,7],[25,8,26,8],[25,9,26,9],[25,10,26,10],[25,11,26,11],[24,0,26,0],[24,1,26,1],[24,4,24,5],[24,6,24,7],[24,8,24,9],[24,10,24,11],[7,0,10,0],[11,0,14,0],[15,0,18,0],[22,4,22,15],[23,4,23,5],[23,6,23,7],[23,8,23,9],[23,10,23,11],[23,12,23,13],[23,14,23,15],[5,10,6,10],[5,11,6,11],[5,12,6,12],[5,13,6,13],[5,14,6,14],[5,15,6,15],[4,10,4,11],[4,12,4,13],[4,14,4,15],[5,2,6,2],[5,3,6,3],[5,4,6,4],[5,5,6,5],[5,6,6,6],[5,7,6,7],[5,8,6,8],[4,0,6,0],[4,1,6,1],[4,2,4,3],[4,4,4,5],[4,6,4,7],[4,8,4,9],[5,9,6,9],[2,0,2,1],[2,2,2,15],[3,2,3,3],[3,4,3,5],[3,6,3,7],[3,8,3,9],[3,10,3,11],[3,12,3,13],[3,14,3,15]]}
[]
["CSA4BE_24"]
["Evaporator Air \n",null,"Condenser  Entering Air Temperature ˚F"]
[80,"°F DB",75,null,85,null,90,null,95,null,100,null,105,null,115]
["CFM","EWB†\n˚F","Capacity Mbtuh",null,"Capacity Mbtuh",null,"Capacity Mbtuh",null,"Capacity Mbtuh",null,"Capacity Mbtuh",null,"Capacity Mbtuh",null,"Capacity Mbtuh"]
[null,null,"Total","Sens.","Total","Sens.","Total","Sens.","Total","Sens.","Total","Sens.","Total","Sens.","Total","Sens."]
[null,null,null,null,null,null,null,null,null,null,null,null,null,null,null,null,null,"Total Factors",null,null,null,null,null,null,"Sens. %",null,null,null,null,null,null,"IDB Adj",null,null,null,null,null,null,"Sens Calc"]
[700,72,{"$f":"R8*$I$14","v":28.42622950819672},{"$f":"IF(AM8>C8,C8,AM8)","v":12.098360655737705},{"$f":"S8*$I$14","v":27.147540983606561},{"$f":"IF(AN8>E8,E8,AN8)","v":12.295081967213115},{"$f":"T8*$I$14","v":26.409836065573771},{"$f":"IF(AO8>G8,G8,AO8)","v":12.147540983606556},{"$f":"U8*$I$14","v":25.672131147540984},{"$f":"IF(AP8>I8,I8,AP8)","v":11.999999999999998},{"$f":"V8*$I$14","v":24.978688524590169},{"$f":"IF(AQ8>K8,K8,AQ8)","v":11.896721311475408},{"$f":"W8*$I$14","v":24.285245901639346},{"$f":"IF(AR8>M8,M8,AR8)","v":11.79344262295082},{"$f":"X8*$I$14","v":22.8},{"$f":"IF(AS8>O8,O8,AS8)","v":12.088524590163935},null,1.1844262295081966,1.1311475409836067,1.1004098360655739,1.069672131147541,1.0407786885245904,1.0118852459016394,0.95000000000000007,0.42560553633217996,0.45289855072463764,0.45996275605214149,0.46743295019157083,0.47627485725536511,0.48562170919400566,0.53019844693701468,1.0571428571428569,1.0571428571428569,1.0571428571428565,1.0571428571428569,1.3814285714285712,1.7057142857142853,1.0371428571428574,{"$f":"Y8*C8+($A$4-80)*AF8*$A$8/1000","v":12.098360655737705},{"$f":"Z8*E8+($A$4-80)*AG8*$A$8/1000","v":12.295081967213115},{"$f":"AA8*G8+($A$4-80)*AH8*$A$8/1000","v":12.147540983606556},{"$f":"AB8*I8+($A$4-80)*AI8*$A$8/1000","v":11.999999999999998},{"$f":"AC8*K8+($A$4-80)*AJ8*$A$8/1000","v":11.896721311475408},{"$f":"AD8*M8+($A$4-80)*AK8*$A$8/1000","v":11.79344262295082},{"$f":"AE8*O8+($A$4-80)*AL8*$A$8/1000","v":12.088524590163935}]
[null,69.5,27.196721311475407,13.819672131147541,25.967213114754102,14.016393442622954,25.278688524590166,13.868852459016395,24.590163934426233,13.721311475409836,23.899180327868851,13.593442622950821,23.208196721311474,13.465573770491803,21.796721311475409,13.165573770491804,null,1.1331967213114753,1.0819672131147542,1.0532786885245902,1.0245901639344264,0.99579918032786885,0.96700819672131144,0.90819672131147544,0.50813743218806517,0.53977272727272729,0.54863813229571989,0.55799999999999994,0.56878279658401076,0.58020767111676208,0.60401624548736466,1.0571428571428569,1.0571428571428569,1.0571428571428565,1.0571428571428569,1.3814285714285712,1.7057142857142853,1.0371428571428574,{"$f":"Y9*C9+($A$4-80)*AF9*$A$8/1000","v":13.819672131147541},{"$f":"Z9*E9+($A$4-80)*AG9*$A$8/1000","v":14.016393442622954},{"$f":"AA9*G9+($A$4-80)*AH9*$A$8/1000","v":13.868852459016395},{"$f":"AB9*I9+($A$4-80)*AI9*$A$8/1000","v":13.721311475409836},{"$f":"AC9*K9+($A$4-80)*AJ9*$A$8/1000","v":13.593442622950821},{"$f":"AD9*M9+($A$4-80)*AK9*$A$8/1000","v":13.465573770491803},{"$f":"AE9*O9+($A$4-80)*AL9*$A$8/1000","v":13.165573770491804}]
[null,67,25.967213114754102,15.540983606557379,24.78688524590164,15.737704918032787,24.147540983606554,15.590163934426227,23.508196721311478,15.442622950819674,22.819672131147541,15.29016393442623,22.131147540983608,15.137704918032789,20.79344262295082,14.242622950819673,null,1.0819672131147542,1.0327868852459017,1.0061475409836065,0.97950819672131151,0.9508196721311476,0.92213114754098369,0.86639344262295093,0.59848484848484851,0.63492063492063489,0.64562118126272916,0.65690376569037656,0.67004310344827589,0.68400000000000005,0.68495742667928095,1.0571428571428569,1.0571428571428569,1.0571428571428565,1.0571428571428569,1.3814285714285712,1.7057142857142853,1.0371428571428574,{"$f":"Y10*C10+($A$4-80)*AF10*$A$8/1000","v":15.540983606557379},{"$f":"Z10*E10+($A$4-80)*AG10*$A$8/1000","v":15.737704918032787},{"$f":"AA10*G10+($A$4-80)*AH10*$A$8/1000","v":15.590163934426227},{"$f":"AB10*I10+($A$4-80)*AI10*$A$8/1000","v":15.442622950819674},{"$f":"AC10*K10+($A$4-80)*AJ10*$A$8/1000","v":15.29016393442623},{"$f":"AD10*M10+($A$4-80)*AK10*$A$8/1000","v":15.137704918032789},{"$f":"AE10*O10+($A$4-80)*AL10*$A$8/1000","v":14.242622950819673}]
[null,62,23.901639344262296,19.377049180327869,22.819672131147541,19.475409836065577,22.278688524590166,19.327868852459019,21.73770491803279,19.180327868852462,21.147540983606557,19.657377049180326,20.557377049180328,20.134426229508197,19.308196721311475,18.914754098360657,null,0.99590163934426235,0.9508196721311476,0.92827868852459017,0.90573770491803285,0.88114754098360659,0.85655737704918034,0.80450819672131146,0.81069958847736623,0.85344827586206906,0.86754966887417218,0.88235294117647056,0.92953488372093018,0.9794258373205742,0.97962302598064199,1.0571428571428569,1.0571428571428569,1.0571428571428565,1.0571428571428569,1.3814285714285712,1.7057142857142853,1.0371428571428574,{"$f":"Y11*C11+($A$4-80)*AF11*$A$8/1000","v":19.377049180327869},{"$f":"Z11*E11+($A$4-80)*AG11*$A$8/1000","v":19.475409836065577},{"$f":"AA11*G11+($A$4-80)*AH11*$A$8/1000","v":19.327868852459019},{"$f":"AB11*I11+($A$4-80)*AI11*$A$8/1000","v":19.180327868852462},{"$f":"AC11*K11+($A$4-80)*AJ11*$A$8/1000","v":19.657377049180326},{"$f":"AD11*M11+($A$4-80)*AK11*$A$8/1000","v":20.134426229508197},{"$f":"AE11*O11+($A$4-80)*AL11*$A$8/1000","v":18.914754098360657}]
[800,72,29.016393442622952,13.377049180327869,27.639344262295083,12.885245901639344,26.901639344262296,12.836065573770492,26.163934426229513,12.786885245901642,25.411475409836065,12.816393442622951,24.659016393442627,12.845901639344266,23.114754098360656,12.924590163934427,null,1.209016393442623,1.1516393442622952,1.1209016393442623,1.0901639344262297,1.0588114754098361,1.0274590163934427,0.96311475409836067,0.46101694915254238,0.46619217081850528,0.47714808043875684,0.48872180451127817,0.50435455777046645,0.52094136418029524,0.55914893617021277,1.0499999999999998,1.0250000000000004,1.0250000000000004,1.0250000000000004,0.95499999999999996,0.88499999999999979,0.76499999999999968,{"$f":"Y12*C12+($A$4-80)*AF12*$A$12/1000","v":13.377049180327869},{"$f":"Z12*E12+($A$4-80)*AG12*$A$12/1000","v":12.885245901639344},{"$f":"AA12*G12+($A$4-80)*AH12*$A$12/1000","v":12.836065573770492},{"$f":"AB12*I12+($A$4-80)*AI12*$A$12/1000","v":12.786885245901642},{"$f":"AC12*K12+($A$4-80)*AJ12*$A$12/1000","v":12.816393442622951},{"$f":"AD12*M12+($A$4-80)*AK12*$A$12/1000","v":12.845901639344266},{"$f":"AE12*O12+($A$4-80)*AL12*$A$12/1000","v":12.924590163934427}]
[null,69.5,27.73770491803279,15.295081967213118,26.459016393442624,14.803278688524593,25.770491803278688,14.729508196721312,25.081967213114758,14.655737704918035,24.341803278688527,14.672950819672131,23.601639344262296,14.690163934426227,22.12131147540984,14.72459016393443,null,1.1557377049180328,1.1024590163934427,1.0737704918032787,1.0450819672131149,1.0142418032786886,0.98340163934426239,0.92172131147540992,0.5514184397163121,0.55947955390334581,0.57156488549618323,0.58431372549019611,0.60278816042024441,0.62242133777870379,0.66562916851934195,1.0499999999999998,1.0250000000000004,1.0250000000000004,1.0250000000000004,0.95499999999999996,0.88499999999999979,0.76499999999999968,{"$f":"Y13*C13+($A$4-80)*AF13*$A$12/1000","v":15.295081967213118},{"$f":"Z13*E13+($A$4-80)*AG13*$A$12/1000","v":14.803278688524593},{"$f":"AA13*G13+($A$4-80)*AH13*$A$12/1000","v":14.729508196721312},{"$f":"AB13*I13+($A$4-80)*AI13*$A$12/1000","v":14.655737704918035},{"$f":"AC13*K13+($A$4-80)*AJ13*$A$12/1000","v":14.672950819672131},{"$f":"AD13*M13+($A$4-80)*AK13*$A$12/1000","v":14.690163934426227},{"$f":"AE13*O13+($A$4-80)*AL13*$A$12/1000","v":14.72459016393443}]
[null,67,26.459016393442624,17.21311475409836,25.278688524590166,16.721311475409838,24.639344262295079,16.622950819672131,24,16.524590163934427,23.272131147540986,16.529508196721313,22.544262295081971,16.534426229508199,21.127868852459017,16.524590163934427,null,1.1024590163934427,1.0532786885245902,1.026639344262295,1,0.96967213114754103,0.93934426229508206,0.88032786885245906,0.65055762081784385,0.66147859922178986,0.67465069860279447,0.68852459016393452,0.71027049873203718,0.73342059336823728,0.78212290502793302,1.0499999999999998,1.0250000000000004,1.0250000000000004,1.0250000000000004,0.95499999999999996,0.88499999999999979,0.76499999999999968,{"$f":"Y14*C14+($A$4-80)*AF14*$A$12/1000","v":17.21311475409836},{"$f":"Z14*E14+($A$4-80)*AG14*$A$12/1000","v":16.721311475409838},{"$f":"AA14*G14+($A$4-80)*AH14*$A$12/1000","v":16.622950819672131},{"$f":"AB14*I14+($A$4-80)*AI14*$A$12/1000","v":16.524590163934427},{"$f":"AC14*K14+($A$4-80)*AJ14*$A$12/1000","v":16.529508196721313},{"$f":"AD14*M14+($A$4-80)*AK14*$A$12/1000","v":16.534426229508199},{"$f":"AE14*O14+($A$4-80)*AL14*$A$12/1000","v":16.524590163934427}]
[null,62,24.393442622950822,21.442622950819676,23.409836065573771,20.95081967213115,22.819672131147545,20.852459016393446,{"$f":"U15*$I$14","v":22.229508196721316},20.754098360655743,21.708196721311477,20.616393442622954,21.186885245901639,20.478688524590165,20.065573770491802,19.898360655737708,null,1.0163934426229508,0.97540983606557385,0.95081967213114771,0.92622950819672145,0.90450819672131155,0.88278688524590165,0.83606557377049184,0.87903225806451613,0.89495798319327735,0.91379310344827591,0.9336283185840708,0.94970548255550524,0.96657381615598892,0.99166666666666681,1.0499999999999998,1.0250000000000004,1.0250000000000004,1.0250000000000004,0.95499999999999996,0.88499999999999979,0.76499999999999968,{"$f":"Y15*C15+($A$4-80)*AF15*$A$12/1000","v":21.442622950819676},{"$f":"Z15*E15+($A$4-80)*AG15*$A$12/1000","v":20.95081967213115},{"$f":"AA15*G15+($A$4-80)*AH15*$A$12/1000","v":20.852459016393446},{"$f":"AB15*I15+($A$4-80)*AI15*$A$12/1000","v":20.754098360655743},{"$f":"AC15*K15+($A$4-80)*AJ15*$A$12/1000","v":20.616393442622954},{"$f":"AD15*M15+($A$4-80)*AK15*$A$12/1000","v":20.478688524590165},{"$f":"AE15*O15+($A$4-80)*AL15*$A$12/1000","v":19.898360655737708}]
[900,72,29.508196721311478,13.967213114754099,28.032786885245905,13.57377049180328,27.245901639344265,13.524590163934427,{"$f":"U16*$I$14","v":26.459016393442624},13.475409836065573,25.691803278688525,13.475409836065575,24.924590163934425,13.475409836065571,23.321311475409839,13.642622950819671,null,1.2295081967213115,1.168032786885246,1.1352459016393444,1.1024590163934427,1.0704918032786885,1.0385245901639344,0.97172131147540997,0.47333333333333333,0.48421052631578948,0.49638989169675091,0.50929368029739774,0.52450229709035223,0.54064719810576156,0.58498523829607751,1.0444444444444443,0.91111111111111065,0.86666666666666625,0.82222222222222208,0.75333333333333352,0.68444444444444474,0.57111111111111112,{"$f":"Y16*C16+($A$4-80)*AF16*$A$16/1000","v":13.967213114754099},{"$f":"Z16*E16+($A$4-80)*AG16*$A$16/1000","v":13.57377049180328},{"$f":"AA16*G16+($A$4-80)*AH16*$A$16/1000","v":13.524590163934427},{"$f":"AB16*I16+($A$4-80)*AI16*$A$16/1000","v":13.475409836065573},{"$f":"AC16*K16+($A$4-80)*AJ16*$A$16/1000","v":13.475409836065575},{"$f":"AD16*M16+($A$4-80)*AK16*$A$16/1000","v":13.475409836065571},{"$f":"AE16*O16+($A$4-80)*AL16*$A$16/1000","v":13.642622950819671}]
[null,69.5,28.229508196721312,16.081967213114758,26.852459016393446,15.639344262295085,26.114754098360656,15.614754098360656,{"$f":"U17*$I$14","v":25.377049180327866},15.590163934426229,24.619672131147539,15.538524590163933,23.862295081967211,15.486885245901638,22.367213114754101,15.821311475409837,null,1.1762295081967213,1.1188524590163935,1.0881147540983607,1.0573770491803278,1.0258196721311474,0.99426229508196717,0.93196721311475428,0.56968641114982588,0.58241758241758246,0.59792843691148778,0.61434108527131792,0.63114262884538552,0.64901071723000825,0.70734388742304311,1.0444444444444443,0.91111111111111065,0.86666666666666625,0.82222222222222208,0.75333333333333352,0.68444444444444474,0.57111111111111112,{"$f":"Y17*C17+($A$4-80)*AF17*$A$16/1000","v":16.081967213114758},{"$f":"Z17*E17+($A$4-80)*AG17*$A$16/1000","v":15.639344262295085},{"$f":"AA17*G17+($A$4-80)*AH17*$A$16/1000","v":15.614754098360656},{"$f":"AB17*I17+($A$4-80)*AI17*$A$16/1000","v":15.590163934426229},{"$f":"AC17*K17+($A$4-80)*AJ17*$A$16/1000","v":15.538524590163933},{"$f":"AD17*M17+($A$4-80)*AK17*$A$16/1000","v":15.486885245901638},{"$f":"AE17*O17+($A$4-80)*AL17*$A$16/1000","v":15.821311475409837}]
[null,67,26.950819672131146,18.196721311475411,25.672131147540984,17.704918032786885,24.983606557377048,17.704918032786885,{"$f":"U18*$I$14","v":24.295081967213115},17.704918032786885,23.547540983606559,17.601639344262299,22.8,17.498360655737706,21.413114754098359,18,null,1.1229508196721312,1.069672131147541,1.040983606557377,1.0122950819672132,0.98114754098360657,0.95000000000000007,0.89221311475409837,0.67518248175182483,0.68965517241379304,0.70866141732283472,0.72874493927125505,0.74749373433583965,0.76747195858498707,0.84060633899862203,1.0444444444444443,0.91111111111111065,0.86666666666666625,0.82222222222222208,0.75333333333333352,0.68444444444444474,0.57111111111111112,{"$f":"Y18*C18+($A$4-80)*AF18*$A$16/1000","v":18.196721311475411},{"$f":"Z18*E18+($A$4-80)*AG18*$A$16/1000","v":17.704918032786885},{"$f":"AA18*G18+($A$4-80)*AH18*$A$16/1000","v":17.704918032786885},{"$f":"AB18*I18+($A$4-80)*AI18*$A$16/1000","v":17.704918032786885},{"$f":"AC18*K18+($A$4-80)*AJ18*$A$16/1000","v":17.601639344262299},{"$f":"AD18*M18+($A$4-80)*AK18*$A$16/1000","v":17.498360655737706},{"$f":"AE18*O18+($A$4-80)*AL18*$A$16/1000","v":18}]
[null,62,24.983606557377048,22.918032786885245,24,22.327868852459016,23.508196721311478,22.081967213114755,{"$f":"U19*$I$14","v":23.016393442622949},21.83606557377049,22.411475409836065,21.452459016393444,21.806557377049185,21.068852459016398,20.64590163934426,20.557377049180324,null,1.040983606557377,1,0.97950819672131151,0.95901639344262291,0.93381147540983611,0.90860655737704932,0.86024590163934422,0.91732283464566933,0.93032786885245899,0.93933054393305437,0.94871794871794879,0.95720868992758401,0.96617050067658994,0.99571224392567892,1.0444444444444443,0.91111111111111065,0.86666666666666625,0.82222222222222208,0.75333333333333352,0.68444444444444474,0.57111111111111112,{"$f":"Y19*C19+($A$4-80)*AF19*$A$16/1000","v":22.918032786885245},{"$f":"Z19*E19+($A$4-80)*AG19*$A$16/1000","v":22.327868852459016},{"$f":"AA19*G19+($A$4-80)*AH19*$A$16/1000","v":22.081967213114755},{"$f":"AB19*I19+($A$4-80)*AI19*$A$16/1000","v":21.83606557377049},{"$f":"AC19*K19+($A$4-80)*AJ19*$A$16/1000","v":21.452459016393444},{"$f":"AD19*M19+($A$4-80)*AK19*$A$16/1000","v":21.068852459016398},{"$f":"AE19*O19+($A$4-80)*AL19*$A$16/1000","v":20.557377049180324}]

{"sheet":"CSA4BE_30","index":12,"n_rows":19,"n_cols":45,"rows_kept":19,"cut":false,"hidden":true,"merged":[[130,0,133,0],[120,12,121,12],[120,13,121,13],[120,14,121,14],[120,15,121,15],[122,0,125,0],[126,0,129,0],[119,12,119,13],[119,14,119,15],[120,4,121,4],[120,5,121,5],[120,6,121,6],[120,7,121,7],[120,8,121,8],[120,9,121,9],[120,10,121,10],[120,11,121,11],[119,0,121,0],[119,1,121,1],[119,4,119,5],[119,6,119,7],[119,8,119,9],[119,10,119,11],[111,0,114,0],[117,0,118,1],[117,4,117,15],[118,4,118,5],[118,6,118,7],[118,8,118,9],[118,10,118,11],[118,12,118,13],[118,14,118,15],[101,12,102,12],[101,13,102,13],[101,14,102,14],[101,15,102,15],[103,0,106,0],[107,0,110,0],[100,12,100,13],[100,14,100,15],[101,4,102,4],[101,5,102,5],[101,6,102,6],[101,7,102,7],[101,8,102,8],[101,9,102,9],[101,10,102,10],[101,11,102,11],[100,0,102,0],[100,1,102,1],[100,4,100,5],[100,6,100,7],[100,8,100,9],[100,10,100,11],[92,0,95,0],[98,0,99,1],[98,4,98,15],[99,4,99,5],[99,6,99,7],[99,8,99,9],[99,10,99,11],[99,12,99,13],[99,14,99,15],[82,12,83,12],[82,13,83,13],[82,14,83,14],[82,15,83,15],[84,0,87,0],[88,0,91,0],[81,12,81,13],[81,14,81,15],[82,4,83,4],[82,5,83,5],[82,6,83,6],[82,7,83,7],[82,8,83,8],[82,9,83,9],[82,10,83,10],[82,11,83,11],[81,0,83,0],[81,1,83,1],[81,4,81,5],[81,6,81,7],[81,8,81,9],[81,10,81,11],[73,0,76,0],[79,0,80,1],[79,4,79,15],[80,4,80,5],[80,6,80,7],[80,8,80,9],[80,10,80,11],[80,12,80,13],[80,14,80,15],[63,12,64,12],[63,13,64,13],[63,14,64,14],[63,15,64,15],[65,0,68,0],[69,0,72,0],[62,12,62,13],[62,14,62,15],[63,4,64,4],[63,5,64,5],[63,6,64,6],[63,7,64,7],[63,8,64,8],[63,9,64,9],[63,10,64,10],[63,11,64,11],[62,0,64,0],[62,1,64,1],[62,4,62,5],[62,6,62,7],[62,8,62,9],[62,10,62,11],[54,0,57,0],[60,0,61,1],[60,4,60,15],[61,4,61,5],[61,6,61,7],[61,8,61,9],[61,10,61,11],[61,12,61,13],[61,14,61,15],[44,12,45,12],[44,13,45,13],[44,14,45,14],[44,15,45,15],[46,0,49,0],[50,0,53,0],[43,12,43,13],[43,14,43,15],[44,4,45,4],[44,5,45,5],[44,6,45,6],[44,7,45,7],[44,8,45,8],[44,9,45,9],[44,10,45,10],[44,11,45,11],[43,0,45,0],[43,1,45,1],[43,4,43,5],[43,6,43,7],[43,8,43,9],[43,10,43,11],[35,0,38,0],[41,0,42,1],[41,4,41,15],[42,4,42,5],[42,6,42,7],[42,8,42,9],[42,10,42,11],[42,12,42,13],[42,14,42,15],[25,12,26,12],[25,13,26,13],[25,14,26,14],[25,15,26,15],[27,0,30,0],[31,0,34,0],[24,12,24,13],[24,14,24,15],[25,4,26,4],[25,5,26,5],[25,6,26,6],[25,7,26,7],[25,8,26,8],[25,9,26,9],[25,10,26,10],[25,11,26,11],[24,0,26,0],[24,1,26,1],[24,4,24,5],[24,6,24,7],[24,8,24,9],[24,10,24,11],[7,0,10,0],[11,0,14,0],[15,0,18,0],[22,4,22,15],[23,4,23,5],[23,6,23,7],[23,8,23,9],[23,10,23,11],[23,12,23,13],[23,14,23,15],[5,10,6,10],[5,11,6,11],[5,12,6,12],[5,13,6,13],[5,14,6,14],[5,15,6,15],[4,10,4,11],[4,12,4,13],[4,14,4,15],[5,2,6,2],[5,3,6,3],[5,4,6,4],[5,5,6,5],[5,6,6,6],[5,7,6,7],[5,8,6,8],[4,0,6,0],[4,1,6,1],[4,2,4,3],[4,4,4,5],[4,6,4,7],[4,8,4,9],[5,9,6,9],[2,0,2,1],[2,2,2,15],[3,2,3,3],[3,4,3,5],[3,6,3,7],[3,8,3,9],[3,10,3,11],[3,12,3,13],[3,14,3,15]]}
[]
["CSA4BE_30"]
["Evaporator Air \n",null,"Condenser  Entering Air Temperature ˚F"]
[80,"°F DB",75,null,85,null,90,null,95,null,100,null,105,null,115]
["CFM","EWB†\n˚F","Capacity Mbtuh",null,"Capacity Mbtuh",null,"Capacity Mbtuh",null,"Capacity Mbtuh",null,"Capacity Mbtuh",null,"Capacity Mbtuh",null,"Capacity Mbtuh"]
[null,null,"Total","Sens.","Total","Sens.","Total","Sens.","Total","Sens.","Total","Sens.","Total","Sens.","Total","Sens."]
[null,null,null,null,null,null,null,null,null,null,null,null,null,null,null,null,null,"Total Factors",null,null,null,null,null,null,"Sens. %",null,null,null,null,null,null,"IDB Adj",null,null,null,null,null,null,"Sens Calc"]
[875,72,{"$f":"R8*$I$14","v":28.592999999999996},{"$f":"IF(AM8>C8,C8,AM8)","v":12.474},{"$f":"S8*$I$14","v":27.297000000000004},{"$f":"IF(AN8>E8,E8,AN8)","v":12.717000000000001},{"$f":"T8*$I$14","v":26.649000000000008},{"$f":"IF(AO8>G8,G8,AO8)","v":12.595500000000001},{"$f":"U8*$I$14","v":26.001000000000001},{"$f":"IF(AP8>I8,I8,AP8)","v":12.474},{"$f":"V8*$I$14","v":25.2882},{"$f":"IF(AQ8>K8,K8,AQ8)","v":12.368699999999999},{"$f":"W8*$I$14","v":24.575400000000002},{"$f":"IF(AR8>M8,M8,AR8)","v":12.263400000000001},{"$f":"X8*$I$14","v":23.036400000000004},{"$f":"IF(AS8>O8,O8,AS8)","v":12.546900000000003},null,1.1766666666666665,1.1233333333333335,1.0966666666666669,1.07,1.0406666666666666,1.0113333333333334,0.94800000000000006,0.4362606232294618,0.46587537091988124,0.47264437689969596,0.47975077881619937,0.48910954516335681,0.4990112063282795,0.54465541490857949,0.91428571428571437,0.91428571428571437,0.91428571428571437,0.91428571428571437,1.2125714285714286,1.5108571428571427,0.86400000000000032,{"$f":"Y8*C8+($A$4-80)*AF8*$A$8/1000","v":12.474},{"$f":"Z8*E8+($A$4-80)*AG8*$A$8/1000","v":12.717000000000001},{"$f":"AA8*G8+($A$4-80)*AH8*$A$8/1000","v":12.595500000000001},{"$f":"AB8*I8+($A$4-80)*AI8*$A$8/1000","v":12.474},{"$f":"AC8*K8+($A$4-80)*AJ8*$A$8/1000","v":12.368699999999999},{"$f":"AD8*M8+($A$4-80)*AK8*$A$8/1000","v":12.263400000000001},{"$f":"AE8*O8+($A$4-80)*AL8*$A$8/1000","v":12.546900000000003}]
[null,69.5,27.418499999999998,14.3775,26.244000000000007,14.580000000000002,25.616250000000001,14.438250000000002,24.988500000000002,14.2965,24.316199999999998,14.189174999999999,23.643899999999999,14.081849999999999,22.177800000000001,13.757849999999999,null,1.1283333333333332,1.0800000000000003,1.0541666666666667,1.0283333333333333,1.0006666666666666,0.97299999999999998,0.91266666666666674,0.52437223042836045,0.55555555555555547,0.56363636363636371,0.57212317666126411,0.58352764823451031,0.59558067831449124,0.6203433162892622,0.91428571428571437,0.91428571428571437,0.91428571428571437,0.91428571428571437,1.2125714285714286,1.5108571428571427,0.86400000000000032,{"$f":"Y9*C9+($A$4-80)*AF9*$A$8/1000","v":14.3775},{"$f":"Z9*E9+($A$4-80)*AG9*$A$8/1000","v":14.580000000000002},{"$f":"AA9*G9+($A$4-80)*AH9*$A$8/1000","v":14.438250000000002},{"$f":"AB9*I9+($A$4-80)*AI9*$A$8/1000","v":14.2965},{"$f":"AC9*K9+($A$4-80)*AJ9*$A$8/1000","v":14.189174999999999},{"$f":"AD9*M9+($A$4-80)*AK9*$A$8/1000","v":14.081849999999999},{"$f":"AE9*O9+($A$4-80)*AL9*$A$8/1000","v":13.757849999999999}]
[null,67,26.243999999999996,16.280999999999999,25.190999999999999,16.443000000000001,24.583500000000001,16.280999999999999,23.976000000000003,16.119,23.344200000000001,16.009650000000001,22.712399999999999,15.9003,21.319199999999999,14.9688,null,1.0799999999999998,1.0366666666666666,1.0116666666666667,0.98666666666666669,0.96066666666666667,0.93466666666666665,0.8773333333333333,0.62037037037037046,0.65273311897106112,0.66227347611202636,0.67229729729729726,0.68580846634281745,0.70007132667617689,0.7021276595744681,0.91428571428571437,0.91428571428571437,0.91428571428571437,0.91428571428571437,1.2125714285714286,1.5108571428571427,0.86400000000000032,{"$f":"Y10*C10+($A$4-80)*AF10*$A$8/1000","v":16.280999999999999},{"$f":"Z10*E10+($A$4-80)*AG10*$A$8/1000","v":16.443000000000001},{"$f":"AA10*G10+($A$4-80)*AH10*$A$8/1000","v":16.280999999999999},{"$f":"AB10*I10+($A$4-80)*AI10*$A$8/1000","v":16.119},{"$f":"AC10*K10+($A$4-80)*AJ10*$A$8/1000","v":16.009650000000001},{"$f":"AD10*M10+($A$4-80)*AK10*$A$8/1000","v":15.9003},{"$f":"AE10*O10+($A$4-80)*AL10*$A$8/1000","v":14.9688}]
[null,62,24.3,19.763999999999999,23.328000000000003,19.845000000000002,22.801499999999997,19.683,22.274999999999999,19.521000000000001,21.703950000000003,19.946249999999999,21.132900000000003,20.371500000000001,19.893599999999999,19.172700000000003,null,1,0.96000000000000008,0.93833333333333324,0.91666666666666663,0.89316666666666678,0.8696666666666667,0.81866666666666665,0.81333333333333324,0.85069444444444442,0.86323268206039083,0.87636363636363646,0.91901474155626039,0.96397087006515902,0.96376221498371351,0.91428571428571437,0.91428571428571437,0.91428571428571437,0.91428571428571437,1.2125714285714286,1.5108571428571427,0.86400000000000032,{"$f":"Y11*C11+($A$4-80)*AF11*$A$8/1000","v":19.763999999999999},{"$f":"Z11*E11+($A$4-80)*AG11*$A$8/1000","v":19.845000000000002},{"$f":"AA11*G11+($A$4-80)*AH11*$A$8/1000","v":19.683},{"$f":"AB11*I11+($A$4-80)*AI11*$A$8/1000","v":19.521000000000001},{"$f":"AC11*K11+($A$4-80)*AJ11*$A$8/1000","v":19.946249999999999},{"$f":"AD11*M11+($A$4-80)*AK11*$A$8/1000","v":20.371500000000001},{"$f":"AE11*O11+($A$4-80)*AL11*$A$8/1000","v":19.172700000000003}]
[1000,72,28.997999999999998,13.77,27.702000000000005,13.365,27.013500000000004,13.3245,26.324999999999999,13.283999999999999,25.563600000000001,13.312349999999999,24.802199999999999,13.340699999999998,23.198399999999999,13.4055,null,1.1933333333333331,1.1400000000000001,1.1116666666666668,1.0833333333333333,1.052,1.0206666666666666,0.95466666666666666,0.47486033519553078,0.48245614035087714,0.49325337331334329,0.50461538461538458,0.52075411913814951,0.53788373612018281,0.57786312849162014,0.9,0.8600000000000001,0.86000000000000087,0.8600000000000001,0.83499999999999941,0.81000000000000016,0.72000000000000031,{"$f":"Y12*C12+($A$4-80)*AF12*$A$12/1000","v":13.77},{"$f":"Z12*E12+($A$4-80)*AG12*$A$12/1000","v":13.365},{"$f":"AA12*G12+($A$4-80)*AH12*$A$12/1000","v":13.3245},{"$f":"AB12*I12+($A$4-80)*AI12*$A$12/1000","v":13.283999999999999},{"$f":"AC12*K12+($A$4-80)*AJ12*$A$12/1000","v":13.312349999999999},{"$f":"AD12*M12+($A$4-80)*AK12*$A$12/1000","v":13.340699999999998},{"$f":"AE12*O12+($A$4-80)*AL12*$A$12/1000","v":13.4055}]
[null,69.5,27.864000000000001,15.835500000000001,26.649000000000008,15.430500000000004,25.980750000000004,15.349500000000003,25.312500000000004,15.268500000000003,24.611850000000004,15.288750000000002,23.911200000000004,15.309000000000001,22.368150000000004,15.321150000000001,null,1.1466666666666667,1.0966666666666669,1.0691666666666668,1.0416666666666667,1.0128333333333335,0.9840000000000001,0.9205000000000001,0.5683139534883721,0.57902735562310026,0.59080280592361656,0.60320000000000007,0.62119466842191873,0.64024390243902429,0.68495382944052141,0.9,0.8600000000000001,0.86000000000000087,0.8600000000000001,0.83499999999999941,0.81000000000000016,0.72000000000000031,{"$f":"Y13*C13+($A$4-80)*AF13*$A$12/1000","v":15.835500000000001},{"$f":"Z13*E13+($A$4-80)*AG13*$A$12/1000","v":15.430500000000004},{"$f":"AA13*G13+($A$4-80)*AH13*$A$12/1000","v":15.349500000000003},{"$f":"AB13*I13+($A$4-80)*AI13*$A$12/1000","v":15.268500000000003},{"$f":"AC13*K13+($A$4-80)*AJ13*$A$12/1000","v":15.288750000000002},{"$f":"AD13*M13+($A$4-80)*AK13*$A$12/1000","v":15.309000000000001},{"$f":"AE13*O13+($A$4-80)*AL13*$A$12/1000","v":15.321150000000001}]
[null,67,26.730000000000004,17.901000000000007,25.596000000000004,17.496000000000002,24.948,17.374500000000001,24.3,17.253000000000004,23.6601,17.265149999999998,23.020200000000003,17.2773,21.5379,17.236800000000002,null,1.1000000000000001,1.0533333333333335,1.0266666666666666,1,0.97366666666666668,0.94733333333333336,0.88633333333333331,0.66969696969696979,0.68354430379746833,0.69642857142857151,0.71000000000000008,0.72971585073604917,0.75052779732582675,0.80030086498683717,0.9,0.8600000000000001,0.86000000000000087,0.8600000000000001,0.83499999999999941,0.81000000000000016,0.72000000000000031,{"$f":"Y14*C14+($A$4-80)*AF14*$A$12/1000","v":17.901000000000007},{"$f":"Z14*E14+($A$4-80)*AG14*$A$12/1000","v":17.496000000000002},{"$f":"AA14*G14+($A$4-80)*AH14*$A$12/1000","v":17.374500000000001},{"$f":"AB14*I14+($A$4-80)*AI14*$A$12/1000","v":17.253000000000004},{"$f":"AC14*K14+($A$4-80)*AJ14*$A$12/1000","v":17.265149999999998},{"$f":"AD14*M14+($A$4-80)*AK14*$A$12/1000","v":17.2773},{"$f":"AE14*O14+($A$4-80)*AL14*$A$12/1000","v":17.236800000000002}]
[null,62,24.866999999999997,21.707999999999998,23.814,21.141000000000002,23.247,21.019500000000004,{"$f":"U15*$I$14","v":22.68},20.898,22.125150000000001,20.776500000000002,21.5703,20.655000000000001,20.371499999999997,20.2014,null,1.0233333333333332,0.98,0.95666666666666667,0.93333333333333335,0.91049999999999998,0.8876666666666666,0.83833333333333326,0.87296416938110755,0.88775510204081642,0.90418118466898967,0.92142857142857149,0.93904448105436578,0.95756665414945552,0.99165009940357862,0.9,0.8600000000000001,0.86000000000000087,0.8600000000000001,0.83499999999999941,0.81000000000000016,0.72000000000000031,{"$f":"Y15*C15+($A$4-80)*AF15*$A$12/1000","v":21.707999999999998},{"$f":"Z15*E15+($A$4-80)*AG15*$A$12/1000","v":21.141000000000002},{"$f":"AA15*G15+($A$4-80)*AH15*$A$12/1000","v":21.019500000000004},{"$f":"AB15*I15+($A$4-80)*AI15*$A$12/1000","v":20.898},{"$f":"AC15*K15+($A$4-80)*AJ15*$A$12/1000","v":20.776500000000002},{"$f":"AD15*M15+($A$4-80)*AK15*$A$12/1000","v":20.655000000000001},{"$f":"AE15*O15+($A$4-80)*AL15*$A$12/1000","v":20.2014}]
[1125,72,29.241000000000003,14.418000000000001,27.864000000000001,14.013,27.175499999999996,14.013,{"$f":"U16*$I$14","v":26.487000000000002},14.013000000000002,25.713450000000002,13.98465,24.939900000000002,13.956300000000001,23.360400000000002,14.1183,null,1.2033333333333334,1.1466666666666667,1.1183333333333332,1.0900000000000001,1.0581666666666667,1.0263333333333333,0.96133333333333337,0.49307479224376732,0.50290697674418605,0.51564828614008951,0.52905198776758411,0.54386517561820757,0.55959727184150698,0.60436893203883491,0.83555555555555538,0.8,0.77333333333333365,0.74666666666666714,0.69955555555555604,0.65244444444444472,0.53688888888888875,{"$f":"Y16*C16+($A$4-80)*AF16*$A$16/1000","v":14.418000000000001},{"$f":"Z16*E16+($A$4-80)*AG16*$A$16/1000","v":14.013},{"$f":"AA16*G16+($A$4-80)*AH16*$A$16/1000","v":14.013},{"$f":"AB16*I16+($A$4-80)*AI16*$A$16/1000","v":14.013000000000002},{"$f":"AC16*K16+($A$4-80)*AJ16*$A$16/1000","v":13.98465},{"$f":"AD16*M16+($A$4-80)*AK16*$A$16/1000","v":13.956300000000001},{"$f":"AE16*O16+($A$4-80)*AL16*$A$16/1000","v":14.1183}]
[null,69.5,28.147500000000004,16.645500000000002,26.851500000000001,16.200000000000003,26.183250000000005,16.2,{"$f":"U17*$I$14","v":25.515000000000001},16.2,24.79815,16.153424999999999,24.081299999999999,16.106849999999998,22.542300000000001,16.204050000000002,null,1.1583333333333334,1.105,1.0775000000000001,1.05,1.0205,0.99099999999999999,0.92766666666666664,0.59136690647482015,0.60331825037707398,0.61871616395978335,0.63492063492063489,0.65139637432631059,0.66885301042717782,0.71882860222781175,0.83555555555555538,0.8,0.77333333333333365,0.74666666666666714,0.69955555555555604,0.65244444444444472,0.53688888888888875,{"$f":"Y17*C17+($A$4-80)*AF17*$A$16/1000","v":16.645500000000002},{"$f":"Z17*E17+($A$4-80)*AG17*$A$16/1000","v":16.200000000000003},{"$f":"AA17*G17+($A$4-80)*AH17*$A$16/1000","v":16.2},{"$f":"AB17*I17+($A$4-80)*AI17*$A$16/1000","v":16.2},{"$f":"AC17*K17+($A$4-80)*AJ17*$A$16/1000","v":16.153424999999999},{"$f":"AD17*M17+($A$4-80)*AK17*$A$16/1000","v":16.106849999999998},{"$f":"AE17*O17+($A$4-80)*AL17*$A$16/1000","v":16.204050000000002}]
[null,67,27.053999999999998,18.872999999999998,25.838999999999999,18.387,25.190999999999999,18.386999999999997,{"$f":"U18*$I$14","v":24.542999999999999},18.386999999999997,23.882850000000001,18.322199999999999,23.222700000000003,18.257400000000001,21.7242,18.289799999999996,null,1.1133333333333333,1.0633333333333332,1.0366666666666666,1.01,0.98283333333333334,0.95566666666666678,0.89400000000000002,0.69760479041916168,0.71159874608150475,0.72990353697749188,0.74917491749174914,0.76716974732915033,0.78618765259853496,0.84190902311707672,0.83555555555555538,0.8,0.77333333333333365,0.74666666666666714,0.69955555555555604,0.65244444444444472,0.53688888888888875,{"$f":"Y18*C18+($A$4-80)*AF18*$A$16/1000","v":18.872999999999998},{"$f":"Z18*E18+($A$4-80)*AG18*$A$16/1000","v":18.387},{"$f":"AA18*G18+($A$4-80)*AH18*$A$16/1000","v":18.386999999999997},{"$f":"AB18*I18+($A$4-80)*AI18*$A$16/1000","v":18.386999999999997},{"$f":"AC18*K18+($A$4-80)*AJ18*$A$16/1000","v":18.322199999999999},{"$f":"AD18*M18+($A$4-80)*AK18*$A$16/1000","v":18.257400000000001},{"$f":"AE18*O18+($A$4-80)*AL18*$A$16/1000","v":18.289799999999996}]
[null,62,25.272000000000002,22.842000000000002,24.218999999999998,22.274999999999999,23.692499999999999,22.113,{"$f":"U19*$I$14","v":23.166},21.951000000000001,22.607100000000003,21.627000000000006,22.048200000000001,21.303000000000001,20.8413,20.752200000000002,null,1.04,0.99666666666666659,0.97499999999999998,0.95333333333333337,0.93033333333333335,0.90733333333333333,0.85766666666666669,0.90384615384615385,0.91973244147157196,0.93333333333333335,0.94755244755244761,0.95664636331064146,0.96620132255694346,0.99572483482316365,0.83555555555555538,0.8,0.77333333333333365,0.74666666666666714,0.69955555555555604,0.65244444444444472,0.53688888888888875,{"$f":"Y19*C19+($A$4-80)*AF19*$A$16/1000","v":22.842000000000002},{"$f":"Z19*E19+($A$4-80)*AG19*$A$16/1000","v":22.274999999999999},{"$f":"AA19*G19+($A$4-80)*AH19*$A$16/1000","v":22.113},{"$f":"AB19*I19+($A$4-80)*AI19*$A$16/1000","v":21.951000000000001},{"$f":"AC19*K19+($A$4-80)*AJ19*$A$16/1000","v":21.627000000000006},{"$f":"AD19*M19+($A$4-80)*AK19*$A$16/1000","v":21.303000000000001},{"$f":"AE19*O19+($A$4-80)*AL19*$A$16/1000","v":20.752200000000002}]

{"sheet":"CSA4BE_36","index":13,"n_rows":19,"n_cols":45,"rows_kept":19,"cut":false,"hidden":true,"merged":[[130,0,133,0],[120,12,121,12],[120,13,121,13],[120,14,121,14],[120,15,121,15],[122,0,125,0],[126,0,129,0],[119,12,119,13],[119,14,119,15],[120,4,121,4],[120,5,121,5],[120,6,121,6],[120,7,121,7],[120,8,121,8],[120,9,121,9],[120,10,121,10],[120,11,121,11],[119,0,121,0],[119,1,121,1],[119,4,119,5],[119,6,119,7],[119,8,119,9],[119,10,119,11],[111,0,114,0],[117,0,118,1],[117,4,117,15],[118,4,118,5],[118,6,118,7],[118,8,118,9],[118,10,118,11],[118,12,118,13],[118,14,118,15],[101,12,102,12],[101,13,102,13],[101,14,102,14],[101,15,102,15],[103,0,106,0],[107,0,110,0],[100,12,100,13],[100,14,100,15],[101,4,102,4],[101,5,102,5],[101,6,102,6],[101,7,102,7],[101,8,102,8],[101,9,102,9],[101,10,102,10],[101,11,102,11],[100,0,102,0],[100,1,102,1],[100,4,100,5],[100,6,100,7],[100,8,100,9],[100,10,100,11],[92,0,95,0],[98,0,99,1],[98,4,98,15],[99,4,99,5],[99,6,99,7],[99,8,99,9],[99,10,99,11],[99,12,99,13],[99,14,99,15],[82,12,83,12],[82,13,83,13],[82,14,83,14],[82,15,83,15],[84,0,87,0],[88,0,91,0],[81,12,81,13],[81,14,81,15],[82,4,83,4],[82,5,83,5],[82,6,83,6],[82,7,83,7],[82,8,83,8],[82,9,83,9],[82,10,83,10],[82,11,83,11],[81,0,83,0],[81,1,83,1],[81,4,81,5],[81,6,81,7],[81,8,81,9],[81,10,81,11],[73,0,76,0],[79,0,80,1],[79,4,79,15],[80,4,80,5],[80,6,80,7],[80,8,80,9],[80,10,80,11],[80,12,80,13],[80,14,80,15],[63,12,64,12],[63,13,64,13],[63,14,64,14],[63,15,64,15],[65,0,68,0],[69,0,72,0],[62,12,62,13],[62,14,62,15],[63,4,64,4],[63,5,64,5],[63,6,64,6],[63,7,64,7],[63,8,64,8],[63,9,64,9],[63,10,64,10],[63,11,64,11],[62,0,64,0],[62,1,64,1],[62,4,62,5],[62,6,62,7],[62,8,62,9],[62,10,62,11],[54,0,57,0],[60,0,61,1],[60,4,60,15],[61,4,61,5],[61,6,61,7],[61,8,61,9],[61,10,61,11],[61,12,61,13],[61,14,61,15],[44,12,45,12],[44,13,45,13],[44,14,45,14],[44,15,45,15],[46,0,49,0],[50,0,53,0],[43,12,43,13],[43,14,43,15],[44,4,45,4],[44,5,45,5],[44,6,45,6],[44,7,45,7],[44,8,45,8],[44,9,45,9],[44,10,45,10],[44,11,45,11],[43,0,45,0],[43,1,45,1],[43,4,43,5],[43,6,43,7],[43,8,43,9],[43,10,43,11],[35,0,38,0],[41,0,42,1],[41,4,41,15],[42,4,42,5],[42,6,42,7],[42,8,42,9],[42,10,42,11],[42,12,42,13],[42,14,42,15],[25,12,26,12],[25,13,26,13],[25,14,26,14],[25,15,26,15],[27,0,30,0],[31,0,34,0],[24,12,24,13],[24,14,24,15],[25,4,26,4],[25,5,26,5],[25,6,26,6],[25,7,26,7],[25,8,26,8],[25,9,26,9],[25,10,26,10],[25,11,26,11],[24,0,26,0],[24,1,26,1],[24,4,24,5],[24,6,24,7],[24,8,24,9],[24,10,24,11],[7,0,10,0],[11,0,14,0],[15,0,18,0],[22,4,22,15],[23,4,23,5],[23,6,23,7],[23,8,23,9],[23,10,23,11],[23,12,23,13],[23,14,23,15],[5,10,6,10],[5,11,6,11],[5,12,6,12],[5,13,6,13],[5,14,6,14],[5,15,6,15],[4,10,4,11],[4,12,4,13],[4,14,4,15],[5,2,6,2],[5,3,6,3],[5,4,6,4],[5,5,6,5],[5,6,6,6],[5,7,6,7],[5,8,6,8],[4,0,6,0],[4,1,6,1],[4,2,4,3],[4,4,4,5],[4,6,4,7],[4,8,4,9],[5,9,6,9],[2,0,2,1],[2,2,2,15],[3,2,3,3],[3,4,3,5],[3,6,3,7],[3,8,3,9],[3,10,3,11],[3,12,3,13],[3,14,3,15]]}
[]
["CSA4BE_36"]
["Evaporator Air \n",null,"Condenser  Entering Air Temperature ˚F"]
[80,"°F DB",75,null,85,null,90,null,95,null,100,null,105,null,115]
["CFM","EWB†\n˚F","Capacity Mbtuh",null,"Capacity Mbtuh",null,"Capacity Mbtuh",null,"Capacity Mbtuh",null,"Capacity Mbtuh",null,"Capacity Mbtuh",null,"Capacity Mbtuh"]
[null,null,"Total","Sens.","Total","Sens.","Total","Sens.","Total","Sens.","Total","Sens.","Total","Sens.","Total","Sens."]
[null,null,null,null,null,null,null,null,null,null,null,null,null,null,null,null,null,"Total Factors",null,null,null,null,null,null,"Sens. %",null,null,null,null,null,null,"IDB Adj",null,null,null,null,null,null,"Sens Calc"]
[1050,72,{"$f":"R8*$I$14","v":28.843342776203965},{"$f":"IF(AM8>C8,C8,AM8)","v":12.459773371104816},{"$f":"S8*$I$14","v":27.535410764872523},{"$f":"IF(AN8>E8,E8,AN8)","v":12.735127478753542},{"$f":"T8*$I$14","v":26.881444759206801},{"$f":"IF(AO8>G8,G8,AO8)","v":12.597450424929182},{"$f":"U8*$I$14","v":26.227478753541078},{"$f":"IF(AP8>I8,I8,AP8)","v":12.459773371104816},{"$f":"V8*$I$14","v":25.535651558073656},{"$f":"IF(AQ8>K8,K8,AQ8)","v":12.373725212464592},{"$f":"W8*$I$14","v":24.843824362606238},{"$f":"IF(AR8>M8,M8,AR8)","v":12.287677053824364},{"$f":"X8*$I$14","v":23.363796033994337},{"$f":"IF(AS8>O8,O8,AS8)","v":12.604334277620397},null,1.1869688385269122,1.1331444759206799,1.1062322946175638,1.0793201133144477,1.0508498583569406,1.0223796033994337,0.96147308781869689,0.43198090692124108,0.46250000000000002,0.46862996158770814,0.47506561679790027,0.48456665318776121,0.49459684123025766,0.53948143783146729,0.89523809523809506,0.89523809523809583,0.88571428571428612,0.87619047619047652,1.1666666666666667,1.4571428571428575,0.84190476190476227,{"$f":"Y8*C8+($A$4-80)*AF8*$A$8/1000","v":12.459773371104816},{"$f":"Z8*E8+($A$4-80)*AG8*$A$8/1000","v":12.735127478753542},{"$f":"AA8*G8+($A$4-80)*AH8*$A$8/1000","v":12.597450424929182},{"$f":"AB8*I8+($A$4-80)*AI8*$A$8/1000","v":12.459773371104816},{"$f":"AC8*K8+($A$4-80)*AJ8*$A$8/1000","v":12.373725212464592},{"$f":"AD8*M8+($A$4-80)*AK8*$A$8/1000","v":12.287677053824364},{"$f":"AE8*O8+($A$4-80)*AL8*$A$8/1000","v":12.604334277620397}]
[null,69.5,27.569830028328614,14.318413597733713,26.330736543909353,14.524929178470259,25.693980169971677,14.387252124645894,25.057223796034002,14.249575070821534,24.398094900849863,14.151480169971675,23.738966005665723,14.053385269121813,22.324334277620398,13.664447592067992,null,1.1345609065155808,1.0835694050991502,1.0573654390934846,1.0311614730878189,1.0040368271954676,0.97691218130311619,0.91869688385269133,0.51935081148564299,0.55163398692810461,0.55994641661085054,0.56868131868131866,0.58002398250687737,0.59199652022618532,0.61208757323465934,0.89523809523809506,0.89523809523809583,0.88571428571428612,0.87619047619047652,1.1666666666666667,1.4571428571428575,0.84190476190476227,{"$f":"Y9*C9+($A$4-80)*AF9*$A$8/1000","v":14.318413597733713},{"$f":"Z9*E9+($A$4-80)*AG9*$A$8/1000","v":14.524929178470259},{"$f":"AA9*G9+($A$4-80)*AH9*$A$8/1000","v":14.387252124645894},{"$f":"AB9*I9+($A$4-80)*AI9*$A$8/1000","v":14.249575070821534},{"$f":"AC9*K9+($A$4-80)*AJ9*$A$8/1000","v":14.151480169971675},{"$f":"AD9*M9+($A$4-80)*AK9*$A$8/1000","v":14.053385269121813},{"$f":"AE9*O9+($A$4-80)*AL9*$A$8/1000","v":13.664447592067992}]
[null,67,26.296317280453263,16.177053824362606,25.126062322946179,16.314730878186971,24.506515580736547,16.177053824362609,23.886968838526915,16.039376770538247,23.260538243626069,15.929235127478757,22.634107648725216,15.819093484419264,21.284872521246463,14.724560906515583,null,1.0821529745042495,1.0339943342776206,1.0084985835694051,0.98300283286118995,0.95722379603399455,0.93144475920679903,0.87592067988668565,0.61518324607329833,0.64931506849315068,0.6601123595505618,0.67146974063400577,0.68481799348919792,0.69890510948905105,0.69178525226390686,0.89523809523809506,0.89523809523809583,0.88571428571428612,0.87619047619047652,1.1666666666666667,1.4571428571428575,0.84190476190476227,{"$f":"Y10*C10+($A$4-80)*AF10*$A$8/1000","v":16.177053824362606},{"$f":"Z10*E10+($A$4-80)*AG10*$A$8/1000","v":16.314730878186971},{"$f":"AA10*G10+($A$4-80)*AH10*$A$8/1000","v":16.177053824362609},{"$f":"AB10*I10+($A$4-80)*AI10*$A$8/1000","v":16.039376770538247},{"$f":"AC10*K10+($A$4-80)*AJ10*$A$8/1000","v":15.929235127478757},{"$f":"AD10*M10+($A$4-80)*AK10*$A$8/1000","v":15.819093484419264},{"$f":"AE10*O10+($A$4-80)*AL10*$A$8/1000","v":14.724560906515583}]
[null,62,24.024645892351277,19.618980169971675,22.992067988668556,19.687818696883856,22.475779036827198,19.515722379603403,21.959490084985838,19.343626062322947,21.339943342776206,19.742889518413598,20.720396600566573,20.142152974504249,19.543257790368273,18.999433427762042,null,0.98866855524079322,0.94617563739376775,0.92492917847025502,0.90368271954674229,0.87818696883852698,0.85269121813031168,0.80424929178470261,0.81661891117478513,0.85628742514970069,0.86830015313935693,0.88087774294670851,0.92516129032258065,0.97209302325581393,0.97217330045790773,0.89523809523809506,0.89523809523809583,0.88571428571428612,0.87619047619047652,1.1666666666666667,1.4571428571428575,0.84190476190476227,{"$f":"Y11*C11+($A$4-80)*AF11*$A$8/1000","v":19.618980169971675},{"$f":"Z11*E11+($A$4-80)*AG11*$A$8/1000","v":19.687818696883856},{"$f":"AA11*G11+($A$4-80)*AH11*$A$8/1000","v":19.515722379603403},{"$f":"AB11*I11+($A$4-80)*AI11*$A$8/1000","v":19.343626062322947},{"$f":"AC11*K11+($A$4-80)*AJ11*$A$8/1000","v":19.742889518413598},{"$f":"AD11*M11+($A$4-80)*AK11*$A$8/1000","v":20.142152974504249},{"$f":"AE11*O11+($A$4-80)*AL11*$A$8/1000","v":18.999433427762042}]
[1200,72,29.39405099150142,13.767705382436262,28.017280453257797,13.354674220963174,27.328895184135984,13.320254957507085,26.640509915014167,13.285835694050991,25.914263456090659,13.334022662889522,25.188016997167143,13.382209631728045,23.673569405099151,13.485467422096317,null,1.2096317280453259,1.152974504249292,1.124645892351275,1.0963172804532579,1.0664305949008501,1.0365439093484421,0.9742209631728046,0.46838407494145196,0.4766584766584766,0.48740554156171284,0.49870801033591727,0.5145437641120999,0.5312927029242962,0.56964233788892116,0.86666666666666647,0.86666666666666703,0.8500000000000002,0.83333333333333337,0.81083333333333296,0.78833333333333333,0.68166666666666653,{"$f":"Y12*C12+($A$4-80)*AF12*$A$12/1000","v":13.767705382436262},{"$f":"Z12*E12+($A$4-80)*AG12*$A$12/1000","v":13.354674220963174},{"$f":"AA12*G12+($A$4-80)*AH12*$A$12/1000","v":13.320254957507085},{"$f":"AB12*I12+($A$4-80)*AI12*$A$12/1000","v":13.285835694050991},{"$f":"AC12*K12+($A$4-80)*AJ12*$A$12/1000","v":13.334022662889522},{"$f":"AD12*M12+($A$4-80)*AK12*$A$12/1000","v":13.382209631728045},{"$f":"AE12*O12+($A$4-80)*AL12*$A$12/1000","v":13.485467422096317}]
[null,69.5,28.086118980169971,15.798441926345609,26.81260623229462,15.385410764872523,26.141430594900854,15.316572237960342,25.470254957507084,15.247733711048159,24.77498583569405,15.285594900849857,24.079716713881027,15.323456090651559,22.620339943342778,15.344107648725213,null,1.1558073654390935,1.1033994334277621,1.0757790368271956,1.048158640226629,1.0195467422096316,0.99093484419263478,0.93087818696883862,0.5625,0.57381258023106552,0.58591178406846611,0.59864864864864864,0.61697693803834397,0.63636363636363624,0.67833231892878876,0.86666666666666647,0.86666666666666703,0.8500000000000002,0.83333333333333337,0.81083333333333296,0.78833333333333333,0.68166666666666653,{"$f":"Y13*C13+($A$4-80)*AF13*$A$12/1000","v":15.798441926345609},{"$f":"Z13*E13+($A$4-80)*AG13*$A$12/1000","v":15.385410764872523},{"$f":"AA13*G13+($A$4-80)*AH13*$A$12/1000","v":15.316572237960342},{"$f":"AB13*I13+($A$4-80)*AI13*$A$12/1000","v":15.247733711048159},{"$f":"AC13*K13+($A$4-80)*AJ13*$A$12/1000","v":15.285594900849857},{"$f":"AD13*M13+($A$4-80)*AK13*$A$12/1000","v":15.323456090651559},{"$f":"AE13*O13+($A$4-80)*AL13*$A$12/1000","v":15.344107648725213}]
[null,67,26.778186968838529,17.829178470254959,25.607932011331449,17.41614730878187,24.953966005665723,17.312889518413598,24.3,17.209631728045327,23.635708215297448,17.2371671388102,22.971416430594903,17.264702549575073,21.567110481586404,17.202747875354106,null,1.1019830028328612,1.0538243626062325,1.0269121813031161,1,0.97266288951841351,0.94532577903682724,0.88753541076487252,0.66580976863753216,0.68010752688172038,0.69379310344827583,0.708215297450425,0.72928498616572024,0.75157326940365599,0.79763804660070214,0.86666666666666647,0.86666666666666703,0.8500000000000002,0.83333333333333337,0.81083333333333296,0.78833333333333333,0.68166666666666653,{"$f":"Y14*C14+($A$4-80)*AF14*$A$12/1000","v":17.829178470254959},{"$f":"Z14*E14+($A$4-80)*AG14*$A$12/1000","v":17.41614730878187},{"$f":"AA14*G14+($A$4-80)*AH14*$A$12/1000","v":17.312889518413598},{"$f":"AB14*I14+($A$4-80)*AI14*$A$12/1000","v":17.209631728045327},{"$f":"AC14*K14+($A$4-80)*AJ14*$A$12/1000","v":17.2371671388102},{"$f":"AD14*M14+($A$4-80)*AK14*$A$12/1000","v":17.264702549575073},{"$f":"AE14*O14+($A$4-80)*AL14*$A$12/1000","v":17.202747875354106}]
[null,62,24.506515580736547,21.546458923512752,23.473937677053826,21.064589235127478,22.923229461756375,20.892492917847029,{"$f":"U15*$I$14","v":22.372521246458927},20.720396600566577,21.787393767705382,20.589603399433429,21.202266288951844,20.458810198300284,20.128385269121814,19.956288951841362,null,1.0084985835694051,0.96600566572237967,0.943342776203966,0.92067988668555245,0.89660056657223797,0.87252124645892359,0.82832861189801699,0.8792134831460674,0.8973607038123167,0.91141141141141158,0.92615384615384622,0.94502369668246455,0.96493506493506487,0.99145006839945282,0.86666666666666647,0.86666666666666703,0.8500000000000002,0.83333333333333337,0.81083333333333296,0.78833333333333333,0.68166666666666653,{"$f":"Y15*C15+($A$4-80)*AF15*$A$12/1000","v":21.546458923512752},{"$f":"Z15*E15+($A$4-80)*AG15*$A$12/1000","v":21.064589235127478},{"$f":"AA15*G15+($A$4-80)*AH15*$A$12/1000","v":20.892492917847029},{"$f":"AB15*I15+($A$4-80)*AI15*$A$12/1000","v":20.720396600566577},{"$f":"AC15*K15+($A$4-80)*AJ15*$A$12/1000","v":20.589603399433429},{"$f":"AD15*M15+($A$4-80)*AK15*$A$12/1000","v":20.458810198300284},{"$f":"AE15*O15+($A$4-80)*AL15*$A$12/1000","v":19.956288951841362}]
[1350,72,29.738243626062332,14.456090651558078,28.361473087818702,14.043059490084987,27.638668555240802,14.043059490084987,{"$f":"U16*$I$14","v":26.915864022662895},14.043059490084989,26.175849858356944,14.036175637393768,25.435835694050997,14.029291784702552,23.866317280453263,14.21515580736544,null,1.2237960339943346,1.1671388101983005,1.1373937677053827,1.1076487252124647,1.0771954674220965,1.0467422096317283,0.98215297450424943,0.4861111111111111,0.49514563106796111,0.50809464508094637,0.52173913043478259,0.53622616699539771,0.55155615696887683,0.59561580617248333,0.81481481481481488,0.78518518518518521,0.7555555555555552,0.72592592592592575,0.67407407407407427,0.62222222222222257,0.52296296296296318,{"$f":"Y16*C16+($A$4-80)*AF16*$A$16/1000","v":14.456090651558078},{"$f":"Z16*E16+($A$4-80)*AG16*$A$16/1000","v":14.043059490084987},{"$f":"AA16*G16+($A$4-80)*AH16*$A$16/1000","v":14.043059490084987},{"$f":"AB16*I16+($A$4-80)*AI16*$A$16/1000","v":14.043059490084989},{"$f":"AC16*K16+($A$4-80)*AJ16*$A$16/1000","v":14.036175637393768},{"$f":"AD16*M16+($A$4-80)*AK16*$A$16/1000","v":14.029291784702552},{"$f":"AE16*O16+($A$4-80)*AL16*$A$16/1000","v":14.21515580736544}]
[null,69.5,28.464730878186973,16.658923512747876,27.122379603399438,16.245892351274787,26.433994334277628,16.228682719546743,{"$f":"U17*$I$14","v":25.745609065155815},16.211473087818696,25.041735127478759,16.163286118980171,24.337861189801707,16.115099150141646,22.833739376770541,16.249334277620395,null,1.171388101983003,1.1161473087818699,1.087818696883853,1.059490084985836,1.0305240793201136,1.0015580736543912,0.93966005665722396,0.58524788391777505,0.59898477157360397,0.61393229166666652,0.62967914438502659,0.64545392069273577,0.66214113986706258,0.71163702140488383,0.81481481481481488,0.78518518518518521,0.7555555555555552,0.72592592592592575,0.67407407407407427,0.62222222222222257,0.52296296296296318,{"$f":"Y17*C17+($A$4-80)*AF17*$A$16/1000","v":16.658923512747876},{"$f":"Z17*E17+($A$4-80)*AG17*$A$16/1000","v":16.245892351274787},{"$f":"AA17*G17+($A$4-80)*AH17*$A$16/1000","v":16.228682719546743},{"$f":"AB17*I17+($A$4-80)*AI17*$A$16/1000","v":16.211473087818696},{"$f":"AC17*K17+($A$4-80)*AJ17*$A$16/1000","v":16.163286118980171},{"$f":"AD17*M17+($A$4-80)*AK17*$A$16/1000","v":16.115099150141646},{"$f":"AE17*O17+($A$4-80)*AL17*$A$16/1000","v":16.249334277620395}]
[null,67,27.191218130311618,18.861756373937677,25.883286118980173,18.448725212464591,25.229320113314454,18.414305949008501,{"$f":"U18*$I$14","v":24.575354107648732},18.37988668555241,23.907620396600571,18.290396600566574,23.23988668555241,18.200906515580741,21.80116147308782,18.283512747875353,null,1.1189801699716715,1.0651558073654392,1.0382436260623231,1.011331444759207,0.98385269121813046,0.95637393767705381,0.89716713881019838,0.69367088607594929,0.71276595744680848,0.7298772169167802,0.74789915966386544,0.76504463000287926,0.78317535545023709,0.83864856330912529,0.81481481481481488,0.78518518518518521,0.7555555555555552,0.72592592592592575,0.67407407407407427,0.62222222222222257,0.52296296296296318,{"$f":"Y18*C18+($A$4-80)*AF18*$A$16/1000","v":18.861756373937677},{"$f":"Z18*E18+($A$4-80)*AG18*$A$16/1000","v":18.448725212464591},{"$f":"AA18*G18+($A$4-80)*AH18*$A$16/1000","v":18.414305949008501},{"$f":"AB18*I18+($A$4-80)*AI18*$A$16/1000","v":18.37988668555241},{"$f":"AC18*K18+($A$4-80)*AJ18*$A$16/1000","v":18.290396600566574},{"$f":"AD18*M18+($A$4-80)*AK18*$A$16/1000","v":18.200906515580741},{"$f":"AE18*O18+($A$4-80)*AL18*$A$16/1000","v":18.283512747875353}]
[null,62,24.988385269121814,22.716713881019832,23.955807365439092,22.0971671388102,23.405099150141648,21.89065155807366,{"$f":"U19*$I$14","v":22.854390934844197},21.684135977337114,22.32777620396601,21.3743626062323,21.80116147308782,21.064589235127482,20.679093484419266,20.59648725212465,null,1.0283286118980171,0.98583569405099147,0.96317280453257803,0.94050991501416448,0.91883852691218149,0.89716713881019838,0.85099150141643065,0.90909090909090917,0.9224137931034484,0.93529411764705883,0.94879518072289148,0.95729921381223981,0.96621408272813392,0.99600532623169113,0.81481481481481488,0.78518518518518521,0.7555555555555552,0.72592592592592575,0.67407407407407427,0.62222222222222257,0.52296296296296318,{"$f":"Y19*C19+($A$4-80)*AF19*$A$16/1000","v":22.716713881019832},{"$f":"Z19*E19+($A$4-80)*AG19*$A$16/1000","v":22.0971671388102},{"$f":"AA19*G19+($A$4-80)*AH19*$A$16/1000","v":21.89065155807366},{"$f":"AB19*I19+($A$4-80)*AI19*$A$16/1000","v":21.684135977337114},{"$f":"AC19*K19+($A$4-80)*AJ19*$A$16/1000","v":21.3743626062323},{"$f":"AD19*M19+($A$4-80)*AK19*$A$16/1000","v":21.064589235127482},{"$f":"AE19*O19+($A$4-80)*AL19*$A$16/1000","v":20.59648725212465}]

{"sheet":"CSA4BE_42","index":14,"n_rows":19,"n_cols":45,"rows_kept":19,"cut":false,"hidden":true,"merged":[[130,0,133,0],[120,12,121,12],[120,13,121,13],[120,14,121,14],[120,15,121,15],[122,0,125,0],[126,0,129,0],[119,12,119,13],[119,14,119,15],[120,4,121,4],[120,5,121,5],[120,6,121,6],[120,7,121,7],[120,8,121,8],[120,9,121,9],[120,10,121,10],[120,11,121,11],[119,0,121,0],[119,1,121,1],[119,4,119,5],[119,6,119,7],[119,8,119,9],[119,10,119,11],[111,0,114,0],[117,0,118,1],[117,4,117,15],[118,4,118,5],[118,6,118,7],[118,8,118,9],[118,10,118,11],[118,12,118,13],[118,14,118,15],[101,12,102,12],[101,13,102,13],[101,14,102,14],[101,15,102,15],[103,0,106,0],[107,0,110,0],[100,12,100,13],[100,14,100,15],[101,4,102,4],[101,5,102,5],[101,6,102,6],[101,7,102,7],[101,8,102,8],[101,9,102,9],[101,10,102,10],[101,11,102,11],[100,0,102,0],[100,1,102,1],[100,4,100,5],[100,6,100,7],[100,8,100,9],[100,10,100,11],[92,0,95,0],[98,0,99,1],[98,4,98,15],[99,4,99,5],[99,6,99,7],[99,8,99,9],[99,10,99,11],[99,12,99,13],[99,14,99,15],[82,12,83,12],[82,13,83,13],[82,14,83,14],[82,15,83,15],[84,0,87,0],[88,0,91,0],[81,12,81,13],[81,14,81,15],[82,4,83,4],[82,5,83,5],[82,6,83,6],[82,7,83,7],[82,8,83,8],[82,9,83,9],[82,10,83,10],[82,11,83,11],[81,0,83,0],[81,1,83,1],[81,4,81,5],[81,6,81,7],[81,8,81,9],[81,10,81,11],[73,0,76,0],[79,0,80,1],[79,4,79,15],[80,4,80,5],[80,6,80,7],[80,8,80,9],[80,10,80,11],[80,12,80,13],[80,14,80,15],[63,12,64,12],[63,13,64,13],[63,14,64,14],[63,15,64,15],[65,0,68,0],[69,0,72,0],[62,12,62,13],[62,14,62,15],[63,4,64,4],[63,5,64,5],[63,6,64,6],[63,7,64,7],[63,8,64,8],[63,9,64,9],[63,10,64,10],[63,11,64,11],[62,0,64,0],[62,1,64,1],[62,4,62,5],[62,6,62,7],[62,8,62,9],[62,10,62,11],[54,0,57,0],[60,0,61,1],[60,4,60,15],[61,4,61,5],[61,6,61,7],[61,8,61,9],[61,10,61,11],[61,12,61,13],[61,14,61,15],[44,12,45,12],[44,13,45,13],[44,14,45,14],[44,15,45,15],[46,0,49,0],[50,0,53,0],[43,12,43,13],[43,14,43,15],[44,4,45,4],[44,5,45,5],[44,6,45,6],[44,7,45,7],[44,8,45,8],[44,9,45,9],[44,10,45,10],[44,11,45,11],[43,0,45,0],[43,1,45,1],[43,4,43,5],[43,6,43,7],[43,8,43,9],[43,10,43,11],[35,0,38,0],[41,0,42,1],[41,4,41,15],[42,4,42,5],[42,6,42,7],[42,8,42,9],[42,10,42,11],[42,12,42,13],[42,14,42,15],[25,12,26,12],[25,13,26,13],[25,14,26,14],[25,15,26,15],[27,0,30,0],[31,0,34,0],[24,12,24,13],[24,14,24,15],[25,4,26,4],[25,5,26,5],[25,6,26,6],[25,7,26,7],[25,8,26,8],[25,9,26,9],[25,10,26,10],[25,11,26,11],[24,0,26,0],[24,1,26,1],[24,4,24,5],[24,6,24,7],[24,8,24,9],[24,10,24,11],[7,0,10,0],[11,0,14,0],[15,0,18,0],[22,4,22,15],[23,4,23,5],[23,6,23,7],[23,8,23,9],[23,10,23,11],[23,12,23,13],[23,14,23,15],[5,10,6,10],[5,11,6,11],[5,12,6,12],[5,13,6,13],[5,14,6,14],[5,15,6,15],[4,10,4,11],[4,12,4,13],[4,14,4,15],[5,2,6,2],[5,3,6,3],[5,4,6,4],[5,5,6,5],[5,6,6,6],[5,7,6,7],[5,8,6,8],[4,0,6,0],[4,1,6,1],[4,2,4,3],[4,4,4,5],[4,6,4,7],[4,8,4,9],[5,9,6,9],[2,0,2,1],[2,2,2,15],[3,2,3,3],[3,4,3,5],[3,6,3,7],[3,8,3,9],[3,10,3,11],[3,12,3,13],[3,14,3,15]]}
[]
["CSA4BE_42"]
["Evaporator Air \n",null,"Condenser  Entering Air Temperature ˚F"]
[80,"°F DB",75,null,85,null,90,null,95,null,100,null,105,null,115]
["CFM","EWB†\n˚F","Capacity Mbtuh",null,"Capacity Mbtuh",null,"Capacity Mbtuh",null,"Capacity Mbtuh",null,"Capacity Mbtuh",null,"Capacity Mbtuh",null,"Capacity Mbtuh"]
[null,null,"Total","Sens.","Total","Sens.","Total","Sens.","Total","Sens.","Total","Sens.","Total","Sens.","Total","Sens."]
[null,null,null,null,null,null,null,null,null,null,null,null,null,null,null,null,null,"Total Factors",null,null,null,null,null,null,"Sens. %",null,null,null,null,null,null,"IDB Adj",null,null,null,null,null,null,"Sens Calc"]
[1225,72,{"$f":"R8*$I$14","v":28.697142857142858},{"$f":"IF(AM8>C8,C8,AM8)","v":12.207857142857144},{"$f":"S8*$I$14","v":27.482142857142858},{"$f":"IF(AN8>E8,E8,AN8)","v":12.439285714285715},{"$f":"T8*$I$14","v":26.816785714285718},{"$f":"IF(AO8>G8,G8,AO8)","v":12.32357142857143},{"$f":"U8*$I$14","v":26.151428571428575},{"$f":"IF(AP8>I8,I8,AP8)","v":12.207857142857145},{"$f":"V8*$I$14","v":25.460035714285716},{"$f":"IF(AQ8>K8,K8,AQ8)","v":12.123964285714285},{"$f":"W8*$I$14","v":24.768642857142858},{"$f":"IF(AR8>M8,M8,AR8)","v":12.040071428571427},{"$f":"X8*$I$14","v":23.31642857142857},{"$f":"IF(AS8>O8,O8,AS8)","v":12.36407142857143},null,1.180952380952381,1.1309523809523809,1.1035714285714286,1.0761904761904764,1.0477380952380952,1.0192857142857144,0.95952380952380945,0.42540322580645162,0.45263157894736844,0.45954692556634302,0.4668141592920354,0.47619588683104186,0.48610137818266752,0.5302729528535981,0.86530612244897909,0.86530612244897964,0.85714285714285776,0.84897959183673444,1.1453061224489804,1.4416326530612249,0.82285714285714262,{"$f":"Y8*C8+($A$4-80)*AF8*$A$8/1000","v":12.207857142857144},{"$f":"Z8*E8+($A$4-80)*AG8*$A$8/1000","v":12.439285714285715},{"$f":"AA8*G8+($A$4-80)*AH8*$A$8/1000","v":12.32357142857143},{"$f":"AB8*I8+($A$4-80)*AI8*$A$8/1000","v":12.207857142857145},{"$f":"AC8*K8+($A$4-80)*AJ8*$A$8/1000","v":12.123964285714285},{"$f":"AD8*M8+($A$4-80)*AK8*$A$8/1000","v":12.040071428571427},{"$f":"AE8*O8+($A$4-80)*AL8*$A$8/1000","v":12.36407142857143}]
[null,69.5,27.42428571428572,13.972500000000002,26.267142857142858,14.174999999999999,25.645178571428573,14.044821428571428,25.023214285714285,13.914642857142857,24.359303571428576,13.816285714285714,23.695392857142856,13.717928571428573,22.312607142857143,13.338964285714287,null,1.1285714285714288,1.0809523809523809,1.0553571428571429,1.0297619047619047,1.0024404761904764,0.97511904761904755,0.91821428571428565,0.50949367088607589,0.53964757709251099,0.54765933446136483,0.55606936416184971,0.56718722166142144,0.57892809180808213,0.59782185919875541,0.86530612244897909,0.86530612244897964,0.85714285714285776,0.84897959183673444,1.1453061224489804,1.4416326530612249,0.82285714285714262,{"$f":"Y9*C9+($A$4-80)*AF9*$A$8/1000","v":13.972500000000002},{"$f":"Z9*E9+($A$4-80)*AG9*$A$8/1000","v":14.174999999999999},{"$f":"AA9*G9+($A$4-80)*AH9*$A$8/1000","v":14.044821428571428},{"$f":"AB9*I9+($A$4-80)*AI9*$A$8/1000","v":13.914642857142857},{"$f":"AC9*K9+($A$4-80)*AJ9*$A$8/1000","v":13.816285714285714},{"$f":"AD9*M9+($A$4-80)*AK9*$A$8/1000","v":13.717928571428573},{"$f":"AE9*O9+($A$4-80)*AL9*$A$8/1000","v":13.338964285714287}]
[null,67,26.151428571428575,15.737142857142857,25.052142857142854,15.910714285714285,24.473571428571429,15.766071428571431,23.895,15.621428571428572,23.258571428571429,15.508607142857143,22.622142857142858,15.395785714285715,21.308785714285715,14.313857142857144,null,1.0761904761904764,1.0309523809523808,1.0071428571428571,0.98333333333333328,0.95714285714285718,0.93095238095238098,0.87690476190476185,0.60176991150442471,0.63510392609699773,0.6442080378250592,0.65375302663438262,0.66679104477611939,0.68056265984654729,0.67173499864241104,0.86530612244897909,0.86530612244897964,0.85714285714285776,0.84897959183673444,1.1453061224489804,1.4416326530612249,0.82285714285714262,{"$f":"Y10*C10+($A$4-80)*AF10*$A$8/1000","v":15.737142857142857},{"$f":"Z10*E10+($A$4-80)*AG10*$A$8/1000","v":15.910714285714285},{"$f":"AA10*G10+($A$4-80)*AH10*$A$8/1000","v":15.766071428571431},{"$f":"AB10*I10+($A$4-80)*AI10*$A$8/1000","v":15.621428571428572},{"$f":"AC10*K10+($A$4-80)*AJ10*$A$8/1000","v":15.508607142857143},{"$f":"AD10*M10+($A$4-80)*AK10*$A$8/1000","v":15.395785714285715},{"$f":"AE10*O10+($A$4-80)*AL10*$A$8/1000","v":14.313857142857144}]
[null,62,24.010714285714286,19.035,22.911428571428573,19.092857142857142,22.390714285714289,18.919285714285717,21.869999999999997,18.745714285714286,21.308785714285715,19.217250000000003,20.74757142857143,19.688785714285718,19.538357142857144,18.53742857142857,null,0.98809523809523814,0.94285714285714284,0.92142857142857149,0.89999999999999991,0.87690476190476185,0.8538095238095238,0.80404761904761912,0.79277108433734933,0.83333333333333326,0.84496124031007758,0.85714285714285721,0.90184632093402128,0.9489682097044061,0.94877109860823206,0.86530612244897909,0.86530612244897964,0.85714285714285776,0.84897959183673444,1.1453061224489804,1.4416326530612249,0.82285714285714262,{"$f":"Y11*C11+($A$4-80)*AF11*$A$8/1000","v":19.035},{"$f":"Z11*E11+($A$4-80)*AG11*$A$8/1000","v":19.092857142857142},{"$f":"AA11*G11+($A$4-80)*AH11*$A$8/1000","v":18.919285714285717},{"$f":"AB11*I11+($A$4-80)*AI11*$A$8/1000","v":18.745714285714286},{"$f":"AC11*K11+($A$4-80)*AJ11*$A$8/1000","v":19.217250000000003},{"$f":"AD11*M11+($A$4-80)*AK11*$A$8/1000","v":19.688785714285718},{"$f":"AE11*O11+($A$4-80)*AL11*$A$8/1000","v":18.53742857142857}]
[1400,72,29.217857142857142,13.480714285714285,27.887142857142862,13.075714285714287,27.221785714285716,13.017857142857144,26.556428571428569,12.959999999999999,25.827428571428573,13.026535714285716,25.098428571428574,13.093071428571427,23.571000000000002,13.191428571428572,null,1.2023809523809523,1.1476190476190478,1.1202380952380953,1.0928571428571427,1.0628571428571429,1.0328571428571429,0.97000000000000008,0.46138613861386141,0.46887966804979253,0.47821466524973433,0.48801742919389979,0.5043682795698925,0.52166897187644068,0.55964653902798234,0.84285714285714308,0.82857142857142918,0.8214285714285714,0.81428571428571384,0.79999999999999971,0.7857142857142857,0.75857142857142845,{"$f":"Y12*C12+($A$4-80)*AF12*$A$12/1000","v":13.480714285714285},{"$f":"Z12*E12+($A$4-80)*AG12*$A$12/1000","v":13.075714285714287},{"$f":"AA12*G12+($A$4-80)*AH12*$A$12/1000","v":13.017857142857144},{"$f":"AB12*I12+($A$4-80)*AI12*$A$12/1000","v":12.959999999999999},{"$f":"AC12*K12+($A$4-80)*AJ12*$A$12/1000","v":13.026535714285716},{"$f":"AD12*M12+($A$4-80)*AK12*$A$12/1000","v":13.093071428571427},{"$f":"AE12*O12+($A$4-80)*AL12*$A$12/1000","v":13.191428571428572}]
[null,69.5,27.973928571428576,15.418928571428573,26.701071428571431,14.984999999999999,26.064642857142857,14.912678571428573,25.428214285714287,14.84035714285714,24.733928571428571,14.880857142857142,24.039642857142855,14.921357142857142,22.593214285714286,14.976321428571429,null,1.1511904761904763,1.0988095238095239,1.0726190476190476,1.0464285714285715,1.0178571428571428,0.98928571428571421,0.92976190476190468,0.55118924508790068,0.56121343445287097,0.57214206437291903,0.58361774744027295,0.60163742690058475,0.62069795427196151,0.66286811779769528,0.84285714285714308,0.82857142857142918,0.8214285714285714,0.81428571428571384,0.79999999999999971,0.7857142857142857,0.75857142857142845,{"$f":"Y13*C13+($A$4-80)*AF13*$A$12/1000","v":15.418928571428573},{"$f":"Z13*E13+($A$4-80)*AG13*$A$12/1000","v":14.984999999999999},{"$f":"AA13*G13+($A$4-80)*AH13*$A$12/1000","v":14.912678571428573},{"$f":"AB13*I13+($A$4-80)*AI13*$A$12/1000","v":14.84035714285714},{"$f":"AC13*K13+($A$4-80)*AJ13*$A$12/1000","v":14.880857142857142},{"$f":"AD13*M13+($A$4-80)*AK13*$A$12/1000","v":14.921357142857142},{"$f":"AE13*O13+($A$4-80)*AL13*$A$12/1000","v":14.976321428571429}]
[null,67,26.730000000000004,17.357142857142861,25.515000000000001,16.894285714285715,24.907499999999999,16.807500000000001,24.3,16.720714285714287,23.640428571428572,16.73517857142857,22.980857142857143,16.749642857142856,21.61542857142857,16.761214285714285,null,1.1000000000000001,1.05,1.0249999999999999,1,0.97285714285714286,0.94571428571428573,0.88952380952380949,0.64935064935064934,0.66213151927437641,0.67479674796747968,0.68809523809523809,0.70790504160548207,0.72885196374622352,0.77542826552462529,0.84285714285714308,0.82857142857142918,0.8214285714285714,0.81428571428571384,0.79999999999999971,0.7857142857142857,0.75857142857142845,{"$f":"Y14*C14+($A$4-80)*AF14*$A$12/1000","v":17.357142857142861},{"$f":"Z14*E14+($A$4-80)*AG14*$A$12/1000","v":16.894285714285715},{"$f":"AA14*G14+($A$4-80)*AH14*$A$12/1000","v":16.807500000000001},{"$f":"AB14*I14+($A$4-80)*AI14*$A$12/1000","v":16.720714285714287},{"$f":"AC14*K14+($A$4-80)*AJ14*$A$12/1000","v":16.73517857142857},{"$f":"AD14*M14+($A$4-80)*AK14*$A$12/1000","v":16.749642857142856},{"$f":"AE14*O14+($A$4-80)*AL14*$A$12/1000","v":16.761214285714285}]
[null,62,24.53142857142857,20.886428571428571,23.432142857142857,20.365714285714287,22.853571428571428,20.249999999999996,{"$f":"U15*$I$14","v":22.274999999999999},20.134285714285713,21.710892857142856,20.056178571428571,21.146785714285713,19.978071428571429,19.931785714285716,19.735071428571427,null,1.0095238095238095,0.9642857142857143,0.94047619047619047,0.91666666666666663,0.89345238095238089,0.87023809523809514,0.82023809523809532,0.8514150943396227,0.86913580246913591,0.88607594936708856,0.90389610389610386,0.92378414390406394,0.94473324213406307,0.9901306240928881,0.84285714285714308,0.82857142857142918,0.8214285714285714,0.81428571428571384,0.79999999999999971,0.7857142857142857,0.75857142857142845,{"$f":"Y15*C15+($A$4-80)*AF15*$A$12/1000","v":20.886428571428571},{"$f":"Z15*E15+($A$4-80)*AG15*$A$12/1000","v":20.365714285714287},{"$f":"AA15*G15+($A$4-80)*AH15*$A$12/1000","v":20.249999999999996},{"$f":"AB15*I15+($A$4-80)*AI15*$A$12/1000","v":20.134285714285713},{"$f":"AC15*K15+($A$4-80)*AJ15*$A$12/1000","v":20.056178571428571},{"$f":"AD15*M15+($A$4-80)*AK15*$A$12/1000","v":19.978071428571429},{"$f":"AE15*O15+($A$4-80)*AL15*$A$12/1000","v":19.735071428571427}]
[1575,72,29.565000000000005,14.117142857142859,28.234285714285711,13.712142857142856,27.51107142857143,13.712142857142858,{"$f":"U16*$I$14","v":26.787857142857142},13.712142857142856,26.053071428571428,13.691892857142856,25.318285714285715,13.671642857142857,23.790857142857142,13.856785714285715,null,1.2166666666666668,1.1619047619047618,1.1321428571428571,1.1023809523809522,1.0721428571428571,1.0419047619047619,0.97904761904761894,0.47749510763209391,0.48565573770491804,0.49842271293375395,0.51187904967602593,0.5255385298689762,0.53999085923217549,0.58244163424124518,0.78730158730158772,0.77460317460317474,0.75555555555555598,0.736507936507937,0.72063492063492118,0.70476190476190448,0.60444444444444467,{"$f":"Y16*C16+($A$4-80)*AF16*$A$16/1000","v":14.117142857142859},{"$f":"Z16*E16+($A$4-80)*AG16*$A$16/1000","v":13.712142857142856},{"$f":"AA16*G16+($A$4-80)*AH16*$A$16/1000","v":13.712142857142858},{"$f":"AB16*I16+($A$4-80)*AI16*$A$16/1000","v":13.712142857142856},{"$f":"AC16*K16+($A$4-80)*AJ16*$A$16/1000","v":13.691892857142856},{"$f":"AD16*M16+($A$4-80)*AK16*$A$16/1000","v":13.671642857142857},{"$f":"AE16*O16+($A$4-80)*AL16*$A$16/1000","v":13.856785714285715}]
[null,69.5,28.321071428571432,16.2,27.048214285714288,15.766071428571429,26.368392857142862,15.751607142857145,{"$f":"U17*$I$14","v":25.688571428571429},15.737142857142857,24.988500000000002,15.705321428571429,24.288428571428575,15.673500000000002,22.818857142857144,15.815250000000002,null,1.1654761904761906,1.1130952380952381,1.0851190476190478,1.0571428571428572,1.0283333333333333,0.99952380952380959,0.93904761904761902,0.57201225740551576,0.58288770053475936,0.59736697750959955,0.61261261261261257,0.62850196804815928,0.64530728918532632,0.69307809330628811,0.78730158730158772,0.77460317460317474,0.75555555555555598,0.736507936507937,0.72063492063492118,0.70476190476190448,0.60444444444444467,{"$f":"Y17*C17+($A$4-80)*AF17*$A$16/1000","v":16.2},{"$f":"Z17*E17+($A$4-80)*AG17*$A$16/1000","v":15.766071428571429},{"$f":"AA17*G17+($A$4-80)*AH17*$A$16/1000","v":15.751607142857145},{"$f":"AB17*I17+($A$4-80)*AI17*$A$16/1000","v":15.737142857142857},{"$f":"AC17*K17+($A$4-80)*AJ17*$A$16/1000","v":15.705321428571429},{"$f":"AD17*M17+($A$4-80)*AK17*$A$16/1000","v":15.673500000000002},{"$f":"AE17*O17+($A$4-80)*AL17*$A$16/1000","v":15.815250000000002}]
[null,67,27.07714285714286,18.282857142857146,25.862142857142857,17.82,25.22571428571429,17.791071428571431,{"$f":"U18*$I$14","v":24.589285714285715},17.762142857142855,23.923928571428572,17.71875,23.258571428571429,17.675357142857141,21.846857142857143,17.773714285714288,null,1.1142857142857143,1.0642857142857143,1.0380952380952382,1.0119047619047619,0.98452380952380958,0.95714285714285718,0.89904761904761898,0.67521367521367526,0.68903803131991048,0.70527522935779818,0.72235294117647053,0.74062877871825872,0.75995024875621886,0.81355932203389836,0.78730158730158772,0.77460317460317474,0.75555555555555598,0.736507936507937,0.72063492063492118,0.70476190476190448,0.60444444444444467,{"$f":"Y18*C18+($A$4-80)*AF18*$A$16/1000","v":18.282857142857146},{"$f":"Z18*E18+($A$4-80)*AG18*$A$16/1000","v":17.82},{"$f":"AA18*G18+($A$4-80)*AH18*$A$16/1000","v":17.791071428571431},{"$f":"AB18*I18+($A$4-80)*AI18*$A$16/1000","v":17.762142857142855},{"$f":"AC18*K18+($A$4-80)*AJ18*$A$16/1000","v":17.71875},{"$f":"AD18*M18+($A$4-80)*AK18*$A$16/1000","v":17.675357142857141},{"$f":"AE18*O18+($A$4-80)*AL18*$A$16/1000","v":17.773714285714288}]
[null,62,24.936428571428575,22.043571428571433,23.837142857142858,21.522857142857145,23.258571428571429,21.378214285714286,{"$f":"U19*$I$14","v":22.68},21.233571428571427,22.121678571428571,21.033964285714287,21.563357142857146,20.834357142857144,20.475642857142859,20.388857142857145,null,1.0261904761904763,0.98095238095238102,0.95714285714285718,0.93333333333333335,0.91035714285714286,0.88738095238095249,0.8426190476190476,0.88399071925754058,0.90291262135922334,0.9191542288557214,0.93622448979591832,0.95083039100300781,0.96619264824255424,0.99576151455213346,0.78730158730158772,0.77460317460317474,0.75555555555555598,0.736507936507937,0.72063492063492118,0.70476190476190448,0.60444444444444467,{"$f":"Y19*C19+($A$4-80)*AF19*$A$16/1000","v":22.043571428571433},{"$f":"Z19*E19+($A$4-80)*AG19*$A$16/1000","v":21.522857142857145},{"$f":"AA19*G19+($A$4-80)*AH19*$A$16/1000","v":21.378214285714286},{"$f":"AB19*I19+($A$4-80)*AI19*$A$16/1000","v":21.233571428571427},{"$f":"AC19*K19+($A$4-80)*AJ19*$A$16/1000","v":21.033964285714287},{"$f":"AD19*M19+($A$4-80)*AK19*$A$16/1000","v":20.834357142857144},{"$f":"AE19*O19+($A$4-80)*AL19*$A$16/1000","v":20.388857142857145}]

{"sheet":"CSA4BE_48","index":15,"n_rows":19,"n_cols":45,"rows_kept":19,"cut":false,"hidden":true,"merged":[[130,0,133,0],[120,12,121,12],[120,13,121,13],[120,14,121,14],[120,15,121,15],[122,0,125,0],[126,0,129,0],[119,12,119,13],[119,14,119,15],[120,4,121,4],[120,5,121,5],[120,6,121,6],[120,7,121,7],[120,8,121,8],[120,9,121,9],[120,10,121,10],[120,11,121,11],[119,0,121,0],[119,1,121,1],[119,4,119,5],[119,6,119,7],[119,8,119,9],[119,10,119,11],[111,0,114,0],[117,0,118,1],[117,4,117,15],[118,4,118,5],[118,6,118,7],[118,8,118,9],[118,10,118,11],[118,12,118,13],[118,14,118,15],[101,12,102,12],[101,13,102,13],[101,14,102,14],[101,15,102,15],[103,0,106,0],[107,0,110,0],[100,12,100,13],[100,14,100,15],[101,4,102,4],[101,5,102,5],[101,6,102,6],[101,7,102,7],[101,8,102,8],[101,9,102,9],[101,10,102,10],[101,11,102,11],[100,0,102,0],[100,1,102,1],[100,4,100,5],[100,6,100,7],[100,8,100,9],[100,10,100,11],[92,0,95,0],[98,0,99,1],[98,4,98,15],[99,4,99,5],[99,6,99,7],[99,8,99,9],[99,10,99,11],[99,12,99,13],[99,14,99,15],[82,12,83,12],[82,13,83,13],[82,14,83,14],[82,15,83,15],[84,0,87,0],[88,0,91,0],[81,12,81,13],[81,14,81,15],[82,4,83,4],[82,5,83,5],[82,6,83,6],[82,7,83,7],[82,8,83,8],[82,9,83,9],[82,10,83,10],[82,11,83,11],[81,0,83,0],[81,1,83,1],[81,4,81,5],[81,6,81,7],[81,8,81,9],[81,10,81,11],[73,0,76,0],[79,0,80,1],[79,4,79,15],[80,4,80,5],[80,6,80,7],[80,8,80,9],[80,10,80,11],[80,12,80,13],[80,14,80,15],[63,12,64,12],[63,13,64,13],[63,14,64,14],[63,15,64,15],[65,0,68,0],[69,0,72,0],[62,12,62,13],[62,14,62,15],[63,4,64,4],[63,5,64,5],[63,6,64,6],[63,7,64,7],[63,8,64,8],[63,9,64,9],[63,10,64,10],[63,11,64,11],[62,0,64,0],[62,1,64,1],[62,4,62,5],[62,6,62,7],[62,8,62,9],[62,10,62,11],[54,0,57,0],[60,0,61,1],[60,4,60,15],[61,4,61,5],[61,6,61,7],[61,8,61,9],[61,10,61,11],[61,12,61,13],[61,14,61,15],[44,12,45,12],[44,13,45,13],[44,14,45,14],[44,15,45,15],[46,0,49,0],[50,0,53,0],[43,12,43,13],[43,14,43,15],[44,4,45,4],[44,5,45,5],[44,6,45,6],[44,7,45,7],[44,8,45,8],[44,9,45,9],[44,10,45,10],[44,11,45,11],[43,0,45,0],[43,1,45,1],[43,4,43,5],[43,6,43,7],[43,8,43,9],[43,10,43,11],[35,0,38,0],[41,0,42,1],[41,4,41,15],[42,4,42,5],[42,6,42,7],[42,8,42,9],[42,10,42,11],[42,12,42,13],[42,14,42,15],[25,12,26,12],[25,13,26,13],[25,14,26,14],[25,15,26,15],[27,0,30,0],[31,0,34,0],[24,12,24,13],[24,14,24,15],[25,4,26,4],[25,5,26,5],[25,6,26,6],[25,7,26,7],[25,8,26,8],[25,9,26,9],[25,10,26,10],[25,11,26,11],[24,0,26,0],[24,1,26,1],[24,4,24,5],[24,6,24,7],[24,8,24,9],[24,10,24,11],[7,0,10,0],[11,0,14,0],[15,0,18,0],[22,4,22,15],[23,4,23,5],[23,6,23,7],[23,8,23,9],[23,10,23,11],[23,12,23,13],[23,14,23,15],[5,10,6,10],[5,11,6,11],[5,12,6,12],[5,13,6,13],[5,14,6,14],[5,15,6,15],[4,10,4,11],[4,12,4,13],[4,14,4,15],[5,2,6,2],[5,3,6,3],[5,4,6,4],[5,5,6,5],[5,6,6,6],[5,7,6,7],[5,8,6,8],[4,0,6,0],[4,1,6,1],[4,2,4,3],[4,4,4,5],[4,6,4,7],[4,8,4,9],[5,9,6,9],[2,0,2,1],[2,2,2,15],[3,2,3,3],[3,4,3,5],[3,6,3,7],[3,8,3,9],[3,10,3,11],[3,12,3,13],[3,14,3,15]]}
[]
["CSA4BE_48"]
["Evaporator Air \n",null,"Condenser  Entering Air Temperature ˚F"]
[80,"°F DB",75,null,85,null,90,null,95,null,100,null,105,null,115]
["CFM","EWB†\n˚F","Capacity Mbtuh",null,"Capacity Mbtuh",null,"Capacity Mbtuh",null,"Capacity Mbtuh",null,"Capacity Mbtuh",null,"Capacity Mbtuh",null,"Capacity Mbtuh"]
[null,null,"Total","Sens.","Total","Sens.","Total","Sens.","Total","Sens.","Total","Sens.","Total","Sens.","Total","Sens."]
[null,null,null,null,null,null,null,null,null,null,null,null,null,null,null,null,null,"Total Factors",null,null,null,null,null,null,"Sens. %",null,null,null,null,null,null,"IDB Adj",null,null,null,null,null,null,"Sens Calc"]
[1400,72,{"$f":"R8*$I$14","v":28.732403433476396},{"$f":"IF(AM8>C8,C8,AM8)","v":12.410729613733904},{"$f":"S8*$I$14","v":27.48090128755365},{"$f":"IF(AN8>E8,E8,AN8)","v":12.67145922746781},{"$f":"T8*$I$14","v":26.803004291845497},{"$f":"IF(AO8>G8,G8,AO8)","v":12.541094420600858},{"$f":"U8*$I$14","v":26.12510729613734},{"$f":"IF(AP8>I8,I8,AP8)","v":12.410729613733906},{"$f":"V8*$I$14","v":25.415922746781117},{"$f":"IF(AQ8>K8,K8,AQ8)","v":12.327296137339056},{"$f":"W8*$I$14","v":24.706738197424897},{"$f":"IF(AR8>M8,M8,AR8)","v":12.243862660944208},{"$f":"X8*$I$14","v":23.178862660944208},{"$f":"IF(AS8>O8,O8,AS8)","v":12.567167381974249},null,1.1824034334763949,1.1309012875536482,1.1030042918454936,1.0751072961373391,1.0459227467811159,1.0167381974248928,0.95386266094420602,0.43194192377495461,0.46110056925996201,0.46789883268482485,0.47504990019960081,0.48502256873204758,0.49556775010552973,0.54218222722159726,0.8571428571428571,0.85714285714285765,0.8571428571428571,0.8571428571428571,1.1364285714285722,1.4157142857142857,0.82142857142857206,{"$f":"Y8*C8+($A$4-80)*AF8*$A$8/1000","v":12.410729613733904},{"$f":"Z8*E8+($A$4-80)*AG8*$A$8/1000","v":12.67145922746781},{"$f":"AA8*G8+($A$4-80)*AH8*$A$8/1000","v":12.541094420600858},{"$f":"AB8*I8+($A$4-80)*AI8*$A$8/1000","v":12.410729613733906},{"$f":"AC8*K8+($A$4-80)*AJ8*$A$8/1000","v":12.327296137339056},{"$f":"AD8*M8+($A$4-80)*AK8*$A$8/1000","v":12.243862660944208},{"$f":"AE8*O8+($A$4-80)*AL8*$A$8/1000","v":12.567167381974249}]
[null,69.5,27.48090128755365,14.183690987124464,26.281545064377685,14.392274678111589,25.642757510729616,14.248873390557943,25.003969957081548,14.105472103004292,24.343020386266097,14.005091201716739,23.682070815450647,13.904710300429183,22.276738197424891,13.524045064377681,null,1.1309012875536482,1.0815450643776825,1.0552575107296138,1.0289699570815452,1.0017703862660945,0.97457081545064383,0.9167381974248926,0.5161290322580645,0.54761904761904756,0.55566853075749878,0.56412930135557871,0.57532265838376262,0.58714081250688088,0.6070926966292135,0.8571428571428571,0.85714285714285765,0.8571428571428571,0.8571428571428571,1.1364285714285722,1.4157142857142857,0.82142857142857206,{"$f":"Y9*C9+($A$4-80)*AF9*$A$8/1000","v":14.183690987124464},{"$f":"Z9*E9+($A$4-80)*AG9*$A$8/1000","v":14.392274678111589},{"$f":"AA9*G9+($A$4-80)*AH9*$A$8/1000","v":14.248873390557943},{"$f":"AB9*I9+($A$4-80)*AI9*$A$8/1000","v":14.105472103004292},{"$f":"AC9*K9+($A$4-80)*AJ9*$A$8/1000","v":14.005091201716739},{"$f":"AD9*M9+($A$4-80)*AK9*$A$8/1000","v":13.904710300429183},{"$f":"AE9*O9+($A$4-80)*AL9*$A$8/1000","v":13.524045064377681}]
[null,67,26.2293991416309,15.956652360515024,25.08218884120172,16.113090128755367,24.482510729613736,15.956652360515024,23.882832618025748,15.800214592274678,23.270118025751071,15.682886266094421,22.657403433476397,15.565557939914164,21.37461373390558,14.480922746781117,null,1.0793991416309012,1.0321888412017168,1.007510729613734,0.98283261802575095,0.95761802575107291,0.93240343347639487,0.8796137339055794,0.60834990059642158,0.64241164241164239,0.65175718849840258,0.66157205240174677,0.67394957983193282,0.68699654775604146,0.67748231275920956,0.8571428571428571,0.85714285714285765,0.8571428571428571,0.8571428571428571,1.1364285714285722,1.4157142857142857,0.82142857142857206,{"$f":"Y10*C10+($A$4-80)*AF10*$A$8/1000","v":15.956652360515024},{"$f":"Z10*E10+($A$4-80)*AG10*$A$8/1000","v":16.113090128755367},{"$f":"AA10*G10+($A$4-80)*AH10*$A$8/1000","v":15.956652360515024},{"$f":"AB10*I10+($A$4-80)*AI10*$A$8/1000","v":15.800214592274678},{"$f":"AC10*K10+($A$4-80)*AJ10*$A$8/1000","v":15.682886266094421},{"$f":"AD10*M10+($A$4-80)*AK10*$A$8/1000","v":15.565557939914164},{"$f":"AE10*O10+($A$4-80)*AL10*$A$8/1000","v":14.480922746781117}]
[null,62,24.091416309012878,19.293991416309016,23.048497854077254,19.398283261802575,22.500965665236055,19.215772532188844,21.953433476394853,19.033261802575112,21.372006437768242,19.463465665236054,20.790579399141631,19.893669527896996,19.612081545064378,18.767317596566524,null,0.99141630901287559,0.94849785407725329,0.92596566523605162,0.90343347639484983,0.87950643776824033,0.85557939914163084,0.80708154506437768,0.80086580086580084,0.84162895927601811,0.85399768250289676,0.8669833729216152,0.91069903623276816,0.95685979433157764,0.9569263493751663,0.8571428571428571,0.85714285714285765,0.8571428571428571,0.8571428571428571,1.1364285714285722,1.4157142857142857,0.82142857142857206,{"$f":"Y11*C11+($A$4-80)*AF11*$A$8/1000","v":19.293991416309016},{"$f":"Z11*E11+($A$4-80)*AG11*$A$8/1000","v":19.398283261802575},{"$f":"AA11*G11+($A$4-80)*AH11*$A$8/1000","v":19.215772532188844},{"$f":"AB11*I11+($A$4-80)*AI11*$A$8/1000","v":19.033261802575112},{"$f":"AC11*K11+($A$4-80)*AJ11*$A$8/1000","v":19.463465665236054},{"$f":"AD11*M11+($A$4-80)*AK11*$A$8/1000","v":19.893669527896996},{"$f":"AE11*O11+($A$4-80)*AL11*$A$8/1000","v":18.767317596566524}]
[1600,72,29.149570815450645,13.714377682403434,27.689484978540776,13.297210300429185,27.011587982832616,13.245064377682402,26.333690987124466,13.192918454935624,25.640150214592275,13.221598712446353,24.94660944206009,13.250278969957082,23.512596566523605,13.32849785407725,null,1.1995708154506437,1.1394849785407726,1.1115879828326178,1.0836909871244635,1.0551502145922746,1.026609442060086,0.96759656652360515,0.47048300536672633,0.48022598870056493,0.49034749034749037,0.50099009900990099,0.51565995525727071,0.53114548494983271,0.56686626746506974,0.83750000000000036,0.82500000000000018,0.81875000000000053,0.81250000000000011,0.79499999999999993,0.77749999999999986,0.71875,{"$f":"Y12*C12+($A$4-80)*AF12*$A$12/1000","v":13.714377682403434},{"$f":"Z12*E12+($A$4-80)*AG12*$A$12/1000","v":13.297210300429185},{"$f":"AA12*G12+($A$4-80)*AH12*$A$12/1000","v":13.245064377682402},{"$f":"AB12*I12+($A$4-80)*AI12*$A$12/1000","v":13.192918454935624},{"$f":"AC12*K12+($A$4-80)*AJ12*$A$12/1000","v":13.221598712446353},{"$f":"AD12*M12+($A$4-80)*AK12*$A$12/1000","v":13.250278969957082},{"$f":"AE12*O12+($A$4-80)*AL12*$A$12/1000","v":13.32849785407725}]
[null,69.5,27.924141630901286,15.617703862660946,26.620493562231761,15.200536480686695,25.968669527896992,15.12231759656652,25.31684549356223,15.044098712446351,24.651984978540774,15.062349785407726,23.987124463519311,15.080600858369099,22.600042918454939,15.122317596566525,null,1.1491416309012874,1.0954935622317596,1.0686695278969955,1.0418454935622317,1.0144849785407726,0.98712446351931327,0.9300429184549357,0.55929038281979471,0.57100881488736532,0.58232931726907622,0.59423274974253348,0.61099947117927023,0.6286956521739131,0.66912782648823255,0.83750000000000036,0.82500000000000018,0.81875000000000053,0.81250000000000011,0.79499999999999993,0.77749999999999986,0.71875,{"$f":"Y13*C13+($A$4-80)*AF13*$A$12/1000","v":15.617703862660946},{"$f":"Z13*E13+($A$4-80)*AG13*$A$12/1000","v":15.200536480686695},{"$f":"AA13*G13+($A$4-80)*AH13*$A$12/1000","v":15.12231759656652},{"$f":"AB13*I13+($A$4-80)*AI13*$A$12/1000","v":15.044098712446351},{"$f":"AC13*K13+($A$4-80)*AJ13*$A$12/1000","v":15.062349785407726},{"$f":"AD13*M13+($A$4-80)*AK13*$A$12/1000","v":15.080600858369099},{"$f":"AE13*O13+($A$4-80)*AL13*$A$12/1000","v":15.122317596566525}]
[null,67,26.698712446351934,17.521030042918458,25.551502145922747,17.103862660944205,24.925751072961372,16.999570815450642,24.3,16.895278969957079,23.66381974248927,16.9031008583691,23.02763948497854,16.910922746781115,21.687489270386269,16.916137339055794,null,1.0987124463519313,1.0515021459227467,1.0257510729613732,1,0.97381974248927028,0.94763948497854067,0.89248927038626613,0.65625,0.66938775510204074,0.68200836820083677,0.69527896995708149,0.71430145438519177,0.734375,0.779995191151719,0.83750000000000036,0.82500000000000018,0.81875000000000053,0.81250000000000011,0.79499999999999993,0.77749999999999986,0.71875,{"$f":"Y14*C14+($A$4-80)*AF14*$A$12/1000","v":17.521030042918458},{"$f":"Z14*E14+($A$4-80)*AG14*$A$12/1000","v":17.103862660944205},{"$f":"AA14*G14+($A$4-80)*AH14*$A$12/1000","v":16.999570815450642},{"$f":"AB14*I14+($A$4-80)*AI14*$A$12/1000","v":16.895278969957079},{"$f":"AC14*K14+($A$4-80)*AJ14*$A$12/1000","v":16.9031008583691},{"$f":"AD14*M14+($A$4-80)*AK14*$A$12/1000","v":16.910922746781115},{"$f":"AE14*O14+($A$4-80)*AL14*$A$12/1000","v":16.916137339055794}]
[null,62,24.560729613733908,21.171244635193137,23.465665236051503,20.649785407725322,22.918133047210301,20.519420600858368,{"$f":"U15*$I$14","v":22.370600858369098},20.389055793991417,21.789173819742487,20.292585836909868,21.207746781115883,20.196115879828326,20.050107296137341,19.883240343347641,null,1.0107296137339057,0.96566523605150212,0.94313304721030045,0.92060085836909866,0.89667381974248916,0.87274678111587989,0.82510729613733913,0.86199575371549897,0.88,0.89533560864618877,0.91142191142191153,0.93131506521479002,0.95229899188591083,0.99167750325097526,0.83750000000000036,0.82500000000000018,0.81875000000000053,0.81250000000000011,0.79499999999999993,0.77749999999999986,0.71875,{"$f":"Y15*C15+($A$4-80)*AF15*$A$12/1000","v":21.171244635193137},{"$f":"Z15*E15+($A$4-80)*AG15*$A$12/1000","v":20.649785407725322},{"$f":"AA15*G15+($A$4-80)*AH15*$A$12/1000","v":20.519420600858368},{"$f":"AB15*I15+($A$4-80)*AI15*$A$12/1000","v":20.389055793991417},{"$f":"AC15*K15+($A$4-80)*AJ15*$A$12/1000","v":20.292585836909868},{"$f":"AD15*M15+($A$4-80)*AK15*$A$12/1000","v":20.196115879828326},{"$f":"AE15*O15+($A$4-80)*AL15*$A$12/1000","v":19.883240343347641}]
[1800,72,29.410300429184552,14.287982832618027,28.054506437768243,13.870815450643779,27.376609442060087,13.870815450643779,{"$f":"U16*$I$14","v":26.698712446351934},13.870815450643779,25.968669527896992,13.831706008583689,25.238626609442058,13.792596566523605,23.752467811158798,13.954248927038629,null,1.2103004291845494,1.1545064377682404,1.1266094420600858,1.0987124463519313,1.0686695278969955,1.03862660944206,0.97746781115879822,0.48581560283687941,0.49442379182156138,0.50666666666666671,0.51953125,0.53263052208835338,0.54648760330578516,0.58748627881448967,0.7888888888888882,0.76666666666666738,0.74444444444444469,0.72222222222222232,0.69888888888888878,0.67555555555555546,0.58222222222222242,{"$f":"Y16*C16+($A$4-80)*AF16*$A$16/1000","v":14.287982832618027},{"$f":"Z16*E16+($A$4-80)*AG16*$A$16/1000","v":13.870815450643779},{"$f":"AA16*G16+($A$4-80)*AH16*$A$16/1000","v":13.870815450643779},{"$f":"AB16*I16+($A$4-80)*AI16*$A$16/1000","v":13.870815450643779},{"$f":"AC16*K16+($A$4-80)*AJ16*$A$16/1000","v":13.831706008583689},{"$f":"AD16*M16+($A$4-80)*AK16*$A$16/1000","v":13.792596566523605},{"$f":"AE16*O16+($A$4-80)*AL16*$A$16/1000","v":13.954248927038629}]
[null,69.5,28.263090128755366,16.373819742489268,26.985515021459229,15.956652360515022,26.320654506437773,15.930579399141633,{"$f":"U17*$I$14","v":25.65579399141631},15.904506437768239,24.960949570815451,15.856271459227468,24.266105150214589,15.808036480686694,22.826877682403435,15.930579399141635,null,1.1630901287553648,1.1105150214592274,1.0831545064377683,1.055793991416309,1.0271995708154507,0.99860515021459217,0.93937768240343344,0.5793357933579335,0.59130434782608698,0.60525012382367505,0.61991869918699183,0.63524311902647934,0.65144514881272164,0.69788692175899503,0.7888888888888882,0.76666666666666738,0.74444444444444469,0.72222222222222232,0.69888888888888878,0.67555555555555546,0.58222222222222242,{"$f":"Y17*C17+($A$4-80)*AF17*$A$16/1000","v":16.373819742489268},{"$f":"Z17*E17+($A$4-80)*AG17*$A$16/1000","v":15.956652360515022},{"$f":"AA17*G17+($A$4-80)*AH17*$A$16/1000","v":15.930579399141633},{"$f":"AB17*I17+($A$4-80)*AI17*$A$16/1000","v":15.904506437768239},{"$f":"AC17*K17+($A$4-80)*AJ17*$A$16/1000","v":15.856271459227468},{"$f":"AD17*M17+($A$4-80)*AK17*$A$16/1000","v":15.808036480686694},{"$f":"AE17*O17+($A$4-80)*AL17*$A$16/1000","v":15.930579399141635}]
[null,67,27.115879828326179,18.459656652360515,25.916523605150218,18.04248927038627,25.264699570815452,17.990343347639485,{"$f":"U18*$I$14","v":24.61287553648069},17.938197424892707,23.953229613733907,17.880836909871242,23.293583690987127,17.823476394849788,21.901287553648068,17.906909871244636,null,1.1158798283261802,1.0665236051502147,1.0396995708154506,1.0128755364806867,0.98572961373390555,0.95858369098712448,0.90128755364806867,0.68076923076923079,0.69617706237424548,0.71207430340557276,0.72881355932203384,0.74648960487645577,0.76516677859861204,0.81761904761904769,0.7888888888888882,0.76666666666666738,0.74444444444444469,0.72222222222222232,0.69888888888888878,0.67555555555555546,0.58222222222222242,{"$f":"Y18*C18+($A$4-80)*AF18*$A$16/1000","v":18.459656652360515},{"$f":"Z18*E18+($A$4-80)*AG18*$A$16/1000","v":18.04248927038627},{"$f":"AA18*G18+($A$4-80)*AH18*$A$16/1000","v":17.990343347639485},{"$f":"AB18*I18+($A$4-80)*AI18*$A$16/1000","v":17.938197424892707},{"$f":"AC18*K18+($A$4-80)*AJ18*$A$16/1000","v":17.880836909871242},{"$f":"AD18*M18+($A$4-80)*AK18*$A$16/1000","v":17.823476394849788},{"$f":"AE18*O18+($A$4-80)*AL18*$A$16/1000","v":17.906909871244636}]
[null,62,24.977896995708157,22.31845493562232,23.882832618025748,21.744849785407723,23.335300429184549,21.588412017167386,{"$f":"U19*$I$14","v":22.78776824034335},21.431974248927041,22.229806866952789,21.184281115879827,21.67184549356223,20.936587982832616,20.587210300429181,20.498562231759657,null,1.0278969957081545,0.98283261802575095,0.96030042918454928,0.93776824034334771,0.91480686695278968,0.89184549356223175,0.84721030042918444,0.89352818371607512,0.91048034934497823,0.92513966480446941,0.94050343249427915,0.95296739385409335,0.96607314725697779,0.99569402228976711,0.7888888888888882,0.76666666666666738,0.74444444444444469,0.72222222222222232,0.69888888888888878,0.67555555555555546,0.58222222222222242,{"$f":"Y19*C19+($A$4-80)*AF19*$A$16/1000","v":22.31845493562232},{"$f":"Z19*E19+($A$4-80)*AG19*$A$16/1000","v":21.744849785407723},{"$f":"AA19*G19+($A$4-80)*AH19*$A$16/1000","v":21.588412017167386},{"$f":"AB19*I19+($A$4-80)*AI19*$A$16/1000","v":21.431974248927041},{"$f":"AC19*K19+($A$4-80)*AJ19*$A$16/1000","v":21.184281115879827},{"$f":"AD19*M19+($A$4-80)*AK19*$A$16/1000","v":20.936587982832616},{"$f":"AE19*O19+($A$4-80)*AL19*$A$16/1000","v":20.498562231759657}]

{"sheet":"CSA4BE_60","index":16,"n_rows":19,"n_cols":45,"rows_kept":19,"cut":false,"hidden":true,"merged":[[130,0,133,0],[120,12,121,12],[120,13,121,13],[120,14,121,14],[120,15,121,15],[122,0,125,0],[126,0,129,0],[119,12,119,13],[119,14,119,15],[120,4,121,4],[120,5,121,5],[120,6,121,6],[120,7,121,7],[120,8,121,8],[120,9,121,9],[120,10,121,10],[120,11,121,11],[119,0,121,0],[119,1,121,1],[119,4,119,5],[119,6,119,7],[119,8,119,9],[119,10,119,11],[111,0,114,0],[117,0,118,1],[117,4,117,15],[118,4,118,5],[118,6,118,7],[118,8,118,9],[118,10,118,11],[118,12,118,13],[118,14,118,15],[101,12,102,12],[101,13,102,13],[101,14,102,14],[101,15,102,15],[103,0,106,0],[107,0,110,0],[100,12,100,13],[100,14,100,15],[101,4,102,4],[101,5,102,5],[101,6,102,6],[101,7,102,7],[101,8,102,8],[101,9,102,9],[101,10,102,10],[101,11,102,11],[100,0,102,0],[100,1,102,1],[100,4,100,5],[100,6,100,7],[100,8,100,9],[100,10,100,11],[92,0,95,0],[98,0,99,1],[98,4,98,15],[99,4,99,5],[99,6,99,7],[99,8,99,9],[99,10,99,11],[99,12,99,13],[99,14,99,15],[82,12,83,12],[82,13,83,13],[82,14,83,14],[82,15,83,15],[84,0,87,0],[88,0,91,0],[81,12,81,13],[81,14,81,15],[82,4,83,4],[82,5,83,5],[82,6,83,6],[82,7,83,7],[82,8,83,8],[82,9,83,9],[82,10,83,10],[82,11,83,11],[81,0,83,0],[81,1,83,1],[81,4,81,5],[81,6,81,7],[81,8,81,9],[81,10,81,11],[73,0,76,0],[79,0,80,1],[79,4,79,15],[80,4,80,5],[80,6,80,7],[80,8,80,9],[80,10,80,11],[80,12,80,13],[80,14,80,15],[63,12,64,12],[63,13,64,13],[63,14,64,14],[63,15,64,15],[65,0,68,0],[69,0,72,0],[62,12,62,13],[62,14,62,15],[63,4,64,4],[63,5,64,5],[63,6,64,6],[63,7,64,7],[63,8,64,8],[63,9,64,9],[63,10,64,10],[63,11,64,11],[62,0,64,0],[62,1,64,1],[62,4,62,5],[62,6,62,7],[62,8,62,9],[62,10,62,11],[54,0,57,0],[60,0,61,1],[60,4,60,15],[61,4,61,5],[61,6,61,7],[61,8,61,9],[61,10,61,11],[61,12,61,13],[61,14,61,15],[44,12,45,12],[44,13,45,13],[44,14,45,14],[44,15,45,15],[46,0,49,0],[50,0,53,0],[43,12,43,13],[43,14,43,15],[44,4,45,4],[44,5,45,5],[44,6,45,6],[44,7,45,7],[44,8,45,8],[44,9,45,9],[44,10,45,10],[44,11,45,11],[43,0,45,0],[43,1,45,1],[43,4,43,5],[43,6,43,7],[43,8,43,9],[43,10,43,11],[35,0,38,0],[41,0,42,1],[41,4,41,15],[42,4,42,5],[42,6,42,7],[42,8,42,9],[42,10,42,11],[42,12,42,13],[42,14,42,15],[25,12,26,12],[25,13,26,13],[25,14,26,14],[25,15,26,15],[27,0,30,0],[31,0,34,0],[24,12,24,13],[24,14,24,15],[25,4,26,4],[25,5,26,5],[25,6,26,6],[25,7,26,7],[25,8,26,8],[25,9,26,9],[25,10,26,10],[25,11,26,11],[24,0,26,0],[24,1,26,1],[24,4,24,5],[24,6,24,7],[24,8,24,9],[24,10,24,11],[7,0,10,0],[11,0,14,0],[15,0,18,0],[22,4,22,15],[23,4,23,5],[23,6,23,7],[23,8,23,9],[23,10,23,11],[23,12,23,13],[23,14,23,15],[5,10,6,10],[5,11,6,11],[5,12,6,12],[5,13,6,13],[5,14,6,14],[5,15,6,15],[4,10,4,11],[4,12,4,13],[4,14,4,15],[5,2,6,2],[5,3,6,3],[5,4,6,4],[5,5,6,5],[5,6,6,6],[5,7,6,7],[5,8,6,8],[4,0,6,0],[4,1,6,1],[4,2,4,3],[4,4,4,5],[4,6,4,7],[4,8,4,9],[5,9,6,9],[2,0,2,1],[2,2,2,15],[3,2,3,3],[3,4,3,5],[3,6,3,7],[3,8,3,9],[3,10,3,11],[3,12,3,13],[3,14,3,15]]}
[]
["CSA4BE_60"]
["Evaporator Air \n",null,"Condenser  Entering Air Temperature ˚F"]
[80,"°F DB",75,null,85,null,90,null,95,null,100,null,105,null,115]
["CFM","EWB†\n˚F","Capacity Mbtuh",null,"Capacity Mbtuh",null,"Capacity Mbtuh",null,"Capacity Mbtuh",null,"Capacity Mbtuh",null,"Capacity Mbtuh",null,"Capacity Mbtuh"]
[null,null,"Total","Sens.","Total","Sens.","Total","Sens.","Total","Sens.","Total","Sens.","Total","Sens.","Total","Sens."]
[null,null,null,null,null,null,null,null,null,null,null,null,null,null,null,null,null,"Total Factors",null,null,null,null,null,null,"Sens. %",null,null,null,null,null,null,"IDB Adj",null,null,null,null,null,null,"Sens Calc"]
[1600,72,{"$f":"R8*$I$14","v":29.151776649746193},{"$f":"IF(AM8>C8,C8,AM8)","v":13.897461928934009},{"$f":"S8*$I$14","v":27.836040609137054},{"$f":"IF(AN8>E8,E8,AN8)","v":13.445177664974619},{"$f":"T8*$I$14","v":27.0753807106599},{"$f":"IF(AO8>G8,G8,AO8)","v":13.198477157360408},{"$f":"U8*$I$14","v":26.314720812182742},{"$f":"IF(AP8>I8,I8,AP8)","v":12.951776649746193},{"$f":"V8*$I$14","v":25.512944162436543},{"$f":"IF(AQ8>K8,K8,AQ8)","v":12.663959390862942},{"$f":"W8*$I$14","v":24.711167512690352},{"$f":"IF(AR8>M8,M8,AR8)","v":12.376142131979694},{"$f":"X8*$I$14","v":22.860913705583759},{"$f":"IF(AS8>O8,O8,AS8)","v":11.800507614213199},null,1.1996615905245347,1.1455160744500845,1.1142131979695431,1.0829103214890017,1.0499153976311335,1.0169204737732656,0.94077834179357023,0.47672778561354012,0.48301329394387005,0.48747152619589984,0.4921875,0.49637389202256249,0.50083194675540765,0.51618705035971224,1.1000000000000005,1.1375000000000002,1.1624999999999996,1.1875,1.2437500000000006,1.2999999999999998,1.2750000000000004,{"$f":"Y8*C8+($A$4-80)*AF8*$A$8/1000","v":13.897461928934009},{"$f":"Z8*E8+($A$4-80)*AG8*$A$8/1000","v":13.445177664974619},{"$f":"AA8*G8+($A$4-80)*AH8*$A$8/1000","v":13.198477157360408},{"$f":"AB8*I8+($A$4-80)*AI8*$A$8/1000","v":12.951776649746193},{"$f":"AC8*K8+($A$4-80)*AJ8*$A$8/1000","v":12.663959390862942},{"$f":"AD8*M8+($A$4-80)*AK8*$A$8/1000","v":12.376142131979694},{"$f":"AE8*O8+($A$4-80)*AL8*$A$8/1000","v":11.800507614213199}]
[null,69.5,27.856598984771576,15.624365482233502,26.623096446700512,15.151522842639597,25.913832487309644,14.873984771573602,25.204568527918781,14.596446700507613,24.443908629441626,14.308629441624365,23.683248730964468,14.020812182741119,21.976903553299493,13.404060913705585,null,1.1463620981387479,1.095600676818951,1.0664128595600677,1.0372250423011844,1.005922165820643,0.97461928934010156,0.9043993231810491,0.56088560885608851,0.56911196911196915,0.57397857992859969,0.57911908646003263,0.58536585365853655,0.59201388888888895,0.60991580916744625,1.1000000000000005,1.1375000000000002,1.1624999999999996,1.1875,1.2437500000000006,1.2999999999999998,1.2750000000000004,{"$f":"Y9*C9+($A$4-80)*AF9*$A$8/1000","v":15.624365482233502},{"$f":"Z9*E9+($A$4-80)*AG9*$A$8/1000","v":15.151522842639597},{"$f":"AA9*G9+($A$4-80)*AH9*$A$8/1000","v":14.873984771573602},{"$f":"AB9*I9+($A$4-80)*AI9*$A$8/1000","v":14.596446700507613},{"$f":"AC9*K9+($A$4-80)*AJ9*$A$8/1000","v":14.308629441624365},{"$f":"AD9*M9+($A$4-80)*AK9*$A$8/1000","v":14.020812182741119},{"$f":"AE9*O9+($A$4-80)*AL9*$A$8/1000","v":13.404060913705585}]
[null,67,26.561421319796949,17.351269035532994,25.410152284263962,16.857868020304569,24.752284263959393,16.549492385786802,24.094416243654823,16.241116751269036,23.374873096446702,15.953299492385787,22.655329949238581,15.665482233502541,21.092893401015228,15.00761421319797,null,1.0930626057529609,1.0456852791878173,1.0186125211505923,0.99153976311336722,0.96192893401015234,0.93231810490693745,0.86802030456852786,0.65325077399380815,0.66343042071197411,0.66860465116279066,0.67406143344709901,0.68249780123131043,0.69147005444646104,0.71150097465886941,1.1000000000000005,1.1375000000000002,1.1624999999999996,1.1875,1.2437500000000006,1.2999999999999998,1.2750000000000004,{"$f":"Y10*C10+($A$4-80)*AF10*$A$8/1000","v":17.351269035532994},{"$f":"Z10*E10+($A$4-80)*AG10*$A$8/1000","v":16.857868020304569},{"$f":"AA10*G10+($A$4-80)*AH10*$A$8/1000","v":16.549492385786802},{"$f":"AB10*I10+($A$4-80)*AI10*$A$8/1000","v":16.241116751269036},{"$f":"AC10*K10+($A$4-80)*AJ10*$A$8/1000","v":15.953299492385787},{"$f":"AD10*M10+($A$4-80)*AK10*$A$8/1000","v":15.665482233502541},{"$f":"AE10*O10+($A$4-80)*AL10*$A$8/1000","v":15.00761421319797}]
[null,62,24.505583756345178,20.393908629441626,23.477664974619291,20.023857868020308,22.881472081218277,19.838832487309645,22.28527918781726,19.653807106598983,21.62741116751269,19.551015228426394,20.969543147208125,19.448223350253809,19.571573604060916,18.708121827411169,null,1.0084602368866329,0.96615905245346867,0.94162436548223361,0.91708967851099832,0.89001692047377323,0.86294416243654826,0.80541455160744502,0.83221476510067116,0.85288966725043791,0.86702605570530089,0.88191881918819182,0.90399239543726229,0.92745098039215679,0.95588235294117641,1.1000000000000005,1.1375000000000002,1.1624999999999996,1.1875,1.2437500000000006,1.2999999999999998,1.2750000000000004,{"$f":"Y11*C11+($A$4-80)*AF11*$A$8/1000","v":20.393908629441626},{"$f":"Z11*E11+($A$4-80)*AG11*$A$8/1000","v":20.023857868020308},{"$f":"AA11*G11+($A$4-80)*AH11*$A$8/1000","v":19.838832487309645},{"$f":"AB11*I11+($A$4-80)*AI11*$A$8/1000","v":19.653807106598983},{"$f":"AC11*K11+($A$4-80)*AJ11*$A$8/1000","v":19.551015228426394},{"$f":"AD11*M11+($A$4-80)*AK11*$A$8/1000","v":19.448223350253809},{"$f":"AE11*O11+($A$4-80)*AL11*$A$8/1000","v":18.708121827411169}]
[1700,72,29.316243654822333,14.185279187817258,28.000507614213195,13.774111675126903,27.239847715736044,13.506852791878174,26.479187817258886,13.239593908629443,25.636294416243654,12.97233502538071,24.793401015228422,12.705076142131977,22.860913705583759,12.088324873096447,null,1.2064297800338408,1.1522842639593907,1.1209813874788495,1.089678510998308,1.0549915397631133,1.0203045685279186,0.94077834179357023,0.4838709677419355,0.49192364170337743,0.4958490566037736,0.5,0.50601443464314355,0.51243781094527363,0.52877697841726612,1.1058823529411763,1.1176470588235294,1.1764705882352939,1.2352941176470589,1.2588235294117642,1.2823529411764705,1.2941176470588236,{"$f":"Y12*C12+($A$4-80)*AF12*$A$12/1000","v":14.185279187817258},{"$f":"Z12*E12+($A$4-80)*AG12*$A$12/1000","v":13.774111675126903},{"$f":"AA12*G12+($A$4-80)*AH12*$A$12/1000","v":13.506852791878174},{"$f":"AB12*I12+($A$4-80)*AI12*$A$12/1000","v":13.239593908629443},{"$f":"AC12*K12+($A$4-80)*AJ12*$A$12/1000","v":12.97233502538071},{"$f":"AD12*M12+($A$4-80)*AK12*$A$12/1000","v":12.705076142131977},{"$f":"AE12*O12+($A$4-80)*AL12*$A$12/1000","v":12.088324873096447}]
[null,69.5,28.082741116751269,15.953299492385787,26.828680203045685,15.521573604060913,26.109137055837561,15.244035532994923,25.38959390862944,14.966497461928935,24.60837563451777,14.688959390862946,23.827157360406094,14.411421319796954,22.059137055837567,13.774111675126905,null,1.1556683587140439,1.1040609137055837,1.0744500846023688,1.0448392554991539,1.0126903553299493,0.98054145516074454,0.90778341793570227,0.56808199121522696,0.57854406130268199,0.58385826771653548,0.58947368421052637,0.59690893901420217,0.6048317515099223,0.62441752096924508,1.1058823529411763,1.1176470588235294,1.1764705882352939,1.2352941176470589,1.2588235294117642,1.2823529411764705,1.2941176470588236,{"$f":"Y13*C13+($A$4-80)*AF13*$A$12/1000","v":15.953299492385787},{"$f":"Z13*E13+($A$4-80)*AG13*$A$12/1000","v":15.521573604060913},{"$f":"AA13*G13+($A$4-80)*AH13*$A$12/1000","v":15.244035532994923},{"$f":"AB13*I13+($A$4-80)*AI13*$A$12/1000","v":14.966497461928935},{"$f":"AC13*K13+($A$4-80)*AJ13*$A$12/1000","v":14.688959390862946},{"$f":"AD13*M13+($A$4-80)*AK13*$A$12/1000","v":14.411421319796954},{"$f":"AE13*O13+($A$4-80)*AL13*$A$12/1000","v":13.774111675126905}]
[null,67,26.849238578680204,17.721319796954319,25.656852791878176,17.269035532994927,24.978426395939088,16.981218274111676,24.3,16.693401015228428,23.58045685279188,16.40558375634518,22.860913705583759,16.117766497461933,21.257360406091372,15.459898477157362,null,1.1049069373942471,1.0558375634517767,1.0279187817258884,1,0.97038917089678511,0.94077834179357023,0.87478849407783421,0.66003062787136302,0.67307692307692313,0.67983539094650203,0.68697123519458547,0.69572798605056674,0.70503597122302164,0.72727272727272729,1.1058823529411763,1.1176470588235294,1.1764705882352939,1.2352941176470589,1.2588235294117642,1.2823529411764705,1.2941176470588236,{"$f":"Y14*C14+($A$4-80)*AF14*$A$12/1000","v":17.721319796954319},{"$f":"Z14*E14+($A$4-80)*AG14*$A$12/1000","v":17.269035532994927},{"$f":"AA14*G14+($A$4-80)*AH14*$A$12/1000","v":16.981218274111676},{"$f":"AB14*I14+($A$4-80)*AI14*$A$12/1000","v":16.693401015228428},{"$f":"AC14*K14+($A$4-80)*AJ14*$A$12/1000","v":16.40558375634518},{"$f":"AD14*M14+($A$4-80)*AK14*$A$12/1000","v":16.117766497461933},{"$f":"AE14*O14+($A$4-80)*AL14*$A$12/1000","v":15.459898477157362}]
[null,62,24.793401015228422,21.092893401015225,23.724365482233502,20.640609137055836,23.107614213197969,20.578934010152281,{"$f":"U15*$I$14","v":22.490862944162441},20.517258883248733,21.85355329949239,20.291116751269033,21.216243654822335,20.064974619289337,19.77715736040609,19.448223350253802,null,1.0203045685279186,0.97631133671742809,0.95093062605752965,0.92554991539763121,0.8993231810490695,0.87309644670050757,0.81387478849407779,0.85074626865671643,0.87001733102253032,0.89056939501779353,0.91224862888482627,0.92850423330197529,0.94573643410852704,0.98336798336798326,1.1058823529411763,1.1176470588235294,1.1764705882352939,1.2352941176470589,1.2588235294117642,1.2823529411764705,1.2941176470588236,{"$f":"Y15*C15+($A$4-80)*AF15*$A$12/1000","v":21.092893401015225},{"$f":"Z15*E15+($A$4-80)*AG15*$A$12/1000","v":20.640609137055836},{"$f":"AA15*G15+($A$4-80)*AH15*$A$12/1000","v":20.578934010152281},{"$f":"AB15*I15+($A$4-80)*AI15*$A$12/1000","v":20.517258883248733},{"$f":"AC15*K15+($A$4-80)*AJ15*$A$12/1000","v":20.291116751269033},{"$f":"AD15*M15+($A$4-80)*AK15*$A$12/1000","v":20.064974619289337},{"$f":"AE15*O15+($A$4-80)*AL15*$A$12/1000","v":19.448223350253802}]
[1800,72,29.480710659898477,14.514213197969541,28.164974619289339,14.061928934010153,27.363197969543148,13.81522842639594,{"$f":"U16*$I$14","v":26.561421319796949},13.568527918781724,25.677411167512691,13.280710659898476,24.793401015228422,12.992893401015227,22.984263959390862,12.335025380710659,null,1.2131979695431472,1.159052453468697,1.1260575296108291,1.0930626057529609,1.0566835871404399,1.0203045685279186,0.94585448392554983,0.49232914923291488,0.49927007299270076,0.50488354620586029,0.51083591331269351,0.51721377101681343,0.52404643449419575,0.53667262969588547,1.211111111111111,1.1666666666666667,1.1888888888888893,1.211111111111111,1.255555555555556,1.3000000000000003,1.2444444444444447,{"$f":"Y16*C16+($A$4-80)*AF16*$A$16/1000","v":14.514213197969541},{"$f":"Z16*E16+($A$4-80)*AG16*$A$16/1000","v":14.061928934010153},{"$f":"AA16*G16+($A$4-80)*AH16*$A$16/1000","v":13.81522842639594},{"$f":"AB16*I16+($A$4-80)*AI16*$A$16/1000","v":13.568527918781724},{"$f":"AC16*K16+($A$4-80)*AJ16*$A$16/1000","v":13.280710659898476},{"$f":"AD16*M16+($A$4-80)*AK16*$A$16/1000","v":12.992893401015227},{"$f":"AE16*O16+($A$4-80)*AL16*$A$16/1000","v":12.335025380710659}]
[null,69.5,28.288324873096453,16.343908629441625,27.013705583756348,15.891624365482238,26.273604060913708,15.624365482233506,{"$f":"U17*$I$14","v":25.533502538071065},15.357106598984775,24.711167512690352,15.069289340101522,23.888832487309642,14.781472081218274,22.182487309644671,14.103045685279186,null,1.1641285956006771,1.1116751269035534,1.0812182741116751,1.0507614213197969,1.0169204737732656,0.98307952622673422,0.91285956006768187,0.5777616279069766,0.58828006088280071,0.59467918622848204,0.60144927536231896,0.60981697171381033,0.61876075731497426,0.63577386468952723,1.211111111111111,1.1666666666666667,1.1888888888888893,1.211111111111111,1.255555555555556,1.3000000000000003,1.2444444444444447,{"$f":"Y17*C17+($A$4-80)*AF17*$A$16/1000","v":16.343908629441625},{"$f":"Z17*E17+($A$4-80)*AG17*$A$16/1000","v":15.891624365482238},{"$f":"AA17*G17+($A$4-80)*AH17*$A$16/1000","v":15.624365482233506},{"$f":"AB17*I17+($A$4-80)*AI17*$A$16/1000","v":15.357106598984775},{"$f":"AC17*K17+($A$4-80)*AJ17*$A$16/1000","v":15.069289340101522},{"$f":"AD17*M17+($A$4-80)*AK17*$A$16/1000","v":14.781472081218274},{"$f":"AE17*O17+($A$4-80)*AL17*$A$16/1000","v":14.103045685279186}]
[null,67,27.095939086294418,18.173604060913707,25.86243654822335,17.721319796954315,25.184010152284262,17.433502538071068,{"$f":"U18*$I$14","v":24.505583756345178},17.145685279187816,23.74492385786802,16.857868020304569,22.984263959390862,16.570050761421317,21.380710659898476,15.871065989847715,null,1.1150592216582065,1.0642978003384094,1.036379018612521,1.0084602368866329,0.97715736040609136,0.94585448392554983,0.87986463620981381,0.67071320182094085,0.68521462639109698,0.69224489795918376,0.69966442953020136,0.70995670995671001,0.72093023255813948,0.74230769230769234,1.211111111111111,1.1666666666666667,1.1888888888888893,1.211111111111111,1.255555555555556,1.3000000000000003,1.2444444444444447,{"$f":"Y18*C18+($A$4-80)*AF18*$A$16/1000","v":18.173604060913707},{"$f":"Z18*E18+($A$4-80)*AG18*$A$16/1000","v":17.721319796954315},{"$f":"AA18*G18+($A$4-80)*AH18*$A$16/1000","v":17.433502538071068},{"$f":"AB18*I18+($A$4-80)*AI18*$A$16/1000","v":17.145685279187816},{"$f":"AC18*K18+($A$4-80)*AJ18*$A$16/1000","v":16.857868020304569},{"$f":"AD18*M18+($A$4-80)*AK18*$A$16/1000","v":16.570050761421317},{"$f":"AE18*O18+($A$4-80)*AL18*$A$16/1000","v":15.871065989847715}]
[null,62,24.998984771573603,22.120812182741115,23.971065989847716,21.504060913705583,23.354314720812184,21.298477157360406,{"$f":"U19*$I$14","v":22.737563451776648},21.092893401015228,22.059137055837564,20.948984771573606,21.380710659898476,20.805076142131977,19.941624365482234,19.941624365482234,null,1.0287648054145515,0.9864636209813874,0.96108291032148896,0.93570219966159041,0.90778341793570216,0.87986463620981381,0.82064297800338404,0.88486842105263153,0.89708404802744424,0.9119718309859155,0.92766726943942135,0.94967381174277732,0.97307692307692306,1,1.211111111111111,1.1666666666666667,1.1888888888888893,1.211111111111111,1.255555555555556,1.3000000000000003,1.2444444444444447,{"$f":"Y19*C19+($A$4-80)*AF19*$A$16/1000","v":22.120812182741115},{"$f":"Z19*E19+($A$4-80)*AG19*$A$16/1000","v":21.504060913705583},{"$f":"AA19*G19+($A$4-80)*AH19*$A$16/1000","v":21.298477157360406},{"$f":"AB19*I19+($A$4-80)*AI19*$A$16/1000","v":21.092893401015228},{"$f":"AC19*K19+($A$4-80)*AJ19*$A$16/1000","v":20.948984771573606},{"$f":"AD19*M19+($A$4-80)*AK19*$A$16/1000","v":20.805076142131977},{"$f":"AE19*O19+($A$4-80)*AL19*$A$16/1000","v":19.941624365482234}]

{"sheet":"CSA4BF_24","index":17,"n_rows":19,"n_cols":45,"rows_kept":19,"cut":false,"hidden":true,"merged":[[130,0,133,0],[120,12,121,12],[120,13,121,13],[120,14,121,14],[120,15,121,15],[122,0,125,0],[126,0,129,0],[119,12,119,13],[119,14,119,15],[120,4,121,4],[120,5,121,5],[120,6,121,6],[120,7,121,7],[120,8,121,8],[120,9,121,9],[120,10,121,10],[120,11,121,11],[119,0,121,0],[119,1,121,1],[119,4,119,5],[119,6,119,7],[119,8,119,9],[119,10,119,11],[111,0,114,0],[117,0,118,1],[117,4,117,15],[118,4,118,5],[118,6,118,7],[118,8,118,9],[118,10,118,11],[118,12,118,13],[118,14,118,15],[101,12,102,12],[101,13,102,13],[101,14,102,14],[101,15,102,15],[103,0,106,0],[107,0,110,0],[100,12,100,13],[100,14,100,15],[101,4,102,4],[101,5,102,5],[101,6,102,6],[101,7,102,7],[101,8,102,8],[101,9,102,9],[101,10,102,10],[101,11,102,11],[100,0,102,0],[100,1,102,1],[100,4,100,5],[100,6,100,7],[100,8,100,9],[100,10,100,11],[92,0,95,0],[98,0,99,1],[98,4,98,15],[99,4,99,5],[99,6,99,7],[99,8,99,9],[99,10,99,11],[99,12,99,13],[99,14,99,15],[82,12,83,12],[82,13,83,13],[82,14,83,14],[82,15,83,15],[84,0,87,0],[88,0,91,0],[81,12,81,13],[81,14,81,15],[82,4,83,4],[82,5,83,5],[82,6,83,6],[82,7,83,7],[82,8,83,8],[82,9,83,9],[82,10,83,10],[82,11,83,11],[81,0,83,0],[81,1,83,1],[81,4,81,5],[81,6,81,7],[81,8,81,9],[81,10,81,11],[73,0,76,0],[79,0,80,1],[79,4,79,15],[80,4,80,5],[80,6,80,7],[80,8,80,9],[80,10,80,11],[80,12,80,13],[80,14,80,15],[63,12,64,12],[63,13,64,13],[63,14,64,14],[63,15,64,15],[65,0,68,0],[69,0,72,0],[62,12,62,13],[62,14,62,15],[63,4,64,4],[63,5,64,5],[63,6,64,6],[63,7,64,7],[63,8,64,8],[63,9,64,9],[63,10,64,10],[63,11,64,11],[62,0,64,0],[62,1,64,1],[62,4,62,5],[62,6,62,7],[62,8,62,9],[62,10,62,11],[54,0,57,0],[60,0,61,1],[60,4,60,15],[61,4,61,5],[61,6,61,7],[61,8,61,9],[61,10,61,11],[61,12,61,13],[61,14,61,15],[44,12,45,12],[44,13,45,13],[44,14,45,14],[44,15,45,15],[46,0,49,0],[50,0,53,0],[43,12,43,13],[43,14,43,15],[44,4,45,4],[44,5,45,5],[44,6,45,6],[44,7,45,7],[44,8,45,8],[44,9,45,9],[44,10,45,10],[44,11,45,11],[43,0,45,0],[43,1,45,1],[43,4,43,5],[43,6,43,7],[43,8,43,9],[43,10,43,11],[35,0,38,0],[41,0,42,1],[41,4,41,15],[42,4,42,5],[42,6,42,7],[42,8,42,9],[42,10,42,11],[42,12,42,13],[42,14,42,15],[25,12,26,12],[25,13,26,13],[25,14,26,14],[25,15,26,15],[27,0,30,0],[31,0,34,0],[24,12,24,13],[24,14,24,15],[25,4,26,4],[25,5,26,5],[25,6,26,6],[25,7,26,7],[25,8,26,8],[25,9,26,9],[25,10,26,10],[25,11,26,11],[24,0,26,0],[24,1,26,1],[24,4,24,5],[24,6,24,7],[24,8,24,9],[24,10,24,11],[7,0,10,0],[11,0,14,0],[15,0,18,0],[22,4,22,15],[23,4,23,5],[23,6,23,7],[23,8,23,9],[23,10,23,11],[23,12,23,13],[23,14,23,15],[5,10,6,10],[5,11,6,11],[5,12,6,12],[5,13,6,13],[5,14,6,14],[5,15,6,15],[4,10,4,11],[4,12,4,13],[4,14,4,15],[5,2,6,2],[5,3,6,3],[5,4,6,4],[5,5,6,5],[5,6,6,6],[5,7,6,7],[5,8,6,8],[4,0,6,0],[4,1,6,1],[4,2,4,3],[4,4,4,5],[4,6,4,7],[4,8,4,9],[5,9,6,9],[2,0,2,1],[2,2,2,15],[3,2,3,3],[3,4,3,5],[3,6,3,7],[3,8,3,9],[3,10,3,11],[3,12,3,13],[3,14,3,15]]}
[]
["CSA4BF_24"]
["Evaporator Air \n",null,"Condenser  Entering Air Temperature ˚F"]
[80,"°F DB",75,null,85,null,90,null,95,null,100,null,105,null,115]
["CFM","EWB†\n˚F","Capacity Mbtuh",null,"Capacity Mbtuh",null,"Capacity Mbtuh",null,"Capacity Mbtuh",null,"Capacity Mbtuh",null,"Capacity Mbtuh",null,"Capacity Mbtuh"]
[null,null,"Total","Sens.","Total","Sens.","Total","Sens.","Total","Sens.","Total","Sens.","Total","Sens.","Total","Sens."]
[null,null,null,null,null,null,null,null,null,null,null,null,null,null,null,null,null,"Total Factors",null,null,null,null,null,null,"Sens. %",null,null,null,null,null,null,"IDB Adj",null,null,null,null,null,null,"Sens Calc"]
[750,72,{"$f":"R8*$I$14","v":28.420930989507166},{"$f":"IF(AM8>C8,C8,AM8)","v":13.732560525360395},{"$f":"S8*$I$14","v":27.108526241349288},{"$f":"IF(AN8>E8,E8,AN8)","v":13.273554331445471},{"$f":"T8*$I$14","v":26.422983203410823},{"$f":"IF(AO8>G8,G8,AO8)","v":13.047317206217681},{"$f":"U8*$I$14","v":25.737440165472361},{"$f":"IF(AP8>I8,I8,AP8)","v":12.821080080989891},{"$f":"V8*$I$14","v":25.015094447601101},{"$f":"IF(AQ8>K8,K8,AQ8)","v":12.57968358040984},{"$f":"W8*$I$14","v":24.292748729729841},{"$f":"IF(AR8>M8,M8,AR8)","v":12.338287079829787},{"$f":"X8*$I$14","v":22.69746927029469},{"$f":"IF(AS8>O8,O8,AS8)","v":11.806338313105758},null,1.1695856374282785,1.1155772115781599,1.0873655639263713,1.0591539162745827,1.0294277550453128,0.99970159381604273,0.93405223334546039,0.48318475318174381,0.48964499999999994,0.49378668206296489,0.49814900000000001,0.50288371314209479,0.50790000000000002,0.5201610000000001,1.0496763095607777,1.0737237921244438,1.1098246803822216,1.1459255686399996,1.1813250492533334,1.2167245298666662,1.0650402355555555,{"$f":"Y8*C8+($A$4-80)*AF8*$A$8/1000","v":13.732560525360395},{"$f":"Z8*E8+($A$4-80)*AG8*$A$8/1000","v":13.273554331445471},{"$f":"AA8*G8+($A$4-80)*AH8*$A$8/1000","v":13.047317206217681},{"$f":"AB8*I8+($A$4-80)*AI8*$A$8/1000","v":12.821080080989891},{"$f":"AC8*K8+($A$4-80)*AJ8*$A$8/1000","v":12.57968358040984},{"$f":"AD8*M8+($A$4-80)*AK8*$A$8/1000","v":12.338287079829787},{"$f":"AE8*O8+($A$4-80)*AL8*$A$8/1000","v":11.806338313105758}]
[null,69.5,27.38368522557024,15.716235751323516,26.105218633626702,15.237357083839669,25.453771465828407,15.006032425000203,24.802324298030108,14.774707766160736,24.108015169662313,14.526880580741357,23.41370604129451,14.27905339532197,21.87648641025536,13.732689734956038,null,1.1269006265666766,1.074288832659535,1.0474803072357368,1.0206717818119386,0.99209938969803746,0.96352699758413618,0.90026693046318351,0.5739269795815527,0.58369007736300271,0.58954062839551091,0.59569851553526365,0.60257472373843868,0.60985874556288322,0.62773744729493508,1.0496763095607777,1.0737237921244438,1.1098246803822216,1.1459255686399996,1.1813250492533334,1.2167245298666662,1.0650402355555555,{"$f":"Y9*C9+($A$4-80)*AF9*$A$8/1000","v":15.716235751323516},{"$f":"Z9*E9+($A$4-80)*AG9*$A$8/1000","v":15.237357083839669},{"$f":"AA9*G9+($A$4-80)*AH9*$A$8/1000","v":15.006032425000203},{"$f":"AB9*I9+($A$4-80)*AI9*$A$8/1000","v":14.774707766160736},{"$f":"AC9*K9+($A$4-80)*AJ9*$A$8/1000","v":14.526880580741357},{"$f":"AD9*M9+($A$4-80)*AK9*$A$8/1000","v":14.27905339532197},{"$f":"AE9*O9+($A$4-80)*AL9*$A$8/1000","v":13.732689734956038}]
[null,67,26.34643946163331,17.699910977286642,25.101911025904112,17.201159836233867,24.484559728245987,16.964747643782729,23.867208430587858,16.728335451331585,23.200935891723521,16.474077581072869,22.53466335285918,16.219819710814157,21.055503550216038,15.659041156806317,null,1.0842156157050744,1.0330004537409099,1.0075950505451023,0.98218964734929459,0.95477102435076222,0.92735240135222963,0.86648162758090685,0.67181415549763102,0.68525299999999989,0.69287533989070593,0.70089199999999996,0.71006090693736512,0.71977199999999997,0.743703,1.0496763095607777,1.0737237921244438,1.1098246803822216,1.1459255686399996,1.1813250492533334,1.2167245298666662,1.0650402355555555,{"$f":"Y10*C10+($A$4-80)*AF10*$A$8/1000","v":17.699910977286642},{"$f":"Z10*E10+($A$4-80)*AG10*$A$8/1000","v":17.201159836233867},{"$f":"AA10*G10+($A$4-80)*AH10*$A$8/1000","v":16.964747643782729},{"$f":"AB10*I10+($A$4-80)*AI10*$A$8/1000","v":16.728335451331585},{"$f":"AC10*K10+($A$4-80)*AJ10*$A$8/1000","v":16.474077581072869},{"$f":"AD10*M10+($A$4-80)*AK10*$A$8/1000","v":16.219819710814157},{"$f":"AE10*O10+($A$4-80)*AL10*$A$8/1000","v":15.659041156806317}]
[null,62,24.468667202098441,21.403672634155409,23.334289731965843,20.990897017053712,22.787911483732771,20.891841751096333,22.241533235499706,20.792786485138961,21.662623603520373,20.661526482463525,21.083713971541044,20.530266479788093,19.904041564302446,19.381560473239503,null,1.0069410371233927,0.96025883670641321,0.93777413513303587,0.91528943355965864,0.89146599191441867,0.86764255026917869,0.81909636067088254,0.87473798459769903,0.89957300000000007,0.91679493164654635,0.934863,0.95378689398941685,0.97375,0.97374999999999989,1.0496763095607777,1.0737237921244438,1.1098246803822216,1.1459255686399996,1.1813250492533334,1.2167245298666662,1.0650402355555555,{"$f":"Y11*C11+($A$4-80)*AF11*$A$8/1000","v":21.403672634155409},{"$f":"Z11*E11+($A$4-80)*AG11*$A$8/1000","v":20.990897017053712},{"$f":"AA11*G11+($A$4-80)*AH11*$A$8/1000","v":20.891841751096333},{"$f":"AB11*I11+($A$4-80)*AI11*$A$8/1000","v":20.792786485138961},{"$f":"AC11*K11+($A$4-80)*AJ11*$A$8/1000","v":20.661526482463525},{"$f":"AD11*M11+($A$4-80)*AK11*$A$8/1000","v":20.530266479788093},{"$f":"AE11*O11+($A$4-80)*AL11*$A$8/1000","v":19.381560473239503}]
[850,72,28.927160009111386,14.421076853429387,27.531583228754911,13.954630743743484,26.843507212845363,13.724448869726897,26.155431196935819,13.494266995710307,25.411977329305529,13.246056003833495,24.668523461675242,12.997845011956683,23.028842388394043,12.449392195165819,null,1.1904181073708389,1.1329869641462926,1.1046710787179161,1.0763551932895399,1.0457603839220382,1.0151655745545367,0.94768898717670957,0.49853068358204128,0.50685899999999995,0.51127629340324676,0.51592599999999988,0.52125247209936376,0.52689999999999992,0.54059999999999997,0.94511957830273563,0.96418212867450925,0.96959379376470578,0.97500545885490231,1.0459485865549023,1.1168917142549006,0.96570992968627467,{"$f":"Y12*C12+($A$4-80)*AF12*$A$12/1000","v":14.421076853429387},{"$f":"Z12*E12+($A$4-80)*AG12*$A$12/1000","v":13.954630743743484},{"$f":"AA12*G12+($A$4-80)*AH12*$A$12/1000","v":13.724448869726897},{"$f":"AB12*I12+($A$4-80)*AI12*$A$12/1000","v":13.494266995710307},{"$f":"AC12*K12+($A$4-80)*AJ12*$A$12/1000","v":13.246056003833495},{"$f":"AD12*M12+($A$4-80)*AK12*$A$12/1000","v":12.997845011956683},{"$f":"AE12*O12+($A$4-80)*AL12*$A$12/1000","v":12.449392195165819}]
[null,69.5,27.885619000137815,16.627980966001072,26.551519418884617,16.13763727168309,25.889617508676267,15.900985834769127,25.22771559846791,15.664334397855153,24.511528493702812,15.408885148708677,23.795341388937715,15.153435899562201,22.221170079261586,14.587298675002552,null,1.147556337454231,1.0926551201187085,1.0654163583817393,1.0381775966447699,1.0087048762840662,0.97923215592336277,0.91445144359101183,0.59629233856773611,0.60778583014745624,0.61418388392336443,0.62091767035801115,0.62863828147915501,0.63682363921061147,0.65645952139201169,0.94511957830273563,0.96418212867450925,0.96959379376470578,0.97500545885490231,1.0459485865549023,1.1168917142549006,0.96570992968627467,{"$f":"Y13*C13+($A$4-80)*AF13*$A$12/1000","v":16.627980966001072},{"$f":"Z13*E13+($A$4-80)*AG13*$A$12/1000","v":16.13763727168309},{"$f":"AA13*G13+($A$4-80)*AH13*$A$12/1000","v":15.900985834769127},{"$f":"AB13*I13+($A$4-80)*AI13*$A$12/1000","v":15.664334397855153},{"$f":"AC13*K13+($A$4-80)*AJ13*$A$12/1000","v":15.408885148708677},{"$f":"AD13*M13+($A$4-80)*AK13*$A$12/1000","v":15.153435899562201},{"$f":"AE13*O13+($A$4-80)*AL13*$A$12/1000","v":14.587298675002552}]
[null,67,26.844077991164244,18.834885078572761,25.571455609014322,18.320643799622697,24.93572780450716,18.077522799811351,24.3,17.834401799999998,23.611079658100095,17.57171429358386,22.922159316200187,17.309026787167721,21.413497770129133,16.725205154839287,null,1.1046945675376232,1.0523232760911243,1.026161638045562,1,0.97164936864609441,0.94329873729218872,0.88121390000531408,0.70164023084615834,0.71644899999999989,0.72496471494783554,0.73392599999999997,0.74421477323488883,0.75512200000000007,0.78105899999999984,0.94511957830273563,0.96418212867450925,0.96959379376470578,0.97500545885490231,1.0459485865549023,1.1168917142549006,0.96570992968627467,{"$f":"Y14*C14+($A$4-80)*AF14*$A$12/1000","v":18.834885078572761},{"$f":"Z14*E14+($A$4-80)*AG14*$A$12/1000","v":18.320643799622697},{"$f":"AA14*G14+($A$4-80)*AH14*$A$12/1000","v":18.077522799811351},{"$f":"AB14*I14+($A$4-80)*AI14*$A$12/1000","v":17.834401799999998},{"$f":"AC14*K14+($A$4-80)*AJ14*$A$12/1000","v":17.57171429358386},{"$f":"AD14*M14+($A$4-80)*AK14*$A$12/1000","v":17.309026787167721},{"$f":"AE14*O14+($A$4-80)*AL14*$A$12/1000","v":16.725205154839287}]
[null,62,25.163303098919975,22.600850551318622,24.009055196968522,22.162614797990461,23.458604317487829,21.934045090251114,{"$f":"U15*$I$14","v":22.908153438007137},21.705475382511761,22.348414972632472,21.732777125926898,21.788676507257811,21.760078869342031,20.540166698687422,20.513207729895395,null,1.0355268764987644,0.98802696283821068,0.96537466327110411,0.94272236370399742,0.91968785895606886,0.8966533542081403,0.84527434974022309,0.89816708333051332,0.92309400000000008,0.93501065934684813,0.94750000000000001,0.9724527288642405,0.99868749999999984,0.99868749999999995,0.94511957830273563,0.96418212867450925,0.96959379376470578,0.97500545885490231,1.0459485865549023,1.1168917142549006,0.96570992968627467,{"$f":"Y15*C15+($A$4-80)*AF15*$A$12/1000","v":22.600850551318622},{"$f":"Z15*E15+($A$4-80)*AG15*$A$12/1000","v":22.162614797990461},{"$f":"AA15*G15+($A$4-80)*AH15*$A$12/1000","v":21.934045090251114},{"$f":"AB15*I15+($A$4-80)*AI15*$A$12/1000","v":21.705475382511761},{"$f":"AC15*K15+($A$4-80)*AJ15*$A$12/1000","v":21.732777125926898},{"$f":"AD15*M15+($A$4-80)*AK15*$A$12/1000","v":21.760078869342031},{"$f":"AE15*O15+($A$4-80)*AL15*$A$12/1000","v":20.513207729895395}]
[950,72,29.395888779328633,15.102577187544577,27.907357960700317,14.625939326265469,27.203140418504454,14.389931000016963,{"$f":"U16*$I$14","v":26.49892287630859},14.153922673768461,25.738234825227995,13.899041220986946,24.977546774147399,13.644159768205435,23.310052609419007,13.082160965668571,null,1.2097073571740178,1.1484509448847866,1.1194707991154096,1.0904906533460326,1.0591866183221397,1.0278825832982468,0.9592614242559262,0.51376494519073024,0.52408900000000003,0.52898050661196705,0.53413200000000005,0.5400153241030905,0.54625699999999999,0.56122399999999995,0.9043377707760355,0.89028712255204678,0.90327414190760258,0.91626116126315837,0.91524470244795297,0.91422824363274835,0.77552690729941409,{"$f":"Y16*C16+($A$4-80)*AF16*$A$16/1000","v":15.102577187544577},{"$f":"Z16*E16+($A$4-80)*AG16*$A$16/1000","v":14.625939326265469},{"$f":"AA16*G16+($A$4-80)*AH16*$A$16/1000","v":14.389931000016963},{"$f":"AB16*I16+($A$4-80)*AI16*$A$16/1000","v":14.153922673768461},{"$f":"AC16*K16+($A$4-80)*AJ16*$A$16/1000","v":13.899041220986946},{"$f":"AD16*M16+($A$4-80)*AK16*$A$16/1000","v":13.644159768205435},{"$f":"AE16*O16+($A$4-80)*AL16*$A$16/1000","v":13.082160965668571}]
[null,69.5,28.350468535424742,17.522106281278099,26.938369721174169,17.017065303596819,26.26149344119559,16.773783317539539,{"$f":"U17*$I$14","v":25.584617161217},16.53050133148226,24.852189197696141,16.26672747437161,24.119761234175272,16.00295361726096,22.5163861784796,15.416180031048551,null,1.1666859479598659,1.1085748856450275,1.080719894699407,1.0528649037537861,1.0227238352961374,0.99258276683848856,0.92660025425841974,0.61805349916470387,0.63170360640722145,0.63872160793517652,0.64611095125317641,0.6545390164613577,0.66347894002310381,0.68466493285600216,0.9043377707760355,0.89028712255204678,0.90327414190760258,0.91626116126315837,0.91524470244795297,0.91422824363274835,0.77552690729941409,{"$f":"Y17*C17+($A$4-80)*AF17*$A$16/1000","v":17.522106281278099},{"$f":"Z17*E17+($A$4-80)*AG17*$A$16/1000","v":17.017065303596819},{"$f":"AA17*G17+($A$4-80)*AH17*$A$16/1000","v":16.773783317539539},{"$f":"AB17*I17+($A$4-80)*AI17*$A$16/1000","v":16.53050133148226},{"$f":"AC17*K17+($A$4-80)*AJ17*$A$16/1000","v":16.26672747437161},{"$f":"AD17*M17+($A$4-80)*AK17*$A$16/1000","v":16.00295361726096},{"$f":"AE17*O17+($A$4-80)*AL17*$A$16/1000","v":15.416180031048551}]
[null,67,27.305048291520851,19.941635375011618,25.969381481648018,19.408191280928165,25.319846463886716,19.157635635062114,{"$f":"U18*$I$14","v":24.670311446125417},18.90707998919606,23.966143570164284,18.634413727756268,23.261975694203155,18.361747466316487,21.722719747540193,17.750199096428528,null,1.123664538745714,1.0686988264052681,1.041968990283404,1.0152391541615398,0.98626105227013516,0.95728295037873057,0.89393908426091329,0.73032778269079923,0.74734900000000004,0.75662526873479807,0.76639000000000002,0.77753075596836763,0.7893460000000001,0.81712600000000002,0.9043377707760355,0.89028712255204678,0.90327414190760258,0.91626116126315837,0.91524470244795297,0.91422824363274835,0.77552690729941409,{"$f":"Y18*C18+($A$4-80)*AF18*$A$16/1000","v":19.941635375011618},{"$f":"Z18*E18+($A$4-80)*AG18*$A$16/1000","v":19.408191280928165},{"$f":"AA18*G18+($A$4-80)*AH18*$A$16/1000","v":19.157635635062114},{"$f":"AB18*I18+($A$4-80)*AI18*$A$16/1000","v":18.90707998919606},{"$f":"AC18*K18+($A$4-80)*AJ18*$A$16/1000","v":18.634413727756268},{"$f":"AD18*M18+($A$4-80)*AK18*$A$16/1000","v":18.361747466316487},{"$f":"AE18*O18+($A$4-80)*AL18*$A$16/1000","v":17.750199096428528}]
[null,62,25.637213889152967,23.938603567456241,24.6265058270961,23.333614271173552,24.092494471310086,23.13684360245756,{"$f":"U19*$I$14","v":23.558483115524069},22.940072933741561,22.973315537969118,22.649418224978842,22.38814796041417,22.358763516216126,21.090567911933384,21.06288654154897,null,1.0550293781544431,1.0134364537899629,0.99146067783169078,0.96948490187341851,0.94540393160366742,0.92132296133391645,0.86792460542935734,0.93374434799970973,0.9474999999999999,0.96033408371264595,0.97375,0.98590115073050932,0.99868750000000006,0.99868749999999995,0.9043377707760355,0.89028712255204678,0.90327414190760258,0.91626116126315837,0.91524470244795297,0.91422824363274835,0.77552690729941409,{"$f":"Y19*C19+($A$4-80)*AF19*$A$16/1000","v":23.938603567456241},{"$f":"Z19*E19+($A$4-80)*AG19*$A$16/1000","v":23.333614271173552},{"$f":"AA19*G19+($A$4-80)*AH19*$A$16/1000","v":23.13684360245756},{"$f":"AB19*I19+($A$4-80)*AI19*$A$16/1000","v":22.940072933741561},{"$f":"AC19*K19+($A$4-80)*AJ19*$A$16/1000","v":22.649418224978842},{"$f":"AD19*M19+($A$4-80)*AK19*$A$16/1000","v":22.358763516216126},{"$f":"AE19*O19+($A$4-80)*AL19*$A$16/1000","v":21.06288654154897}]

{"sheet":"CSA4BF_36","index":18,"n_rows":19,"n_cols":45,"rows_kept":19,"cut":false,"hidden":true,"merged":[[130,0,133,0],[120,12,121,12],[120,13,121,13],[120,14,121,14],[120,15,121,15],[122,0,125,0],[126,0,129,0],[119,12,119,13],[119,14,119,15],[120,4,121,4],[120,5,121,5],[120,6,121,6],[120,7,121,7],[120,8,121,8],[120,9,121,9],[120,10,121,10],[120,11,121,11],[119,0,121,0],[119,1,121,1],[119,4,119,5],[119,6,119,7],[119,8,119,9],[119,10,119,11],[111,0,114,0],[117,0,118,1],[117,4,117,15],[118,4,118,5],[118,6,118,7],[118,8,118,9],[118,10,118,11],[118,12,118,13],[118,14,118,15],[101,12,102,12],[101,13,102,13],[101,14,102,14],[101,15,102,15],[103,0,106,0],[107,0,110,0],[100,12,100,13],[100,14,100,15],[101,4,102,4],[101,5,102,5],[101,6,102,6],[101,7,102,7],[101,8,102,8],[101,9,102,9],[101,10,102,10],[101,11,102,11],[100,0,102,0],[100,1,102,1],[100,4,100,5],[100,6,100,7],[100,8,100,9],[100,10,100,11],[92,0,95,0],[98,0,99,1],[98,4,98,15],[99,4,99,5],[99,6,99,7],[99,8,99,9],[99,10,99,11],[99,12,99,13],[99,14,99,15],[82,12,83,12],[82,13,83,13],[82,14,83,14],[82,15,83,15],[84,0,87,0],[88,0,91,0],[81,12,81,13],[81,14,81,15],[82,4,83,4],[82,5,83,5],[82,6,83,6],[82,7,83,7],[82,8,83,8],[82,9,83,9],[82,10,83,10],[82,11,83,11],[81,0,83,0],[81,1,83,1],[81,4,81,5],[81,6,81,7],[81,8,81,9],[81,10,81,11],[73,0,76,0],[79,0,80,1],[79,4,79,15],[80,4,80,5],[80,6,80,7],[80,8,80,9],[80,10,80,11],[80,12,80,13],[80,14,80,15],[63,12,64,12],[63,13,64,13],[63,14,64,14],[63,15,64,15],[65,0,68,0],[69,0,72,0],[62,12,62,13],[62,14,62,15],[63,4,64,4],[63,5,64,5],[63,6,64,6],[63,7,64,7],[63,8,64,8],[63,9,64,9],[63,10,64,10],[63,11,64,11],[62,0,64,0],[62,1,64,1],[62,4,62,5],[62,6,62,7],[62,8,62,9],[62,10,62,11],[54,0,57,0],[60,0,61,1],[60,4,60,15],[61,4,61,5],[61,6,61,7],[61,8,61,9],[61,10,61,11],[61,12,61,13],[61,14,61,15],[44,12,45,12],[44,13,45,13],[44,14,45,14],[44,15,45,15],[46,0,49,0],[50,0,53,0],[43,12,43,13],[43,14,43,15],[44,4,45,4],[44,5,45,5],[44,6,45,6],[44,7,45,7],[44,8,45,8],[44,9,45,9],[44,10,45,10],[44,11,45,11],[43,0,45,0],[43,1,45,1],[43,4,43,5],[43,6,43,7],[43,8,43,9],[43,10,43,11],[35,0,38,0],[41,0,42,1],[41,4,41,15],[42,4,42,5],[42,6,42,7],[42,8,42,9],[42,10,42,11],[42,12,42,13],[42,14,42,15],[25,12,26,12],[25,13,26,13],[25,14,26,14],[25,15,26,15],[27,0,30,0],[31,0,34,0],[24,12,24,13],[24,14,24,15],[25,4,26,4],[25,5,26,5],[25,6,26,6],[25,7,26,7],[25,8,26,8],[25,9,26,9],[25,10,26,10],[25,11,26,11],[24,0,26,0],[24,1,26,1],[24,4,24,5],[24,6,24,7],[24,8,24,9],[24,10,24,11],[7,0,10,0],[11,0,14,0],[15,0,18,0],[22,4,22,15],[23,4,23,5],[23,6,23,7],[23,8,23,9],[23,10,23,11],[23,12,23,13],[23,14,23,15],[5,10,6,10],[5,11,6,11],[5,12,6,12],[5,13,6,13],[5,14,6,14],[5,15,6,15],[4,10,4,11],[4,12,4,13],[4,14,4,15],[5,2,6,2],[5,3,6,3],[5,4,6,4],[5,5,6,5],[5,6,6,6],[5,7,6,7],[5,8,6,8],[4,0,6,0],[4,1,6,1],[4,2,4,3],[4,4,4,5],[4,6,4,7],[4,8,4,9],[5,9,6,9],[2,0,2,1],[2,2,2,15],[3,2,3,3],[3,4,3,5],[3,6,3,7],[3,8,3,9],[3,10,3,11],[3,12,3,13],[3,14,3,15]]}
[]
["CSA4BF_36"]
["Evaporator Air \n",null,"Condenser  Entering Air Temperature ˚F"]
[80,"°F DB",75,null,85,null,90,null,95,null,100,null,105,null,115]
["CFM","EWB†\n˚F","Capacity Mbtuh",null,"Capacity Mbtuh",null,"Capacity Mbtuh",null,"Capacity Mbtuh",null,"Capacity Mbtuh",null,"Capacity Mbtuh",null,"Capacity Mbtuh"]
[null,null,"Total","Sens.","Total","Sens.","Total","Sens.","Total","Sens.","Total","Sens.","Total","Sens.","Total","Sens."]
[null,null,null,null,null,null,null,null,null,null,null,null,null,null,null,null,null,"Total Factors",null,null,null,null,null,null,"Sens. %",null,null,null,null,null,null,"IDB Adj",null,null,null,null,null,null,"Sens Calc"]
[1150,72,{"$f":"R8*$I$14","v":28.703892470286725},{"$f":"IF(AM8>C8,C8,AM8)","v":14.027196082092219},{"$f":"S8*$I$14","v":27.378421296153636},{"$f":"IF(AN8>E8,E8,AN8)","v":13.558341794281205},{"$f":"T8*$I$14","v":26.71720009106917},{"$f":"IF(AO8>G8,G8,AO8)","v":13.344157169316652},{"$f":"U8*$I$14","v":26.055978885984704},{"$f":"IF(AP8>I8,I8,AP8)","v":13.129972544352096},{"$f":"V8*$I$14","v":25.328595176360537},{"$f":"IF(AQ8>K8,K8,AQ8)","v":12.892011941431443},{"$f":"W8*$I$14","v":24.601211466736366},{"$f":"IF(AR8>M8,M8,AR8)","v":12.654051338510785},{"$f":"X8*$I$14","v":22.98201373356078},{"$f":"IF(AS8>O8,O8,AS8)","v":12.128918621982837},null,1.1733450707912148,1.1191630440763771,1.0921339349584549,1.0651048258405327,1.0353711550101801,1.0056374841798272,0.93944863258680478,0.48868619810406155,0.49522000000000005,0.4994594165493127,0.50391399999999997,0.50899040596865408,0.51436700000000002,0.52775700000000003,0.99766606937390956,1.0218935396637678,1.0548928658628023,1.0878921920618352,1.1267330168009662,1.1655738415400971,1.0115067066357495,{"$f":"Y8*C8+($A$4-80)*AF8*$A$8/1000","v":14.027196082092219},{"$f":"Z8*E8+($A$4-80)*AG8*$A$8/1000","v":13.558341794281205},{"$f":"AA8*G8+($A$4-80)*AH8*$A$8/1000","v":13.344157169316652},{"$f":"AB8*I8+($A$4-80)*AI8*$A$8/1000","v":13.129972544352096},{"$f":"AC8*K8+($A$4-80)*AJ8*$A$8/1000","v":12.892011941431443},{"$f":"AD8*M8+($A$4-80)*AK8*$A$8/1000","v":12.654051338510785},{"$f":"AE8*O8+($A$4-80)*AL8*$A$8/1000","v":12.128918621982837}]
[null,69.5,27.646070133817208,16.011118698087976,26.355359171022947,15.523157866916801,25.728228818989713,15.304340233605206,25.101098466956476,15.085522600293608,24.404036434133051,14.840734882658905,23.70697440130964,14.595947165024201,22.151919971110992,14.054781699947892,null,1.1301038753486736,1.077342761239201,1.051707202993452,1.0260716447477027,0.99757745006328058,0.96908325537885898,0.90551642546635136,0.57914628084889597,0.58899435845989612,0.59484624228424332,0.60099053514141831,0.6081262385718168,0.61568156770852545,0.63447239418872814,0.99766606937390956,1.0218935396637678,1.0548928658628023,1.0878921920618352,1.1267330168009662,1.1655738415400971,1.0115067066357495,{"$f":"Y9*C9+($A$4-80)*AF9*$A$8/1000","v":16.011118698087976},{"$f":"Z9*E9+($A$4-80)*AG9*$A$8/1000","v":15.523157866916801},{"$f":"AA9*G9+($A$4-80)*AH9*$A$8/1000","v":15.304340233605206},{"$f":"AB9*I9+($A$4-80)*AI9*$A$8/1000","v":15.085522600293608},{"$f":"AC9*K9+($A$4-80)*AJ9*$A$8/1000","v":14.840734882658905},{"$f":"AD9*M9+($A$4-80)*AK9*$A$8/1000","v":14.595947165024201},{"$f":"AE9*O9+($A$4-80)*AL9*$A$8/1000","v":14.054781699947892}]
[null,67,26.588247797347691,17.995041314083728,25.332297045892258,17.487973939552397,24.739257546910252,17.264523297893756,24.146218047928244,17.041072656235119,23.479477691905576,16.789457823886369,22.812737335882908,16.537842991537619,21.321826208661204,15.980644777912948,null,1.0868626799061325,1.0355224784020249,1.0112804710284489,0.98703846365487258,0.95978374511638143,0.93252902657789039,0.87158421834589783,0.67680433292331599,0.69034299999999993,0.69785939473555325,0.70574500000000007,0.71506947659548858,0.724939,0.74949700000000008,0.99766606937390956,1.0218935396637678,1.0548928658628023,1.0878921920618352,1.1267330168009662,1.1655738415400971,1.0115067066357495,{"$f":"Y10*C10+($A$4-80)*AF10*$A$8/1000","v":17.995041314083728},{"$f":"Z10*E10+($A$4-80)*AG10*$A$8/1000","v":17.487973939552397},{"$f":"AA10*G10+($A$4-80)*AH10*$A$8/1000","v":17.264523297893756},{"$f":"AB10*I10+($A$4-80)*AI10*$A$8/1000","v":17.041072656235119},{"$f":"AC10*K10+($A$4-80)*AJ10*$A$8/1000","v":16.789457823886369},{"$f":"AD10*M10+($A$4-80)*AK10*$A$8/1000","v":16.537842991537619},{"$f":"AE10*O10+($A$4-80)*AL10*$A$8/1000","v":15.980644777912948}]
[null,62,24.731227989495778,21.699982808416852,23.584678093325266,21.281492769443496,23.053257895366755,21.179187201930709,22.521837697408248,21.07688163441793,21.934351002723822,20.967739557569772,21.3468643080394,20.858597480721617,20.138977933197602,19.685850929700653,null,1.010952242317912,0.96408408077917795,0.94236092004622252,0.92063775931326708,0.89662273702745843,0.87260771474164978,0.82323226764981017,0.8774324840494615,0.90234400000000003,0.91870690459708537,0.93584199999999995,0.95593161406808813,0.97712700000000008,0.97749999999999992,0.99766606937390956,1.0218935396637678,1.0548928658628023,1.0878921920618352,1.1267330168009662,1.1655738415400971,1.0115067066357495,{"$f":"Y11*C11+($A$4-80)*AF11*$A$8/1000","v":21.699982808416852},{"$f":"Z11*E11+($A$4-80)*AG11*$A$8/1000","v":21.281492769443496},{"$f":"AA11*G11+($A$4-80)*AH11*$A$8/1000","v":21.179187201930709},{"$f":"AB11*I11+($A$4-80)*AI11*$A$8/1000","v":21.07688163441793},{"$f":"AC11*K11+($A$4-80)*AJ11*$A$8/1000","v":20.967739557569772},{"$f":"AD11*M11+($A$4-80)*AK11*$A$8/1000","v":20.858597480721617},{"$f":"AE11*O11+($A$4-80)*AL11*$A$8/1000","v":19.685850929700653}]
[1250,72,29.085316158117418,14.530360829321371,27.682109211192437,14.060379956876494,27.023344701342655,13.84544714022925,26.364580191492877,13.630514323582011,25.617105426319267,13.388288110716472,24.86963066114566,13.146061897850936,23.222635253122764,12.615557265447425,null,1.1889367402646993,1.1315770648764654,1.1046483794640403,1.0777196940516152,1.0471647499037033,1.0166098057557917,0.94928465305673249,0.49957720075413703,0.5079229999999999,0.51235135003630172,0.51700100000000004,0.52263079250793154,0.52859900000000004,0.54324400000000006,0.9586051483011101,0.97756840497955622,0.99523271263111146,1.0128970202826661,1.0651968364462217,1.117496652609778,0.96540113677866712,{"$f":"Y12*C12+($A$4-80)*AF12*$A$12/1000","v":14.530360829321371},{"$f":"Z12*E12+($A$4-80)*AG12*$A$12/1000","v":14.060379956876494},{"$f":"AA12*G12+($A$4-80)*AH12*$A$12/1000","v":13.84544714022925},{"$f":"AB12*I12+($A$4-80)*AI12*$A$12/1000","v":13.630514323582011},{"$f":"AC12*K12+($A$4-80)*AJ12*$A$12/1000","v":13.388288110716472},{"$f":"AD12*M12+($A$4-80)*AK12*$A$12/1000","v":13.146061897850936},{"$f":"AE12*O12+($A$4-80)*AL12*$A$12/1000","v":12.615557265447425}]
[null,69.5,28.024215747032681,16.671426824181321,26.683479424971111,16.179621431904057,26.048709760358779,15.95780220672253,25.413940095746437,15.735982981541007,24.694683672412371,15.485675537024505,23.975427249078304,15.235368092508002,22.393416478016839,14.686817202661034,null,1.1455615451322054,1.0907555164254663,1.0648076817256371,1.0388598470258075,1.0094583998239146,0.98005695262202175,0.91538821328344255,0.5948936082518762,0.60635351088294487,0.61261392036419759,0.61918706514047217,0.62708539791195239,0.63545762643682191,0.65585424256628211,0.9586051483011101,0.97756840497955622,0.99523271263111146,1.0128970202826661,1.0651968364462217,1.117496652609778,0.96540113677866712,{"$f":"Y13*C13+($A$4-80)*AF13*$A$12/1000","v":16.671426824181321},{"$f":"Z13*E13+($A$4-80)*AG13*$A$12/1000","v":16.179621431904057},{"$f":"AA13*G13+($A$4-80)*AH13*$A$12/1000","v":15.95780220672253},{"$f":"AB13*I13+($A$4-80)*AI13*$A$12/1000","v":15.735982981541007},{"$f":"AC13*K13+($A$4-80)*AJ13*$A$12/1000","v":15.485675537024505},{"$f":"AD13*M13+($A$4-80)*AK13*$A$12/1000","v":15.235368092508002},{"$f":"AE13*O13+($A$4-80)*AL13*$A$12/1000","v":14.686817202661034}]
[null,67,26.963115335947954,18.812492819041271,25.684849638749796,18.298862906931625,25.0740748193749,18.070157273215809,24.4633,17.841451639499997,23.772261918505478,17.583062963332537,23.081223837010953,17.324674287165074,21.564197702910914,16.758077139874644,null,1.102186349999712,1.0499339679744677,1.024966983987234,1,0.97175204974412599,0.94350409948825187,0.88149177351015251,0.69771213691913214,0.7124379999999999,0.72067094811621457,0.72931499999999994,0.73964619032087275,0.75059600000000004,0.77712500000000007,0.9586051483011101,0.97756840497955622,0.99523271263111146,1.0128970202826661,1.0651968364462217,1.117496652609778,0.96540113677866712,{"$f":"Y14*C14+($A$4-80)*AF14*$A$12/1000","v":18.812492819041271},{"$f":"Z14*E14+($A$4-80)*AG14*$A$12/1000","v":18.298862906931625},{"$f":"AA14*G14+($A$4-80)*AH14*$A$12/1000","v":18.070157273215809},{"$f":"AB14*I14+($A$4-80)*AI14*$A$12/1000","v":17.841451639499997},{"$f":"AC14*K14+($A$4-80)*AJ14*$A$12/1000","v":17.583062963332537},{"$f":"AD14*M14+($A$4-80)*AK14*$A$12/1000","v":17.324674287165074},{"$f":"AE14*O14+($A$4-80)*AL14*$A$12/1000","v":16.758077139874644}]
[null,62,25.176062657753924,22.663017935873604,24.021229471193532,22.223576742487296,23.47735753026468,22.062286938552816,{"$f":"U15*$I$14","v":22.933485589335827},21.900997134618336,22.38234452278105,21.853820243478172,21.831203456226273,21.806643352338014,20.601644317944203,20.578467468086515,null,1.029135997913361,0.98192923567930457,0.95969707808287019,0.93746492048643593,0.91493561877510599,0.89240631706377604,0.84214494029604359,0.9001811857539872,0.9251640000000001,0.93972615572737717,0.95497899999999991,0.97638655419833531,0.99887499999999985,0.99887499999999996,0.9586051483011101,0.97756840497955622,0.99523271263111146,1.0128970202826661,1.0651968364462217,1.117496652609778,0.96540113677866712,{"$f":"Y15*C15+($A$4-80)*AF15*$A$12/1000","v":22.663017935873604},{"$f":"Z15*E15+($A$4-80)*AG15*$A$12/1000","v":22.223576742487296},{"$f":"AA15*G15+($A$4-80)*AH15*$A$12/1000","v":22.062286938552816},{"$f":"AB15*I15+($A$4-80)*AI15*$A$12/1000","v":21.900997134618336},{"$f":"AC15*K15+($A$4-80)*AJ15*$A$12/1000","v":21.853820243478172},{"$f":"AD15*M15+($A$4-80)*AK15*$A$12/1000","v":21.806643352338014},{"$f":"AE15*O15+($A$4-80)*AL15*$A$12/1000","v":20.578467468086515}]
[1350,72,29.446750014602074,15.031254005583842,27.955643716227375,14.556867106407905,27.283586129422773,14.339084140717032,{"$f":"U16*$I$14","v":26.611528542618174},14.121301175026163,25.855337557365324,13.877679193085118,25.099146572112478,13.634057211144073,23.424959249711112,13.097972264638967,null,1.2037112742190168,1.1427584878666155,1.1152864139107468,1.0878143399548783,1.0569030980025313,1.0259918560501844,0.95755516425466358,0.51045544917962538,0.52071299999999998,0.52555716366235605,0.53064599999999995,0.53674329961056066,0.54320799999999991,0.55914599999999992,0.99625516718767448,0.98008528931851802,0.98604804069382657,0.99201079206913623,0.9813342786238678,0.97065776517859947,0.82378093662222218,{"$f":"Y16*C16+($A$4-80)*AF16*$A$16/1000","v":15.031254005583842},{"$f":"Z16*E16+($A$4-80)*AG16*$A$16/1000","v":14.556867106407905},{"$f":"AA16*G16+($A$4-80)*AH16*$A$16/1000","v":14.339084140717032},{"$f":"AB16*I16+($A$4-80)*AI16*$A$16/1000","v":14.121301175026163},{"$f":"AC16*K16+($A$4-80)*AJ16*$A$16/1000","v":13.877679193085118},{"$f":"AD16*M16+($A$4-80)*AK16*$A$16/1000","v":13.634057211144073},{"$f":"AE16*O16+($A$4-80)*AL16*$A$16/1000","v":13.097972264638967}]
[null,69.5,28.378857579710306,17.322520004567846,26.965326309772745,16.822989537241551,26.316321274142965,16.597866599360557,{"$f":"U17*$I$14","v":25.66731623851318},16.372743661479568,24.940269062482805,16.120358463182324,24.213221886452438,15.86797326488508,22.605971095856493,15.308998192216357,null,1.1600584377295911,1.1022767292136688,1.0757469872888352,1.0492172453640016,1.0194973312056348,0.98977741704726818,0.92407692730974533,0.61040230234471182,0.62387487338302972,0.6307061852018333,0.63788296015586798,0.64635864283564959,0.65534332189651245,0.67721037628958058,0.99625516718767448,0.98008528931851802,0.98604804069382657,0.99201079206913623,0.9813342786238678,0.97065776517859947,0.82378093662222218,{"$f":"Y17*C17+($A$4-80)*AF17*$A$16/1000","v":17.322520004567846},{"$f":"Z17*E17+($A$4-80)*AG17*$A$16/1000","v":16.822989537241551},{"$f":"AA17*G17+($A$4-80)*AH17*$A$16/1000","v":16.597866599360557},{"$f":"AB17*I17+($A$4-80)*AI17*$A$16/1000","v":16.372743661479568},{"$f":"AC17*K17+($A$4-80)*AJ17*$A$16/1000","v":16.120358463182324},{"$f":"AD17*M17+($A$4-80)*AK17*$A$16/1000","v":15.86797326488508},{"$f":"AE17*O17+($A$4-80)*AL17*$A$16/1000","v":15.308998192216357}]
[null,67,27.310965144818542,19.613786003551851,25.975008903318109,19.089111968075191,25.34905641886315,18.856649058004081,{"$f":"U18*$I$14","v":24.723103934408186},18.624186147932967,24.025200567600287,18.36303773327953,23.327297200792387,18.101889318626085,21.786982942001874,17.520024119793749,null,1.1164056012401655,1.0617949705607219,1.0362075606669234,1.0106201507731249,0.98209156440873824,0.95356297804435164,0.89059869036482708,0.71816524606685295,0.73490300000000008,0.74387972263820301,0.75331100000000006,0.76432401392908278,0.77599599999999991,0.80415100000000006,0.99625516718767448,0.98008528931851802,0.98604804069382657,0.99201079206913623,0.9813342786238678,0.97065776517859947,0.82378093662222218,{"$f":"Y18*C18+($A$4-80)*AF18*$A$16/1000","v":19.613786003551851},{"$f":"Z18*E18+($A$4-80)*AG18*$A$16/1000","v":19.089111968075191},{"$f":"AA18*G18+($A$4-80)*AH18*$A$16/1000","v":18.856649058004081},{"$f":"AB18*I18+($A$4-80)*AI18*$A$16/1000","v":18.624186147932967},{"$f":"AC18*K18+($A$4-80)*AJ18*$A$16/1000","v":18.36303773327953},{"$f":"AD18*M18+($A$4-80)*AK18*$A$16/1000","v":18.101889318626085},{"$f":"AE18*O18+($A$4-80)*AL18*$A$16/1000","v":17.520024119793749}]
[null,62,25.42989296287578,23.932974118446779,24.427358212182913,23.328127092634681,23.926932758212732,23.113768991265889,{"$f":"U19*$I$14","v":23.426507304242559},22.899410889897105,22.855275182138335,22.579192200744338,22.284043060034115,22.258973511591577,21.012080688934134,20.988442098159084,null,1.0395119613002244,0.9985307874319046,0.97807461618885161,0.95761844494579873,0.93426786991690969,0.91091729488802065,0.85892257745006328,0.9411354642107892,0.95499999999999996,0.96601470923314514,0.97750000000000015,0.98792038252902947,0.99887499999999996,0.99887499999999996,0.99625516718767448,0.98008528931851802,0.98604804069382657,0.99201079206913623,0.9813342786238678,0.97065776517859947,0.82378093662222218,{"$f":"Y19*C19+($A$4-80)*AF19*$A$16/1000","v":23.932974118446779},{"$f":"Z19*E19+($A$4-80)*AG19*$A$16/1000","v":23.328127092634681},{"$f":"AA19*G19+($A$4-80)*AH19*$A$16/1000","v":23.113768991265889},{"$f":"AB19*I19+($A$4-80)*AI19*$A$16/1000","v":22.899410889897105},{"$f":"AC19*K19+($A$4-80)*AJ19*$A$16/1000","v":22.579192200744338},{"$f":"AD19*M19+($A$4-80)*AK19*$A$16/1000","v":22.258973511591577},{"$f":"AE19*O19+($A$4-80)*AL19*$A$16/1000","v":20.988442098159084}]

{"sheet":"CSA4BF_48","index":19,"n_rows":19,"n_cols":45,"rows_kept":19,"cut":false,"hidden":true,"merged":[[130,0,133,0],[120,12,121,12],[120,13,121,13],[120,14,121,14],[120,15,121,15],[122,0,125,0],[126,0,129,0],[119,12,119,13],[119,14,119,15],[120,4,121,4],[120,5,121,5],[120,6,121,6],[120,7,121,7],[120,8,121,8],[120,9,121,9],[120,10,121,10],[120,11,121,11],[119,0,121,0],[119,1,121,1],[119,4,119,5],[119,6,119,7],[119,8,119,9],[119,10,119,11],[111,0,114,0],[117,0,118,1],[117,4,117,15],[118,4,118,5],[118,6,118,7],[118,8,118,9],[118,10,118,11],[118,12,118,13],[118,14,118,15],[101,12,102,12],[101,13,102,13],[101,14,102,14],[101,15,102,15],[103,0,106,0],[107,0,110,0],[100,12,100,13],[100,14,100,15],[101,4,102,4],[101,5,102,5],[101,6,102,6],[101,7,102,7],[101,8,102,8],[101,9,102,9],[101,10,102,10],[101,11,102,11],[100,0,102,0],[100,1,102,1],[100,4,100,5],[100,6,100,7],[100,8,100,9],[100,10,100,11],[92,0,95,0],[98,0,99,1],[98,4,98,15],[99,4,99,5],[99,6,99,7],[99,8,99,9],[99,10,99,11],[99,12,99,13],[99,14,99,15],[82,12,83,12],[82,13,83,13],[82,14,83,14],[82,15,83,15],[84,0,87,0],[88,0,91,0],[81,12,81,13],[81,14,81,15],[82,4,83,4],[82,5,83,5],[82,6,83,6],[82,7,83,7],[82,8,83,8],[82,9,83,9],[82,10,83,10],[82,11,83,11],[81,0,83,0],[81,1,83,1],[81,4,81,5],[81,6,81,7],[81,8,81,9],[81,10,81,11],[73,0,76,0],[79,0,80,1],[79,4,79,15],[80,4,80,5],[80,6,80,7],[80,8,80,9],[80,10,80,11],[80,12,80,13],[80,14,80,15],[63,12,64,12],[63,13,64,13],[63,14,64,14],[63,15,64,15],[65,0,68,0],[69,0,72,0],[62,12,62,13],[62,14,62,15],[63,4,64,4],[63,5,64,5],[63,6,64,6],[63,7,64,7],[63,8,64,8],[63,9,64,9],[63,10,64,10],[63,11,64,11],[62,0,64,0],[62,1,64,1],[62,4,62,5],[62,6,62,7],[62,8,62,9],[62,10,62,11],[54,0,57,0],[60,0,61,1],[60,4,60,15],[61,4,61,5],[61,6,61,7],[61,8,61,9],[61,10,61,11],[61,12,61,13],[61,14,61,15],[44,12,45,12],[44,13,45,13],[44,14,45,14],[44,15,45,15],[46,0,49,0],[50,0,53,0],[43,12,43,13],[43,14,43,15],[44,4,45,4],[44,5,45,5],[44,6,45,6],[44,7,45,7],[44,8,45,8],[44,9,45,9],[44,10,45,10],[44,11,45,11],[43,0,45,0],[43,1,45,1],[43,4,43,5],[43,6,43,7],[43,8,43,9],[43,10,43,11],[35,0,38,0],[41,0,42,1],[41,4,41,15],[42,4,42,5],[42,6,42,7],[42,8,42,9],[42,10,42,11],[42,12,42,13],[42,14,42,15],[25,12,26,12],[25,13,26,13],[25,14,26,14],[25,15,26,15],[27,0,30,0],[31,0,34,0],[24,12,24,13],[24,14,24,15],[25,4,26,4],[25,5,26,5],[25,6,26,6],[25,7,26,7],[25,8,26,8],[25,9,26,9],[25,10,26,10],[25,11,26,11],[24,0,26,0],[24,1,26,1],[24,4,24,5],[24,6,24,7],[24,8,24,9],[24,10,24,11],[7,0,10,0],[11,0,14,0],[15,0,18,0],[22,4,22,15],[23,4,23,5],[23,6,23,7],[23,8,23,9],[23,10,23,11],[23,12,23,13],[23,14,23,15],[5,10,6,10],[5,11,6,11],[5,12,6,12],[5,13,6,13],[5,14,6,14],[5,15,6,15],[4,10,4,11],[4,12,4,13],[4,14,4,15],[5,2,6,2],[5,3,6,3],[5,4,6,4],[5,5,6,5],[5,6,6,6],[5,7,6,7],[5,8,6,8],[4,0,6,0],[4,1,6,1],[4,2,4,3],[4,4,4,5],[4,6,4,7],[4,8,4,9],[5,9,6,9],[2,0,2,1],[2,2,2,15],[3,2,3,3],[3,4,3,5],[3,6,3,7],[3,8,3,9],[3,10,3,11],[3,12,3,13],[3,14,3,15]]}
[]
["CSA4BF_48"]
["Evaporator Air \n",null,"Condenser  Entering Air Temperature ˚F"]
[80,"°F DB",75,null,85,null,90,null,95,null,100,null,105,null,115]
["CFM","EWB†\n˚F","Capacity Mbtuh",null,"Capacity Mbtuh",null,"Capacity Mbtuh",null,"Capacity Mbtuh",null,"Capacity Mbtuh",null,"Capacity Mbtuh",null,"Capacity Mbtuh"]
[null,null,"Total","Sens.","Total","Sens.","Total","Sens.","Total","Sens.","Total","Sens.","Total","Sens.","Total","Sens."]
[null,null,null,null,null,null,null,null,null,null,null,null,null,null,null,null,null,"Total Factors",null,null,null,null,null,null,"Sens. %",null,null,null,null,null,null,"IDB Adj",null,null,null,null,null,null,"Sens Calc"]
[1500,72,{"$f":"R8*$I$14","v":29.074729759847934},{"$f":"IF(AM8>C8,C8,AM8)","v":14.617411140587372},{"$f":"S8*$I$14","v":27.732134283214211},{"$f":"IF(AN8>E8,E8,AN8)","v":14.128829113940562},{"$f":"T8*$I$14","v":26.958422583982866},{"$f":"IF(AO8>G8,G8,AO8)","v":13.872740511180851},{"$f":"U8*$I$14","v":26.184710884751517},{"$f":"IF(AP8>I8,I8,AP8)","v":13.616651908421138},{"$f":"V8*$I$14","v":25.366589260084062},{"$f":"IF(AQ8>K8,K8,AQ8)","v":13.328067553864141},{"$f":"W8*$I$14","v":24.548467635416603},{"$f":"IF(AR8>M8,M8,AR8)","v":13.039483199307144},{"$f":"X8*$I$14","v":22.665649117612297},{"$f":"IF(AS8>O8,O8,AS8)","v":12.384034699231888},null,1.1885039941401174,1.1336219677318355,1.1019945217522928,1.0703670757727501,1.0369242604261919,1.0034814450796337,0.92651641919169925,0.50275312139870509,0.50947500000000001,0.51459763522748658,0.52002300000000001,0.52541819545431367,0.53117300000000001,0.54637899999999995,0.99870908189189345,1.024584316955556,1.045594963867408,1.066605610779259,1.0858028366118524,1.1050000624444456,0.96744042113777728,{"$f":"Y8*C8+($A$4-80)*AF8*$A$8/1000","v":14.617411140587372},{"$f":"Z8*E8+($A$4-80)*AG8*$A$8/1000","v":14.128829113940562},{"$f":"AA8*G8+($A$4-80)*AH8*$A$8/1000","v":13.872740511180851},{"$f":"AB8*I8+($A$4-80)*AI8*$A$8/1000","v":13.616651908421138},{"$f":"AC8*K8+($A$4-80)*AJ8*$A$8/1000","v":13.328067553864141},{"$f":"AD8*M8+($A$4-80)*AK8*$A$8/1000","v":13.039483199307144},{"$f":"AE8*O8+($A$4-80)*AL8*$A$8/1000","v":12.384034699231888}]
[null,69.5,27.966892751396841,16.52767334084384,26.661223551281338,16.023608665336994,25.93509210340244,15.759170506729214,25.208960655523555,15.49473234812144,24.42099517097234,15.198524740881782,23.633029686421121,14.902317133642129,21.825081585457138,14.228152421155231,null,1.1432183209704676,1.0898457506256858,1.0601632691992675,1.0304807877728497,0.99827068183656087,0.96606057590027183,0.89215606992748886,0.59097281516976341,0.60100800079623129,0.60763888726123938,0.61465177243340163,0.62235484813277742,0.63057159117455786,0.65191749068356186,0.99870908189189345,1.024584316955556,1.045594963867408,1.066605610779259,1.0858028366118524,1.1050000624444456,0.96744042113777728,{"$f":"Y9*C9+($A$4-80)*AF9*$A$8/1000","v":16.52767334084384},{"$f":"Z9*E9+($A$4-80)*AG9*$A$8/1000","v":16.023608665336994},{"$f":"AA9*G9+($A$4-80)*AH9*$A$8/1000","v":15.759170506729214},{"$f":"AB9*I9+($A$4-80)*AI9*$A$8/1000","v":15.49473234812144},{"$f":"AC9*K9+($A$4-80)*AJ9*$A$8/1000","v":15.198524740881782},{"$f":"AD9*M9+($A$4-80)*AK9*$A$8/1000","v":14.902317133642129},{"$f":"AE9*O9+($A$4-80)*AL9*$A$8/1000","v":14.228152421155231}]
[null,67,26.859055742945745,18.437935541100309,25.590312819348462,17.918388216733433,24.911761622822024,17.645600502277581,24.233210426295589,17.372812787821736,23.475401081860614,17.068981927899422,22.717591737425639,16.765151067977111,20.984514053301979,16.072270143078573,null,1.0979326478008178,1.0460695335195358,1.0183320166462424,0.99059449977294922,0.95961710324692961,0.92863970672091012,0.85779572066327847,0.68646998306866547,0.70020199999999999,0.7083240747660412,0.71690100000000012,0.72710075829497045,0.737981,0.76591100000000001,0.99870908189189345,1.024584316955556,1.045594963867408,1.066605610779259,1.0858028366118524,1.1050000624444456,0.96744042113777728,{"$f":"Y10*C10+($A$4-80)*AF10*$A$8/1000","v":18.437935541100309},{"$f":"Z10*E10+($A$4-80)*AG10*$A$8/1000","v":17.918388216733433},{"$f":"AA10*G10+($A$4-80)*AH10*$A$8/1000","v":17.645600502277581},{"$f":"AB10*I10+($A$4-80)*AI10*$A$8/1000","v":17.372812787821736},{"$f":"AC10*K10+($A$4-80)*AJ10*$A$8/1000","v":17.068981927899422},{"$f":"AD10*M10+($A$4-80)*AK10*$A$8/1000","v":16.765151067977111},{"$f":"AE10*O10+($A$4-80)*AL10*$A$8/1000","v":16.072270143078573}]
[null,62,24.889004000431097,22.022863128018443,23.735139543534654,21.598146254732509,23.139752336445696,21.408845883631297,22.544365129356731,21.219545512530082,21.884911976150338,20.981826690143652,21.225458822943949,20.744107867757229,19.822297934978469,19.524963465953789,null,1.0174017405841034,0.9702345776544723,0.9458966017031919,0.92155862575191128,0.89460179027973896,0.86764495480756676,0.81028716219718799,0.8848430868361381,0.90996499999999991,0.9251977105179221,0.94123499999999993,0.95873479925389482,0.97732200000000014,0.98499999999999988,0.99870908189189345,1.024584316955556,1.045594963867408,1.066605610779259,1.0858028366118524,1.1050000624444456,0.96744042113777728,{"$f":"Y11*C11+($A$4-80)*AF11*$A$8/1000","v":22.022863128018443},{"$f":"Z11*E11+($A$4-80)*AG11*$A$8/1000","v":21.598146254732509},{"$f":"AA11*G11+($A$4-80)*AH11*$A$8/1000","v":21.408845883631297},{"$f":"AB11*I11+($A$4-80)*AI11*$A$8/1000","v":21.219545512530082},{"$f":"AC11*K11+($A$4-80)*AJ11*$A$8/1000","v":20.981826690143652},{"$f":"AD11*M11+($A$4-80)*AK11*$A$8/1000","v":20.744107867757229},{"$f":"AE11*O11+($A$4-80)*AL11*$A$8/1000","v":19.524963465953789}]
[1600,72,29.290624706527694,14.994399135102594,27.877512748433976,14.509409060177431,27.133728925852896,14.246733680173131,26.38994510327181,13.984058300168835,25.557163891567189,13.692200872222434,24.724382679862565,13.400343444276031,22.826803124591777,12.740780163990898,null,1.1973292526571515,1.1395646845860523,1.1091606171633792,1.0787565497407059,1.0447144862535793,1.0106724227664527,0.93310400169199481,0.51191803812094694,0.52046999999999999,0.52505623974885762,0.52990099999999996,0.53574805601729136,0.54198899999999994,0.55814999999999992,0.97921077018274971,0.99950187769166643,1.0114282440562503,1.0233546104208333,1.0535232488576387,1.0836918872944441,0.91900727906944368,{"$f":"Y12*C12+($A$4-80)*AF12*$A$12/1000","v":14.994399135102594},{"$f":"Z12*E12+($A$4-80)*AG12*$A$12/1000","v":14.509409060177431},{"$f":"AA12*G12+($A$4-80)*AH12*$A$12/1000","v":14.246733680173131},{"$f":"AB12*I12+($A$4-80)*AI12*$A$12/1000","v":13.984058300168835},{"$f":"AC12*K12+($A$4-80)*AJ12*$A$12/1000","v":13.692200872222434},{"$f":"AD12*M12+($A$4-80)*AK12*$A$12/1000","v":13.400343444276031},{"$f":"AE12*O12+($A$4-80)*AL12*$A$12/1000","v":12.740780163990898}]
[null,69.5,28.201587173904716,17.01529280869855,26.852356160125741,16.512929106198992,26.139489355880823,16.244937887616707,25.426622551635901,15.976946669034412,24.622285504052702,15.675903587778564,23.817948456469498,15.374860506522714,22.009594553788219,14.701466686275442,null,1.1528120561782227,1.0976587852058284,1.0685185300380906,1.0393782748703528,1.0064989393929968,0.97361960391564084,0.89969850975903576,0.60334521967767174,0.61495270685854286,0.62147112617415934,0.62835504938136133,0.63665509788676566,0.64551573510297655,0.6679571788724783,0.97921077018274971,0.99950187769166643,1.0114282440562503,1.0233546104208333,1.0535232488576387,1.0836918872944441,0.91900727906944368,{"$f":"Y13*C13+($A$4-80)*AF13*$A$12/1000","v":17.01529280869855},{"$f":"Z13*E13+($A$4-80)*AG13*$A$12/1000","v":16.512929106198992},{"$f":"AA13*G13+($A$4-80)*AH13*$A$12/1000","v":16.244937887616707},{"$f":"AB13*I13+($A$4-80)*AI13*$A$12/1000","v":15.976946669034412},{"$f":"AC13*K13+($A$4-80)*AJ13*$A$12/1000","v":15.675903587778564},{"$f":"AD13*M13+($A$4-80)*AK13*$A$12/1000","v":15.374860506522714},{"$f":"AE13*O13+($A$4-80)*AL13*$A$12/1000","v":14.701466686275442}]
[null,67,27.112549641281731,19.036186482294504,25.827199571817506,18.516449152220556,25.145249785908756,18.243142095060279,24.4633,17.969835037899998,23.687407116538214,17.659606303334694,22.911514233076424,17.349377568769391,21.192385982984668,16.662153208559982,null,1.1082948596992936,1.0557528858256042,1.0278764429128022,1,0.96828339253241447,0.93656678506482871,0.86629301782607693,0.70211716471363839,0.71693600000000002,0.72551047416055592,0.73456299999999985,0.74552720002034356,0.75723399999999996,0.78623299999999996,0.97921077018274971,0.99950187769166643,1.0114282440562503,1.0233546104208333,1.0535232488576387,1.0836918872944441,0.91900727906944368,{"$f":"Y14*C14+($A$4-80)*AF14*$A$12/1000","v":19.036186482294504},{"$f":"Z14*E14+($A$4-80)*AG14*$A$12/1000","v":18.516449152220556},{"$f":"AA14*G14+($A$4-80)*AH14*$A$12/1000","v":18.243142095060279},{"$f":"AB14*I14+($A$4-80)*AI14*$A$12/1000","v":17.969835037899998},{"$f":"AC14*K14+($A$4-80)*AJ14*$A$12/1000","v":17.659606303334694},{"$f":"AD14*M14+($A$4-80)*AK14*$A$12/1000","v":17.349377568769391},{"$f":"AE14*O14+($A$4-80)*AL14*$A$12/1000","v":16.662153208559982}]
[null,62,25.190523523203055,22.789763067427341,24.035027012613241,22.347864256435841,23.438422400372406,22.117332821422817,{"$f":"U15*$I$14","v":22.841817788131571},21.88680138640979,22.187944408537941,21.702360931041195,21.534071028944307,21.5179204756726,20.138366747534061,20.123262972473409,null,1.0297271228004012,0.98249324549890005,0.95810550499615366,0.93371776449340727,0.90698901654878694,0.88026026860416651,0.8232072838715162,0.90469588877085594,0.92980399999999996,0.94363572955624353,0.95818999999999999,0.97811498584294754,0.99924999999999997,0.99924999999999986,0.97921077018274971,0.99950187769166643,1.0114282440562503,1.0233546104208333,1.0535232488576387,1.0836918872944441,0.91900727906944368,{"$f":"Y15*C15+($A$4-80)*AF15*$A$12/1000","v":22.789763067427341},{"$f":"Z15*E15+($A$4-80)*AG15*$A$12/1000","v":22.347864256435841},{"$f":"AA15*G15+($A$4-80)*AH15*$A$12/1000","v":22.117332821422817},{"$f":"AB15*I15+($A$4-80)*AI15*$A$12/1000","v":21.88680138640979},{"$f":"AC15*K15+($A$4-80)*AJ15*$A$12/1000","v":21.702360931041195},{"$f":"AD15*M15+($A$4-80)*AK15*$A$12/1000","v":21.5179204756726},{"$f":"AE15*O15+($A$4-80)*AL15*$A$12/1000","v":20.123262972473409}]
[1700,72,29.620919567167732,15.376008471851337,28.120993778809009,14.890741109730062,27.359861932813708,14.624713588788445,{"$f":"U16*$I$14","v":26.59873008681841},14.358686067846833,25.745227624924578,14.059229181046392,24.891725163030742,13.759772294245948,22.964217731109688,13.097779368244797,null,1.210830900457736,1.1495175948792276,1.1184043825981658,1.087291170317104,1.0524020726935686,1.0175129750700331,0.93872117543870559,0.5190928808602665,0.52952399999999999,0.53453170285367846,0.53982599999999992,0.54609069245265918,0.55278499999999997,0.57035599999999997,1.0440552431030863,1.0271295673058831,1.035169006570589,1.0432084458352937,1.0120350287444437,0.98086161165359431,0.81532604269019637,{"$f":"Y16*C16+($A$4-80)*AF16*$A$16/1000","v":15.376008471851337},{"$f":"Z16*E16+($A$4-80)*AG16*$A$16/1000","v":14.890741109730062},{"$f":"AA16*G16+($A$4-80)*AH16*$A$16/1000","v":14.624713588788445},{"$f":"AB16*I16+($A$4-80)*AI16*$A$16/1000","v":14.358686067846833},{"$f":"AC16*K16+($A$4-80)*AJ16*$A$16/1000","v":14.059229181046392},{"$f":"AD16*M16+($A$4-80)*AK16*$A$16/1000","v":13.759772294245948},{"$f":"AE16*O16+($A$4-80)*AL16*$A$16/1000","v":13.097779368244797}]
[null,69.5,28.527118679541747,17.512867903906212,27.106185134291717,17.007416484967031,26.371024598203089,16.732686758166089,{"$f":"U17*$I$14","v":25.635864062114461},16.45795703136514,24.824146495798008,16.154337703171386,24.012428929481558,15.850718374977632,22.155581721583925,15.161656482783657,null,1.1661189896515085,1.1080346941864636,1.0779831256700072,1.0479315571535508,1.0147505240829326,0.98156949101231472,0.90566610888898569,0.61390244492043933,0.62743674186195786,0.63451030110169659,0.64198955773397404,0.65075098174697921,0.66010474915000017,0.68432671609850804,1.0440552431030863,1.0271295673058831,1.035169006570589,1.0432084458352937,1.0120350287444437,0.98086161165359431,0.81532604269019637,{"$f":"Y17*C17+($A$4-80)*AF17*$A$16/1000","v":17.512867903906212},{"$f":"Z17*E17+($A$4-80)*AG17*$A$16/1000","v":17.007416484967031},{"$f":"AA17*G17+($A$4-80)*AH17*$A$16/1000","v":16.732686758166089},{"$f":"AB17*I17+($A$4-80)*AI17*$A$16/1000","v":16.45795703136514},{"$f":"AC17*K17+($A$4-80)*AJ17*$A$16/1000","v":16.154337703171386},{"$f":"AD17*M17+($A$4-80)*AK17*$A$16/1000","v":15.850718374977632},{"$f":"AE17*O17+($A$4-80)*AL17*$A$16/1000","v":15.161656482783657}]
[null,67,27.433317791915769,19.649727335961092,26.091376489774422,19.124091860204,25.38218726359246,18.840659927543722,{"$f":"U18*$I$14","v":24.672998037410505},18.557227994883451,23.903065366671438,18.249446225296381,23.133132695932368,17.941664455709315,21.346945712058158,17.225533597322514,null,1.1214070788452812,1.0665517934936997,1.0375618687418484,1.0085719439899974,0.97709897547229674,0.94562600695459598,0.87261104233926567,0.71627236213301193,0.73296600000000001,0.74227881671049945,0.75212699999999999,0.76347723379202992,0.77558300000000002,0.80693199999999998,1.0440552431030863,1.0271295673058831,1.035169006570589,1.0432084458352937,1.0120350287444437,0.98086161165359431,0.81532604269019637,{"$f":"Y18*C18+($A$4-80)*AF18*$A$16/1000","v":19.649727335961092},{"$f":"Z18*E18+($A$4-80)*AG18*$A$16/1000","v":19.124091860204},{"$f":"AA18*G18+($A$4-80)*AH18*$A$16/1000","v":18.840659927543722},{"$f":"AB18*I18+($A$4-80)*AI18*$A$16/1000","v":18.557227994883451},{"$f":"AC18*K18+($A$4-80)*AJ18*$A$16/1000","v":18.249446225296381},{"$f":"AD18*M18+($A$4-80)*AK18*$A$16/1000","v":17.941664455709315},{"$f":"AE18*O18+($A$4-80)*AL18*$A$16/1000","v":17.225533597322514}]
[null,62,25.417988067867761,23.913027907693316,24.415922649506189,23.308684973273735,23.788603919787835,23.061275442746087,{"$f":"U19*$I$14","v":23.161285190069481},22.813865912218439,22.537415774948112,22.355488556137654,21.913546359826736,21.897111200056866,20.483501108090682,20.468138482259615,null,1.0390253182468334,0.99806332953878618,0.9724200708730153,0.94677681220724441,0.92127455310396023,0.89577229400067593,0.83731553421209248,0.94079153093643375,0.95465100000000003,0.96942533998656633,0.98499999999999999,0.99192776933135862,0.99924999999999997,0.99925000000000008,1.0440552431030863,1.0271295673058831,1.035169006570589,1.0432084458352937,1.0120350287444437,0.98086161165359431,0.81532604269019637,{"$f":"Y19*C19+($A$4-80)*AF19*$A$16/1000","v":23.913027907693316},{"$f":"Z19*E19+($A$4-80)*AG19*$A$16/1000","v":23.308684973273735},{"$f":"AA19*G19+($A$4-80)*AH19*$A$16/1000","v":23.061275442746087},{"$f":"AB19*I19+($A$4-80)*AI19*$A$16/1000","v":22.813865912218439},{"$f":"AC19*K19+($A$4-80)*AJ19*$A$16/1000","v":22.355488556137654},{"$f":"AD19*M19+($A$4-80)*AK19*$A$16/1000","v":21.897111200056866},{"$f":"AE19*O19+($A$4-80)*AL19*$A$16/1000","v":20.468138482259615}]

{"sheet":"CSA4BF_60","index":20,"n_rows":19,"n_cols":45,"rows_kept":19,"cut":false,"hidden":true,"merged":[[130,0,133,0],[120,12,121,12],[120,13,121,13],[120,14,121,14],[120,15,121,15],[122,0,125,0],[126,0,129,0],[119,12,119,13],[119,14,119,15],[120,4,121,4],[120,5,121,5],[120,6,121,6],[120,7,121,7],[120,8,121,8],[120,9,121,9],[120,10,121,10],[120,11,121,11],[119,0,121,0],[119,1,121,1],[119,4,119,5],[119,6,119,7],[119,8,119,9],[119,10,119,11],[111,0,114,0],[117,0,118,1],[117,4,117,15],[118,4,118,5],[118,6,118,7],[118,8,118,9],[118,10,118,11],[118,12,118,13],[118,14,118,15],[101,12,102,12],[101,13,102,13],[101,14,102,14],[101,15,102,15],[103,0,106,0],[107,0,110,0],[100,12,100,13],[100,14,100,15],[101,4,102,4],[101,5,102,5],[101,6,102,6],[101,7,102,7],[101,8,102,8],[101,9,102,9],[101,10,102,10],[101,11,102,11],[100,0,102,0],[100,1,102,1],[100,4,100,5],[100,6,100,7],[100,8,100,9],[100,10,100,11],[92,0,95,0],[98,0,99,1],[98,4,98,15],[99,4,99,5],[99,6,99,7],[99,8,99,9],[99,10,99,11],[99,12,99,13],[99,14,99,15],[82,12,83,12],[82,13,83,13],[82,14,83,14],[82,15,83,15],[84,0,87,0],[88,0,91,0],[81,12,81,13],[81,14,81,15],[82,4,83,4],[82,5,83,5],[82,6,83,6],[82,7,83,7],[82,8,83,8],[82,9,83,9],[82,10,83,10],[82,11,83,11],[81,0,83,0],[81,1,83,1],[81,4,81,5],[81,6,81,7],[81,8,81,9],[81,10,81,11],[73,0,76,0],[79,0,80,1],[79,4,79,15],[80,4,80,5],[80,6,80,7],[80,8,80,9],[80,10,80,11],[80,12,80,13],[80,14,80,15],[63,12,64,12],[63,13,64,13],[63,14,64,14],[63,15,64,15],[65,0,68,0],[69,0,72,0],[62,12,62,13],[62,14,62,15],[63,4,64,4],[63,5,64,5],[63,6,64,6],[63,7,64,7],[63,8,64,8],[63,9,64,9],[63,10,64,10],[63,11,64,11],[62,0,64,0],[62,1,64,1],[62,4,62,5],[62,6,62,7],[62,8,62,9],[62,10,62,11],[54,0,57,0],[60,0,61,1],[60,4,60,15],[61,4,61,5],[61,6,61,7],[61,8,61,9],[61,10,61,11],[61,12,61,13],[61,14,61,15],[44,12,45,12],[44,13,45,13],[44,14,45,14],[44,15,45,15],[46,0,49,0],[50,0,53,0],[43,12,43,13],[43,14,43,15],[44,4,45,4],[44,5,45,5],[44,6,45,6],[44,7,45,7],[44,8,45,8],[44,9,45,9],[44,10,45,10],[44,11,45,11],[43,0,45,0],[43,1,45,1],[43,4,43,5],[43,6,43,7],[43,8,43,9],[43,10,43,11],[35,0,38,0],[41,0,42,1],[41,4,41,15],[42,4,42,5],[42,6,42,7],[42,8,42,9],[42,10,42,11],[42,12,42,13],[42,14,42,15],[25,12,26,12],[25,13,26,13],[25,14,26,14],[25,15,26,15],[27,0,30,0],[31,0,34,0],[24,12,24,13],[24,14,24,15],[25,4,26,4],[25,5,26,5],[25,6,26,6],[25,7,26,7],[25,8,26,8],[25,9,26,9],[25,10,26,10],[25,11,26,11],[24,0,26,0],[24,1,26,1],[24,4,24,5],[24,6,24,7],[24,8,24,9],[24,10,24,11],[7,0,10,0],[11,0,14,0],[15,0,18,0],[22,4,22,15],[23,4,23,5],[23,6,23,7],[23,8,23,9],[23,10,23,11],[23,12,23,13],[23,14,23,15],[5,10,6,10],[5,11,6,11],[5,12,6,12],[5,13,6,13],[5,14,6,14],[5,15,6,15],[4,10,4,11],[4,12,4,13],[4,14,4,15],[5,2,6,2],[5,3,6,3],[5,4,6,4],[5,5,6,5],[5,6,6,6],[5,7,6,7],[5,8,6,8],[4,0,6,0],[4,1,6,1],[4,2,4,3],[4,4,4,5],[4,6,4,7],[4,8,4,9],[5,9,6,9],[2,0,2,1],[2,2,2,15],[3,2,3,3],[3,4,3,5],[3,6,3,7],[3,8,3,9],[3,10,3,11],[3,12,3,13],[3,14,3,15]]}
[]
["CSA4BF_60"]
["Evaporator Air \n",null,"Condenser  Entering Air Temperature ˚F"]
[80,"°F DB",75,null,85,null,90,null,95,null,100,null,105,null,115]
["CFM","EWB†\n˚F","Capacity Mbtuh",null,"Capacity Mbtuh",null,"Capacity Mbtuh",null,"Capacity Mbtuh",null,"Capacity Mbtuh",null,"Capacity Mbtuh",null,"Capacity Mbtuh"]
[null,null,"Total","Sens.","Total","Sens.","Total","Sens.","Total","Sens.","Total","Sens.","Total","Sens.","Total","Sens."]
[null,null,null,null,null,null,null,null,null,null,null,null,null,null,null,null,null,"Total Factors",null,null,null,null,null,null,"Sens. %",null,null,null,null,null,null,"IDB Adj",null,null,null,null,null,null,"Sens Calc"]
[1700,72,{"$f":"R8*$I$14","v":29.242985612788633},{"$f":"IF(AM8>C8,C8,AM8)","v":13.035506216696271},{"$f":"S8*$I$14","v":27.89598330373002},{"$f":"IF(AN8>E8,E8,AN8)","v":13.25276465364121},{"$f":"T8*$I$14","v":27.179030461811724},{"$f":"IF(AO8>G8,G8,AO8)","v":13.122409591474247},{"$f":"U8*$I$14","v":26.462077619893428},{"$f":"IF(AP8>I8,I8,AP8)","v":12.992054529307282},{"$f":"V8*$I$14","v":25.686465000000002},{"$f":"IF(AQ8>K8,K8,AQ8)","v":12.881252726465366},{"$f":"W8*$I$14","v":24.910852380106572},{"$f":"IF(AR8>M8,M8,AR8)","v":12.770450923623446},{"$f":"X8*$I$14","v":23.28575927175844},{"$f":"IF(AS8>O8,O8,AS8)","v":13.048541722912967},null,1.1953818827708704,1.1403197158081706,1.11101243339254,1.0817051509769093,1.05,1.0182948490230905,0.95186500888099479,0.44576523031203569,0.47507788161993769,0.48281374900079937,0.49096880131362891,0.50148016577856724,0.51264608407465551,0.56036573987684268,1.0870588235294119,1.0870588235294119,1.082352941176471,1.0776470588235292,1.3111764705882356,1.5447058823529414,0.90117647058823491,{"$f":"Y8*C8+($A$4-80)*AF8*$A$8/1000","v":13.035506216696271},{"$f":"Z8*E8+($A$4-80)*AG8*$A$8/1000","v":13.25276465364121},{"$f":"AA8*G8+($A$4-80)*AH8*$A$8/1000","v":13.122409591474247},{"$f":"AB8*I8+($A$4-80)*AI8*$A$8/1000","v":12.992054529307282},{"$f":"AC8*K8+($A$4-80)*AJ8*$A$8/1000","v":12.881252726465366},{"$f":"AD8*M8+($A$4-80)*AK8*$A$8/1000","v":12.770450923623446},{"$f":"AE8*O8+($A$4-80)*AL8*$A$8/1000","v":13.048541722912967}]
[null,69.5,28.048064209591473,15.121187211367673,26.744513587921844,15.294993960923623,26.049286589698049,15.142913055062172,25.354059591474243,14.990832149200711,24.61429461367673,14.872426301065719,23.87452963587922,14.75402045293073,22.327649564831265,14.517208756660747,null,1.1465364120781527,1.0932504440497335,1.0648312611012434,1.036412078152753,1.0061722912966251,0.97593250444049739,0.91269982238010672,0.5391169635941131,0.57189277010560524,0.58131776480400343,0.59125964010282783,0.60421907409859221,0.61798161798161799,0.65018974408874175,1.0870588235294119,1.0870588235294119,1.082352941176471,1.0776470588235292,1.3111764705882356,1.5447058823529414,0.90117647058823491,{"$f":"Y9*C9+($A$4-80)*AF9*$A$8/1000","v":15.121187211367673},{"$f":"Z9*E9+($A$4-80)*AG9*$A$8/1000","v":15.294993960923623},{"$f":"AA9*G9+($A$4-80)*AH9*$A$8/1000","v":15.142913055062172},{"$f":"AB9*I9+($A$4-80)*AI9*$A$8/1000","v":14.990832149200711},{"$f":"AC9*K9+($A$4-80)*AJ9*$A$8/1000","v":14.872426301065719},{"$f":"AD9*M9+($A$4-80)*AK9*$A$8/1000","v":14.75402045293073},{"$f":"AE9*O9+($A$4-80)*AL9*$A$8/1000","v":14.517208756660747}]
[null,67,26.853142806394317,17.206868206039079,25.593043872113675,17.337223268206039,24.919542717584367,17.163416518650088,24.246041563055062,16.989609769094137,23.542124227353465,16.863599875666075,22.838206891651868,16.737589982238013,21.369539857904087,15.985875790408526,null,1.0976909413854352,1.0461811722912966,1.0186500888099466,0.99111900532859676,0.96234458259325051,0.93357015985790415,0.87353463587921854,0.64077669902912626,0.67741935483870963,0.68875326939843073,0.70071684587813621,0.71631598375784422,0.73287671232876717,0.74806832045546967,1.0870588235294119,1.0870588235294119,1.082352941176471,1.0776470588235292,1.3111764705882356,1.5447058823529414,0.90117647058823491,{"$f":"Y10*C10+($A$4-80)*AF10*$A$8/1000","v":17.206868206039079},{"$f":"Z10*E10+($A$4-80)*AG10*$A$8/1000","v":17.337223268206039},{"$f":"AA10*G10+($A$4-80)*AH10*$A$8/1000","v":17.163416518650088},{"$f":"AB10*I10+($A$4-80)*AI10*$A$8/1000","v":16.989609769094137},{"$f":"AC10*K10+($A$4-80)*AJ10*$A$8/1000","v":16.863599875666075},{"$f":"AD10*M10+($A$4-80)*AK10*$A$8/1000","v":16.737589982238013},{"$f":"AE10*O10+($A$4-80)*AL10*$A$8/1000","v":15.985875790408526}]
[null,62,24.854365186500893,21.074068383658972,23.724621314387214,21.160971758436947,23.138023534635881,20.965439165186503,22.551425754884548,20.769906571936055,21.967000559502665,20.895916465364124,21.382575364120783,21.021926358792186,20.218070142095918,19.879146980461815,null,1.0159857904085259,0.96980461811722918,0.94582593250444058,0.92184724689165187,0.89795737122557728,0.87406749555950269,0.82646536412078164,0.84790209790209781,0.89194139194139199,0.9061032863849765,0.92100192678227355,0.95124122243101583,0.983133509449299,0.98323662153449387,1.0870588235294119,1.0870588235294119,1.082352941176471,1.0776470588235292,1.3111764705882356,1.5447058823529414,0.90117647058823491,{"$f":"Y11*C11+($A$4-80)*AF11*$A$8/1000","v":21.074068383658972},{"$f":"Z11*E11+($A$4-80)*AG11*$A$8/1000","v":21.160971758436947},{"$f":"AA11*G11+($A$4-80)*AH11*$A$8/1000","v":20.965439165186503},{"$f":"AB11*I11+($A$4-80)*AI11*$A$8/1000","v":20.769906571936055},{"$f":"AC11*K11+($A$4-80)*AJ11*$A$8/1000","v":20.895916465364124},{"$f":"AD11*M11+($A$4-80)*AK11*$A$8/1000","v":21.021926358792186},{"$f":"AE11*O11+($A$4-80)*AL11*$A$8/1000","v":19.879146980461815}]
[1850,72,29.547147424511547,14.165250088809948,28.156693428063946,13.730733214920074,27.396288898756662,13.665555683836592,26.635884369449379,13.600378152753111,25.849408827708704,13.641657255772648,25.062933285968029,13.682936358792183,23.420459502664301,13.73942355239787,null,1.2078152753108349,1.1509769094138544,1.1198934280639432,1.088809946714032,1.0566607460035524,1.0245115452930729,0.95737122557726473,0.47941176470588237,0.48765432098765438,0.49881046788263289,0.51060358890701474,0.52773575390821992,0.54594313453536747,0.58664192949907235,1.0724324324324326,1.0627027027027027,1.0335135135135136,1.0043243243243243,0.94486486486486432,0.88540540540540513,0.75135135135135089,{"$f":"Y12*C12+($A$4-80)*AF12*$A$12/1000","v":14.165250088809948},{"$f":"Z12*E12+($A$4-80)*AG12*$A$12/1000","v":13.730733214920074},{"$f":"AA12*G12+($A$4-80)*AH12*$A$12/1000","v":13.665555683836592},{"$f":"AB12*I12+($A$4-80)*AI12*$A$12/1000","v":13.600378152753111},{"$f":"AC12*K12+($A$4-80)*AJ12*$A$12/1000","v":13.641657255772648},{"$f":"AD12*M12+($A$4-80)*AK12*$A$12/1000","v":13.682936358792183},{"$f":"AE12*O12+($A$4-80)*AL12*$A$12/1000","v":13.73942355239787}]
[null,69.5,28.330500177619896,16.381286145648314,26.983497868561276,15.925043428063946,26.266545026642987,15.838140053285974,25.549592184724691,15.751236678507995,24.80113686944938,15.766444769094138,24.052681554174072,15.781652859680285,22.486248223801066,15.783825444049734,null,1.1580817051509771,1.103019538188277,1.0737122557726466,1.044404973357016,1.013809946714032,0.98321492007104805,0.91918294849023097,0.57822085889570551,0.5901771336553947,0.60297766749379667,0.61649659863945583,0.63571459857211676,0.65612862433384511,0.70193236714975848,1.0724324324324326,1.0627027027027027,1.0335135135135136,1.0043243243243243,0.94486486486486432,0.88540540540540513,0.75135135135135089,{"$f":"Y13*C13+($A$4-80)*AF13*$A$12/1000","v":16.381286145648314},{"$f":"Z13*E13+($A$4-80)*AG13*$A$12/1000","v":15.925043428063946},{"$f":"AA13*G13+($A$4-80)*AH13*$A$12/1000","v":15.838140053285974},{"$f":"AB13*I13+($A$4-80)*AI13*$A$12/1000","v":15.751236678507995},{"$f":"AC13*K13+($A$4-80)*AJ13*$A$12/1000","v":15.766444769094138},{"$f":"AD13*M13+($A$4-80)*AK13*$A$12/1000","v":15.781652859680285},{"$f":"AE13*O13+($A$4-80)*AL13*$A$12/1000","v":15.783825444049734}]
[null,67,27.113852930728243,18.59732220248668,25.810302309058613,18.119353641207816,25.136801154529305,18.01072442273535,24.4633,17.902095204262881,23.752864911190056,17.891232282415629,23.042429822380107,17.880369360568384,21.552036944937836,17.828227335701602,null,1.1083481349911191,1.0550621669626998,1.0275310834813498,1,0.97095914742451161,0.94191829484902312,0.8809946714031972,0.6858974358974359,0.7020202020202021,0.71650821089023353,0.73179396092362359,0.75322418366413602,0.77597586271921548,0.82721774193548392,1.0724324324324326,1.0627027027027027,1.0335135135135136,1.0043243243243243,0.94486486486486432,0.88540540540540513,0.75135135135135089,{"$f":"Y14*C14+($A$4-80)*AF14*$A$12/1000","v":18.59732220248668},{"$f":"Z14*E14+($A$4-80)*AG14*$A$12/1000","v":18.119353641207816},{"$f":"AA14*G14+($A$4-80)*AH14*$A$12/1000","v":18.01072442273535},{"$f":"AB14*I14+($A$4-80)*AI14*$A$12/1000","v":17.902095204262881},{"$f":"AC14*K14+($A$4-80)*AJ14*$A$12/1000","v":17.891232282415629},{"$f":"AD14*M14+($A$4-80)*AK14*$A$12/1000","v":17.880369360568384},{"$f":"AE14*O14+($A$4-80)*AL14*$A$12/1000","v":17.828227335701602}]
[null,62,25.20197868561279,22.681780817051511,24.072234813499112,22.160360568383659,23.529088721136766,21.921376287744227,{"$f":"U15*$I$14","v":22.985942628774424},21.682392007104799,22.416725523978691,21.395610870337478,21.847508419182951,21.108829733570161,20.630861172291297,20.457054422735347,null,1.0301953818827709,0.98401420959147423,0.96181172291296624,0.93960923623445824,0.91634103019538204,0.89307282415630562,0.8433392539964476,0.9,0.92057761732851984,0.93167128347183759,0.94328922495274103,0.95444853653808859,0.96618933969769283,0.99157540016849199,1.0724324324324326,1.0627027027027027,1.0335135135135136,1.0043243243243243,0.94486486486486432,0.88540540540540513,0.75135135135135089,{"$f":"Y15*C15+($A$4-80)*AF15*$A$12/1000","v":22.681780817051511},{"$f":"Z15*E15+($A$4-80)*AG15*$A$12/1000","v":22.160360568383659},{"$f":"AA15*G15+($A$4-80)*AH15*$A$12/1000","v":21.921376287744227},{"$f":"AB15*I15+($A$4-80)*AI15*$A$12/1000","v":21.682392007104799},{"$f":"AC15*K15+($A$4-80)*AJ15*$A$12/1000","v":21.395610870337478},{"$f":"AD15*M15+($A$4-80)*AK15*$A$12/1000","v":21.108829733570161},{"$f":"AE15*O15+($A$4-80)*AL15*$A$12/1000","v":20.457054422735347}]
[2000,72,29.720954174067501,14.643218650088812,28.287048490230905,14.25215346358792,27.548369804618115,14.252153463587922,{"$f":"U16*$I$14","v":26.809691119005333},14.252153463587922,26.003662317939611,14.208701776198938,25.197633516873893,14.16525008880995,23.516053214920071,14.317330994671405,null,1.2149200710479575,1.1563055062166963,1.1261101243339253,1.0959147424511546,1.0629662522202488,1.0300177619893429,0.96127886323268208,0.49269005847953218,0.50384024577572961,0.51735015772870663,0.53160453808752017,0.54641156320494622,0.56216589067080536,0.60883222468588327,1.0539999999999998,0.9770000000000002,0.92300000000000038,0.86900000000000044,0.80700000000000005,0.74500000000000033,0.61700000000000021,{"$f":"Y16*C16+($A$4-80)*AF16*$A$16/1000","v":14.643218650088812},{"$f":"Z16*E16+($A$4-80)*AG16*$A$16/1000","v":14.25215346358792},{"$f":"AA16*G16+($A$4-80)*AH16*$A$16/1000","v":14.252153463587922},{"$f":"AB16*I16+($A$4-80)*AI16*$A$16/1000","v":14.252153463587922},{"$f":"AC16*K16+($A$4-80)*AJ16*$A$16/1000","v":14.208701776198938},{"$f":"AD16*M16+($A$4-80)*AK16*$A$16/1000","v":14.16525008880995},{"$f":"AE16*O16+($A$4-80)*AL16*$A$16/1000","v":14.317330994671405}]
[null,69.5,28.526032770870344,16.989609769094145,27.15730461811723,16.555092895204261,26.451214698046183,16.533367051509771,{"$f":"U17*$I$14","v":25.745124777975136},16.511641207815277,24.977116203374781,16.452981429840143,24.209107628774426,16.394321651865013,22.612258117229128,16.485570195381879,null,1.16607460035524,1.1101243339253997,1.0812611012433393,1.0523978685612789,1.0210035523978687,0.9896092362344584,0.92433392539964476,0.5955826351865956,0.60959999999999992,0.62505133470225871,0.64135021097046419,0.65872221980602796,0.67719644619940778,0.72905457340507296,1.0539999999999998,0.9770000000000002,0.92300000000000038,0.86900000000000044,0.80700000000000005,0.74500000000000033,0.61700000000000021,{"$f":"Y17*C17+($A$4-80)*AF17*$A$16/1000","v":16.989609769094145},{"$f":"Z17*E17+($A$4-80)*AG17*$A$16/1000","v":16.555092895204261},{"$f":"AA17*G17+($A$4-80)*AH17*$A$16/1000","v":16.533367051509771},{"$f":"AB17*I17+($A$4-80)*AI17*$A$16/1000","v":16.511641207815277},{"$f":"AC17*K17+($A$4-80)*AJ17*$A$16/1000","v":16.452981429840143},{"$f":"AD17*M17+($A$4-80)*AK17*$A$16/1000","v":16.394321651865013},{"$f":"AE17*O17+($A$4-80)*AL17*$A$16/1000","v":16.485570195381879}]
[null,67,27.331111367673181,19.33600088809947,26.027560746003555,18.858032326820606,25.354059591474243,18.814580639431618,{"$f":"U18*$I$14","v":24.680558436944938},18.771128952042631,23.950570088809947,18.697261083481351,23.220581740674959,18.623393214920075,21.70846301953819,18.653809396092363,null,1.1172291296625223,1.0639431616341031,1.036412078152753,1.0088809946714032,0.97904085257548845,0.94920071047957377,0.88738898756660756,0.7074721780604134,0.72454090150250416,0.74207369323050565,0.76056338028169024,0.78066037735849059,0.80202095808383234,0.85928742994395513,1.0539999999999998,0.9770000000000002,0.92300000000000038,0.86900000000000044,0.80700000000000005,0.74500000000000033,0.61700000000000021,{"$f":"Y18*C18+($A$4-80)*AF18*$A$16/1000","v":19.33600088809947},{"$f":"Z18*E18+($A$4-80)*AG18*$A$16/1000","v":18.858032326820606},{"$f":"AA18*G18+($A$4-80)*AH18*$A$16/1000","v":18.814580639431618},{"$f":"AB18*I18+($A$4-80)*AI18*$A$16/1000","v":18.771128952042631},{"$f":"AC18*K18+($A$4-80)*AJ18*$A$16/1000","v":18.697261083481351},{"$f":"AD18*M18+($A$4-80)*AK18*$A$16/1000","v":18.623393214920075},{"$f":"AE18*O18+($A$4-80)*AL18*$A$16/1000","v":18.653809396092363}]
[null,62,25.549592184724691,23.681169626998226,24.506751687388988,22.855587566607461,23.963605595026646,22.551425754884555,{"$f":"U19*$I$14","v":23.420459502664301},22.247263943161638,22.831689138543517,21.869234262877441,22.242918774422733,21.491204582593252,20.982819840142096,20.891571296625223,null,1.044404973357016,1.0017761989342806,0.97957371225577272,0.95737122557726473,0.93330373001776201,0.9092362344582593,0.85772646536412078,0.92687074829931981,0.93262411347517737,0.9410698096101543,0.94990723562152146,0.95784565610429151,0.96620433678452833,0.99565127355560157,1.0539999999999998,0.9770000000000002,0.92300000000000038,0.86900000000000044,0.80700000000000005,0.74500000000000033,0.61700000000000021,{"$f":"Y19*C19+($A$4-80)*AF19*$A$16/1000","v":23.681169626998226},{"$f":"Z19*E19+($A$4-80)*AG19*$A$16/1000","v":22.855587566607461},{"$f":"AA19*G19+($A$4-80)*AH19*$A$16/1000","v":22.551425754884555},{"$f":"AB19*I19+($A$4-80)*AI19*$A$16/1000","v":22.247263943161638},{"$f":"AC19*K19+($A$4-80)*AJ19*$A$16/1000","v":21.869234262877441},{"$f":"AD19*M19+($A$4-80)*AK19*$A$16/1000","v":21.491204582593252},{"$f":"AE19*O19+($A$4-80)*AL19*$A$16/1000","v":20.891571296625223}]

{"sheet":"S4BF_24","index":21,"n_rows":19,"n_cols":45,"rows_kept":19,"cut":false,"hidden":true,"merged":[[2,0,2,1],[2,2,2,15],[3,2,3,3],[3,4,3,5],[3,6,3,7],[3,8,3,9],[3,10,3,11],[3,12,3,13],[3,14,3,15],[4,0,6,0],[4,1,6,1],[4,2,4,3],[4,4,4,5],[4,6,4,7],[4,8,4,9],[5,9,6,9],[4,10,4,11],[4,12,4,13],[4,14,4,15],[5,2,6,2],[5,3,6,3],[5,4,6,4],[5,5,6,5],[5,6,6,6],[5,7,6,7],[5,8,6,8],[23,12,23,13],[23,14,23,15],[5,10,6,10],[5,11,6,11],[5,12,6,12],[5,13,6,13],[5,14,6,14],[5,15,6,15],[35,0,38,0],[41,0,42,1],[7,0,10,0],[11,0,14,0],[15,0,18,0],[22,4,22,15],[23,4,23,5],[23,6,23,7],[23,8,23,9],[23,10,23,11],[24,12,24,13],[24,14,24,15],[25,13,26,13],[25,14,26,14],[25,15,26,15],[27,0,30,0],[31,0,34,0],[24,0,26,0],[24,1,26,1],[24,4,24,5],[24,6,24,7],[25,4,26,4],[25,5,26,5],[25,6,26,6],[25,7,26,7],[25,8,26,8],[25,9,26,9],[25,10,26,10],[25,11,26,11],[25,12,26,12],[24,8,24,9],[24,10,24,11],[41,4,41,15],[42,4,42,5],[42,6,42,7],[42,8,42,9],[42,10,42,11],[42,12,42,13],[42,14,42,15],[63,4,64,4],[63,5,64,5],[62,6,62,7],[62,8,62,9],[62,10,62,11],[44,14,45,14],[44,15,45,15],[50,0,53,0],[43,12,43,13],[43,14,43,15],[44,4,45,4],[44,5,45,5],[44,6,45,6],[44,7,45,7],[44,8,45,8],[44,9,45,9],[44,10,45,10],[44,11,45,11],[43,0,45,0],[43,1,45,1],[43,4,43,5],[43,6,43,7],[43,8,43,9],[43,10,43,11],[46,0,49,0],[44,12,45,12],[44,13,45,13],[73,0,76,0],[79,0,80,1],[79,4,79,15],[80,4,80,5],[80,6,80,7],[80,8,80,9],[80,10,80,11],[80,12,80,13],[63,11,64,11],[80,14,80,15],[63,12,64,12],[63,13,64,13],[63,14,64,14],[63,15,64,15],[65,0,68,0],[69,0,72,0],[54,0,57,0],[60,0,61,1],[60,4,60,15],[61,4,61,5],[61,6,61,7],[61,8,61,9],[61,10,61,11],[62,12,62,13],[62,14,62,15],[61,12,61,13],[61,14,61,15],[62,0,64,0],[62,1,64,1],[62,4,62,5],[63,6,64,6],[63,7,64,7],[63,8,64,8],[63,9,64,9],[63,10,64,10],[82,14,83,14],[82,15,83,15],[84,0,87,0],[82,8,83,8],[82,9,83,9],[82,10,83,10],[82,11,83,11],[82,12,83,12],[81,14,81,15],[81,0,83,0],[81,1,83,1],[81,4,81,5],[81,6,81,7],[82,4,83,4],[82,5,83,5],[82,6,83,6],[82,7,83,7],[82,13,83,13],[81,12,81,13],[81,8,81,9],[81,10,81,11],[101,12,102,12],[101,13,102,13],[101,14,102,14],[101,15,102,15],[100,12,100,13],[100,14,100,15],[101,4,102,4],[101,5,102,5],[88,0,91,0],[92,0,95,0],[98,0,99,1],[98,4,98,15],[99,4,99,5],[99,6,99,7],[99,8,99,9],[99,10,99,11],[99,12,99,13],[99,14,99,15],[100,0,102,0],[100,1,102,1],[100,4,100,5],[100,6,100,7],[100,8,100,9],[100,10,100,11],[103,0,106,0],[119,0,121,0],[107,0,110,0],[101,6,102,6],[101,7,102,7],[101,8,102,8],[101,9,102,9],[101,10,102,10],[101,11,102,11],[119,1,121,1],[119,4,119,5],[120,4,121,4],[120,5,121,5],[120,6,121,6],[119,6,119,7],[119,8,119,9],[119,10,119,11],[120,7,121,7],[120,8,121,8],[120,9,121,9],[120,10,121,10],[120,11,121,11],[130,0,133,0],[111,0,114,0],[117,0,118,1],[117,4,117,15],[118,4,118,5],[118,6,118,7],[118,8,118,9],[118,10,118,11],[119,12,119,13],[119,14,119,15],[118,12,118,13],[118,14,118,15],[120,12,121,12],[120,13,121,13],[120,14,121,14],[120,15,121,15],[122,0,125,0],[126,0,129,0]]}
[]
["S4BF_24"]
["Evaporator Air \n",null,"Condenser  Entering Air Temperature ˚F"]
[80,"°F DB",75,null,85,null,90,null,95,null,100,null,105,null,115]
["CFM","EWB†\n˚F","Capacity Mbtuh",null,"Capacity Mbtuh",null,"Capacity Mbtuh",null,"Capacity Mbtuh",null,"Capacity Mbtuh",null,"Capacity Mbtuh",null,"Capacity Mbtuh"]
[null,null,"Total","Sens.","Total","Sens.","Total","Sens.","Total","Sens.","Total","Sens.","Total","Sens.","Total","Sens."]
[null,null,null,null,null,null,null,null,null,null,null,null,null,null,null,null,null,"Total Factors",null,null,null,null,null,null,"Sens. %",null,null,null,null,null,null,"IDB Adj",null,null,null,null,null,null,"Sens Calc"]
[750,72,{"$f":"R8*$I$14","v":28.420930989507166},{"$f":"IF(AM8>C8,C8,AM8)","v":13.732560525360395},{"$f":"S8*$I$14","v":27.108526241349288},{"$f":"IF(AN8>E8,E8,AN8)","v":13.273554331445471},{"$f":"T8*$I$14","v":26.422983203410823},{"$f":"IF(AO8>G8,G8,AO8)","v":13.047317206217681},{"$f":"U8*$I$14","v":25.737440165472361},{"$f":"IF(AP8>I8,I8,AP8)","v":12.821080080989891},{"$f":"V8*$I$14","v":25.015094447601101},{"$f":"IF(AQ8>K8,K8,AQ8)","v":12.57968358040984},{"$f":"W8*$I$14","v":24.292748729729841},{"$f":"IF(AR8>M8,M8,AR8)","v":12.338287079829787},{"$f":"X8*$I$14","v":22.69746927029469},{"$f":"IF(AS8>O8,O8,AS8)","v":11.806338313105758},null,1.1695856374282785,1.1155772115781599,1.0873655639263713,1.0591539162745827,1.0294277550453128,0.99970159381604273,0.93405223334546039,0.48318475318174381,0.48964499999999994,0.49378668206296489,0.49814900000000001,0.50288371314209479,0.50790000000000002,0.5201610000000001,1.0496763095607777,1.0737237921244438,1.1098246803822216,1.1459255686399996,1.1813250492533334,1.2167245298666662,1.0650402355555555,{"$f":"Y8*C8+($A$4-80)*AF8*$A$8/1000","v":13.732560525360395},{"$f":"Z8*E8+($A$4-80)*AG8*$A$8/1000","v":13.273554331445471},{"$f":"AA8*G8+($A$4-80)*AH8*$A$8/1000","v":13.047317206217681},{"$f":"AB8*I8+($A$4-80)*AI8*$A$8/1000","v":12.821080080989891},{"$f":"AC8*K8+($A$4-80)*AJ8*$A$8/1000","v":12.57968358040984},{"$f":"AD8*M8+($A$4-80)*AK8*$A$8/1000","v":12.338287079829787},{"$f":"AE8*O8+($A$4-80)*AL8*$A$8/1000","v":11.806338313105758}]
[null,69.5,27.38368522557024,15.716235751323516,26.105218633626702,15.237357083839669,25.453771465828407,15.006032425000203,24.802324298030108,14.774707766160736,24.108015169662313,14.526880580741357,23.41370604129451,14.27905339532197,21.87648641025536,13.732689734956038,null,1.1269006265666766,1.074288832659535,1.0474803072357368,1.0206717818119386,0.99209938969803746,0.96352699758413618,0.90026693046318351,0.5739269795815527,0.58369007736300271,0.58954062839551091,0.59569851553526365,0.60257472373843868,0.60985874556288322,0.62773744729493508,1.0496763095607777,1.0737237921244438,1.1098246803822216,1.1459255686399996,1.1813250492533334,1.2167245298666662,1.0650402355555555,{"$f":"Y9*C9+($A$4-80)*AF9*$A$8/1000","v":15.716235751323516},{"$f":"Z9*E9+($A$4-80)*AG9*$A$8/1000","v":15.237357083839669},{"$f":"AA9*G9+($A$4-80)*AH9*$A$8/1000","v":15.006032425000203},{"$f":"AB9*I9+($A$4-80)*AI9*$A$8/1000","v":14.774707766160736},{"$f":"AC9*K9+($A$4-80)*AJ9*$A$8/1000","v":14.526880580741357},{"$f":"AD9*M9+($A$4-80)*AK9*$A$8/1000","v":14.27905339532197},{"$f":"AE9*O9+($A$4-80)*AL9*$A$8/1000","v":13.732689734956038}]
[null,67,26.34643946163331,17.699910977286642,25.101911025904112,17.201159836233867,24.484559728245987,16.964747643782729,23.867208430587858,16.728335451331585,23.200935891723521,16.474077581072869,22.53466335285918,16.219819710814157,21.055503550216038,15.659041156806317,null,1.0842156157050744,1.0330004537409099,1.0075950505451023,0.98218964734929459,0.95477102435076222,0.92735240135222963,0.86648162758090685,0.67181415549763102,0.68525299999999989,0.69287533989070593,0.70089199999999996,0.71006090693736512,0.71977199999999997,0.743703,1.0496763095607777,1.0737237921244438,1.1098246803822216,1.1459255686399996,1.1813250492533334,1.2167245298666662,1.0650402355555555,{"$f":"Y10*C10+($A$4-80)*AF10*$A$8/1000","v":17.699910977286642},{"$f":"Z10*E10+($A$4-80)*AG10*$A$8/1000","v":17.201159836233867},{"$f":"AA10*G10+($A$4-80)*AH10*$A$8/1000","v":16.964747643782729},{"$f":"AB10*I10+($A$4-80)*AI10*$A$8/1000","v":16.728335451331585},{"$f":"AC10*K10+($A$4-80)*AJ10*$A$8/1000","v":16.474077581072869},{"$f":"AD10*M10+($A$4-80)*AK10*$A$8/1000","v":16.219819710814157},{"$f":"AE10*O10+($A$4-80)*AL10*$A$8/1000","v":15.659041156806317}]
[null,62,24.468667202098441,21.403672634155409,23.334289731965843,20.990897017053712,22.787911483732771,20.891841751096333,22.241533235499706,20.792786485138961,21.662623603520373,20.661526482463525,21.083713971541044,20.530266479788093,19.904041564302446,19.381560473239503,null,1.0069410371233927,0.96025883670641321,0.93777413513303587,0.91528943355965864,0.89146599191441867,0.86764255026917869,0.81909636067088254,0.87473798459769903,0.89957300000000007,0.91679493164654635,0.934863,0.95378689398941685,0.97375,0.97374999999999989,1.0496763095607777,1.0737237921244438,1.1098246803822216,1.1459255686399996,1.1813250492533334,1.2167245298666662,1.0650402355555555,{"$f":"Y11*C11+($A$4-80)*AF11*$A$8/1000","v":21.403672634155409},{"$f":"Z11*E11+($A$4-80)*AG11*$A$8/1000","v":20.990897017053712},{"$f":"AA11*G11+($A$4-80)*AH11*$A$8/1000","v":20.891841751096333},{"$f":"AB11*I11+($A$4-80)*AI11*$A$8/1000","v":20.792786485138961},{"$f":"AC11*K11+($A$4-80)*AJ11*$A$8/1000","v":20.661526482463525},{"$f":"AD11*M11+($A$4-80)*AK11*$A$8/1000","v":20.530266479788093},{"$f":"AE11*O11+($A$4-80)*AL11*$A$8/1000","v":19.381560473239503}]
[850,72,28.927160009111386,14.421076853429387,27.531583228754911,13.954630743743484,26.843507212845363,13.724448869726897,26.155431196935819,13.494266995710307,25.411977329305529,13.246056003833495,24.668523461675242,12.997845011956683,23.028842388394043,12.449392195165819,null,1.1904181073708389,1.1329869641462926,1.1046710787179161,1.0763551932895399,1.0457603839220382,1.0151655745545367,0.94768898717670957,0.49853068358204128,0.50685899999999995,0.51127629340324676,0.51592599999999988,0.52125247209936376,0.52689999999999992,0.54059999999999997,0.94511957830273563,0.96418212867450925,0.96959379376470578,0.97500545885490231,1.0459485865549023,1.1168917142549006,0.96570992968627467,{"$f":"Y12*C12+($A$4-80)*AF12*$A$12/1000","v":14.421076853429387},{"$f":"Z12*E12+($A$4-80)*AG12*$A$12/1000","v":13.954630743743484},{"$f":"AA12*G12+($A$4-80)*AH12*$A$12/1000","v":13.724448869726897},{"$f":"AB12*I12+($A$4-80)*AI12*$A$12/1000","v":13.494266995710307},{"$f":"AC12*K12+($A$4-80)*AJ12*$A$12/1000","v":13.246056003833495},{"$f":"AD12*M12+($A$4-80)*AK12*$A$12/1000","v":12.997845011956683},{"$f":"AE12*O12+($A$4-80)*AL12*$A$12/1000","v":12.449392195165819}]
[null,69.5,27.885619000137815,16.627980966001072,26.551519418884617,16.13763727168309,25.889617508676267,15.900985834769127,25.22771559846791,15.664334397855153,24.511528493702812,15.408885148708677,23.795341388937715,15.153435899562201,22.221170079261586,14.587298675002552,null,1.147556337454231,1.0926551201187085,1.0654163583817393,1.0381775966447699,1.0087048762840662,0.97923215592336277,0.91445144359101183,0.59629233856773611,0.60778583014745624,0.61418388392336443,0.62091767035801115,0.62863828147915501,0.63682363921061147,0.65645952139201169,0.94511957830273563,0.96418212867450925,0.96959379376470578,0.97500545885490231,1.0459485865549023,1.1168917142549006,0.96570992968627467,{"$f":"Y13*C13+($A$4-80)*AF13*$A$12/1000","v":16.627980966001072},{"$f":"Z13*E13+($A$4-80)*AG13*$A$12/1000","v":16.13763727168309},{"$f":"AA13*G13+($A$4-80)*AH13*$A$12/1000","v":15.900985834769127},{"$f":"AB13*I13+($A$4-80)*AI13*$A$12/1000","v":15.664334397855153},{"$f":"AC13*K13+($A$4-80)*AJ13*$A$12/1000","v":15.408885148708677},{"$f":"AD13*M13+($A$4-80)*AK13*$A$12/1000","v":15.153435899562201},{"$f":"AE13*O13+($A$4-80)*AL13*$A$12/1000","v":14.587298675002552}]
[null,67,26.844077991164244,18.834885078572761,25.571455609014322,18.320643799622697,24.93572780450716,18.077522799811351,24.3,17.834401799999998,23.611079658100095,17.57171429358386,22.922159316200187,17.309026787167721,21.413497770129133,16.725205154839287,null,1.1046945675376232,1.0523232760911243,1.026161638045562,1,0.97164936864609441,0.94329873729218872,0.88121390000531408,0.70164023084615834,0.71644899999999989,0.72496471494783554,0.73392599999999997,0.74421477323488883,0.75512200000000007,0.78105899999999984,0.94511957830273563,0.96418212867450925,0.96959379376470578,0.97500545885490231,1.0459485865549023,1.1168917142549006,0.96570992968627467,{"$f":"Y14*C14+($A$4-80)*AF14*$A$12/1000","v":18.834885078572761},{"$f":"Z14*E14+($A$4-80)*AG14*$A$12/1000","v":18.320643799622697},{"$f":"AA14*G14+($A$4-80)*AH14*$A$12/1000","v":18.077522799811351},{"$f":"AB14*I14+($A$4-80)*AI14*$A$12/1000","v":17.834401799999998},{"$f":"AC14*K14+($A$4-80)*AJ14*$A$12/1000","v":17.57171429358386},{"$f":"AD14*M14+($A$4-80)*AK14*$A$12/1000","v":17.309026787167721},{"$f":"AE14*O14+($A$4-80)*AL14*$A$12/1000","v":16.725205154839287}]
[null,62,25.163303098919975,22.600850551318622,24.009055196968522,22.162614797990461,23.458604317487829,21.934045090251114,{"$f":"U15*$I$14","v":22.908153438007137},21.705475382511761,22.348414972632472,21.732777125926898,21.788676507257811,21.760078869342031,20.540166698687422,20.513207729895395,null,1.0355268764987644,0.98802696283821068,0.96537466327110411,0.94272236370399742,0.91968785895606886,0.8966533542081403,0.84527434974022309,0.89816708333051332,0.92309400000000008,0.93501065934684813,0.94750000000000001,0.9724527288642405,0.99868749999999984,0.99868749999999995,0.94511957830273563,0.96418212867450925,0.96959379376470578,0.97500545885490231,1.0459485865549023,1.1168917142549006,0.96570992968627467,{"$f":"Y15*C15+($A$4-80)*AF15*$A$12/1000","v":22.600850551318622},{"$f":"Z15*E15+($A$4-80)*AG15*$A$12/1000","v":22.162614797990461},{"$f":"AA15*G15+($A$4-80)*AH15*$A$12/1000","v":21.934045090251114},{"$f":"AB15*I15+($A$4-80)*AI15*$A$12/1000","v":21.705475382511761},{"$f":"AC15*K15+($A$4-80)*AJ15*$A$12/1000","v":21.732777125926898},{"$f":"AD15*M15+($A$4-80)*AK15*$A$12/1000","v":21.760078869342031},{"$f":"AE15*O15+($A$4-80)*AL15*$A$12/1000","v":20.513207729895395}]
[950,72,29.395888779328633,15.102577187544577,27.907357960700317,14.625939326265469,27.203140418504454,14.389931000016963,{"$f":"U16*$I$14","v":26.49892287630859},14.153922673768461,25.738234825227995,13.899041220986946,24.977546774147399,13.644159768205435,23.310052609419007,13.082160965668571,null,1.2097073571740178,1.1484509448847866,1.1194707991154096,1.0904906533460326,1.0591866183221397,1.0278825832982468,0.9592614242559262,0.51376494519073024,0.52408900000000003,0.52898050661196705,0.53413200000000005,0.5400153241030905,0.54625699999999999,0.56122399999999995,0.9043377707760355,0.89028712255204678,0.90327414190760258,0.91626116126315837,0.91524470244795297,0.91422824363274835,0.77552690729941409,{"$f":"Y16*C16+($A$4-80)*AF16*$A$16/1000","v":15.102577187544577},{"$f":"Z16*E16+($A$4-80)*AG16*$A$16/1000","v":14.625939326265469},{"$f":"AA16*G16+($A$4-80)*AH16*$A$16/1000","v":14.389931000016963},{"$f":"AB16*I16+($A$4-80)*AI16*$A$16/1000","v":14.153922673768461},{"$f":"AC16*K16+($A$4-80)*AJ16*$A$16/1000","v":13.899041220986946},{"$f":"AD16*M16+($A$4-80)*AK16*$A$16/1000","v":13.644159768205435},{"$f":"AE16*O16+($A$4-80)*AL16*$A$16/1000","v":13.082160965668571}]
[null,69.5,28.350468535424742,17.522106281278099,26.938369721174169,17.017065303596819,26.26149344119559,16.773783317539539,{"$f":"U17*$I$14","v":25.584617161217},16.53050133148226,24.852189197696141,16.26672747437161,24.119761234175272,16.00295361726096,22.5163861784796,15.416180031048551,null,1.1666859479598659,1.1085748856450275,1.080719894699407,1.0528649037537861,1.0227238352961374,0.99258276683848856,0.92660025425841974,0.61805349916470387,0.63170360640722145,0.63872160793517652,0.64611095125317641,0.6545390164613577,0.66347894002310381,0.68466493285600216,0.9043377707760355,0.89028712255204678,0.90327414190760258,0.91626116126315837,0.91524470244795297,0.91422824363274835,0.77552690729941409,{"$f":"Y17*C17+($A$4-80)*AF17*$A$16/1000","v":17.522106281278099},{"$f":"Z17*E17+($A$4-80)*AG17*$A$16/1000","v":17.017065303596819},{"$f":"AA17*G17+($A$4-80)*AH17*$A$16/1000","v":16.773783317539539},{"$f":"AB17*I17+($A$4-80)*AI17*$A$16/1000","v":16.53050133148226},{"$f":"AC17*K17+($A$4-80)*AJ17*$A$16/1000","v":16.26672747437161},{"$f":"AD17*M17+($A$4-80)*AK17*$A$16/1000","v":16.00295361726096},{"$f":"AE17*O17+($A$4-80)*AL17*$A$16/1000","v":15.416180031048551}]
[null,67,27.305048291520851,19.941635375011618,25.969381481648018,19.408191280928165,25.319846463886716,19.157635635062114,{"$f":"U18*$I$14","v":24.670311446125417},18.90707998919606,23.966143570164284,18.634413727756268,23.261975694203155,18.361747466316487,21.722719747540193,17.750199096428528,null,1.123664538745714,1.0686988264052681,1.041968990283404,1.0152391541615398,0.98626105227013516,0.95728295037873057,0.89393908426091329,0.73032778269079923,0.74734900000000004,0.75662526873479807,0.76639000000000002,0.77753075596836763,0.7893460000000001,0.81712600000000002,0.9043377707760355,0.89028712255204678,0.90327414190760258,0.91626116126315837,0.91524470244795297,0.91422824363274835,0.77552690729941409,{"$f":"Y18*C18+($A$4-80)*AF18*$A$16/1000","v":19.941635375011618},{"$f":"Z18*E18+($A$4-80)*AG18*$A$16/1000","v":19.408191280928165},{"$f":"AA18*G18+($A$4-80)*AH18*$A$16/1000","v":19.157635635062114},{"$f":"AB18*I18+($A$4-80)*AI18*$A$16/1000","v":18.90707998919606},{"$f":"AC18*K18+($A$4-80)*AJ18*$A$16/1000","v":18.634413727756268},{"$f":"AD18*M18+($A$4-80)*AK18*$A$16/1000","v":18.361747466316487},{"$f":"AE18*O18+($A$4-80)*AL18*$A$16/1000","v":17.750199096428528}]
[null,62,25.637213889152967,23.938603567456241,24.6265058270961,23.333614271173552,24.092494471310086,23.13684360245756,{"$f":"U19*$I$14","v":23.558483115524069},22.940072933741561,22.973315537969118,22.649418224978842,22.38814796041417,22.358763516216126,21.090567911933384,21.06288654154897,null,1.0550293781544431,1.0134364537899629,0.99146067783169078,0.96948490187341851,0.94540393160366742,0.92132296133391645,0.86792460542935734,0.93374434799970973,0.9474999999999999,0.96033408371264595,0.97375,0.98590115073050932,0.99868750000000006,0.99868749999999995,0.9043377707760355,0.89028712255204678,0.90327414190760258,0.91626116126315837,0.91524470244795297,0.91422824363274835,0.77552690729941409,{"$f":"Y19*C19+($A$4-80)*AF19*$A$16/1000","v":23.938603567456241},{"$f":"Z19*E19+($A$4-80)*AG19*$A$16/1000","v":23.333614271173552},{"$f":"AA19*G19+($A$4-80)*AH19*$A$16/1000","v":23.13684360245756},{"$f":"AB19*I19+($A$4-80)*AI19*$A$16/1000","v":22.940072933741561},{"$f":"AC19*K19+($A$4-80)*AJ19*$A$16/1000","v":22.649418224978842},{"$f":"AD19*M19+($A$4-80)*AK19*$A$16/1000","v":22.358763516216126},{"$f":"AE19*O19+($A$4-80)*AL19*$A$16/1000","v":21.06288654154897}]

{"sheet":"S4BF_36","index":22,"n_rows":19,"n_cols":45,"rows_kept":19,"cut":false,"hidden":true,"merged":[[2,0,2,1],[2,2,2,15],[3,2,3,3],[3,4,3,5],[3,6,3,7],[3,8,3,9],[3,10,3,11],[3,12,3,13],[3,14,3,15],[4,0,6,0],[4,1,6,1],[4,2,4,3],[4,4,4,5],[4,6,4,7],[4,8,4,9],[5,9,6,9],[4,10,4,11],[4,12,4,13],[4,14,4,15],[5,2,6,2],[5,3,6,3],[5,4,6,4],[5,5,6,5],[5,6,6,6],[5,7,6,7],[5,8,6,8],[23,12,23,13],[23,14,23,15],[5,10,6,10],[5,11,6,11],[5,12,6,12],[5,13,6,13],[5,14,6,14],[5,15,6,15],[35,0,38,0],[41,0,42,1],[7,0,10,0],[11,0,14,0],[15,0,18,0],[22,4,22,15],[23,4,23,5],[23,6,23,7],[23,8,23,9],[23,10,23,11],[24,12,24,13],[24,14,24,15],[25,13,26,13],[25,14,26,14],[25,15,26,15],[27,0,30,0],[31,0,34,0],[24,0,26,0],[24,1,26,1],[24,4,24,5],[24,6,24,7],[25,4,26,4],[25,5,26,5],[25,6,26,6],[25,7,26,7],[25,8,26,8],[25,9,26,9],[25,10,26,10],[25,11,26,11],[25,12,26,12],[24,8,24,9],[24,10,24,11],[41,4,41,15],[42,4,42,5],[42,6,42,7],[42,8,42,9],[42,10,42,11],[42,12,42,13],[42,14,42,15],[63,4,64,4],[63,5,64,5],[62,6,62,7],[62,8,62,9],[62,10,62,11],[44,14,45,14],[44,15,45,15],[50,0,53,0],[43,12,43,13],[43,14,43,15],[44,4,45,4],[44,5,45,5],[44,6,45,6],[44,7,45,7],[44,8,45,8],[44,9,45,9],[44,10,45,10],[44,11,45,11],[43,0,45,0],[43,1,45,1],[43,4,43,5],[43,6,43,7],[43,8,43,9],[43,10,43,11],[46,0,49,0],[44,12,45,12],[44,13,45,13],[73,0,76,0],[79,0,80,1],[79,4,79,15],[80,4,80,5],[80,6,80,7],[80,8,80,9],[80,10,80,11],[80,12,80,13],[63,11,64,11],[80,14,80,15],[63,12,64,12],[63,13,64,13],[63,14,64,14],[63,15,64,15],[65,0,68,0],[69,0,72,0],[54,0,57,0],[60,0,61,1],[60,4,60,15],[61,4,61,5],[61,6,61,7],[61,8,61,9],[61,10,61,11],[62,12,62,13],[62,14,62,15],[61,12,61,13],[61,14,61,15],[62,0,64,0],[62,1,64,1],[62,4,62,5],[63,6,64,6],[63,7,64,7],[63,8,64,8],[63,9,64,9],[63,10,64,10],[82,14,83,14],[82,15,83,15],[84,0,87,0],[82,8,83,8],[82,9,83,9],[82,10,83,10],[82,11,83,11],[82,12,83,12],[81,14,81,15],[81,0,83,0],[81,1,83,1],[81,4,81,5],[81,6,81,7],[82,4,83,4],[82,5,83,5],[82,6,83,6],[82,7,83,7],[82,13,83,13],[81,12,81,13],[81,8,81,9],[81,10,81,11],[101,12,102,12],[101,13,102,13],[101,14,102,14],[101,15,102,15],[100,12,100,13],[100,14,100,15],[101,4,102,4],[101,5,102,5],[88,0,91,0],[92,0,95,0],[98,0,99,1],[98,4,98,15],[99,4,99,5],[99,6,99,7],[99,8,99,9],[99,10,99,11],[99,12,99,13],[99,14,99,15],[100,0,102,0],[100,1,102,1],[100,4,100,5],[100,6,100,7],[100,8,100,9],[100,10,100,11],[103,0,106,0],[119,0,121,0],[107,0,110,0],[101,6,102,6],[101,7,102,7],[101,8,102,8],[101,9,102,9],[101,10,102,10],[101,11,102,11],[119,1,121,1],[119,4,119,5],[120,4,121,4],[120,5,121,5],[120,6,121,6],[119,6,119,7],[119,8,119,9],[119,10,119,11],[120,7,121,7],[120,8,121,8],[120,9,121,9],[120,10,121,10],[120,11,121,11],[130,0,133,0],[111,0,114,0],[117,0,118,1],[117,4,117,15],[118,4,118,5],[118,6,118,7],[118,8,118,9],[118,10,118,11],[119,12,119,13],[119,14,119,15],[118,12,118,13],[118,14,118,15],[120,12,121,12],[120,13,121,13],[120,14,121,14],[120,15,121,15],[122,0,125,0],[126,0,129,0]]}
[]
["S4BF_36"]
["Evaporator Air \n",null,"Condenser  Entering Air Temperature ˚F"]
[80,"°F DB",75,null,85,null,90,null,95,null,100,null,105,null,115]
["CFM","EWB†\n˚F","Capacity Mbtuh",null,"Capacity Mbtuh",null,"Capacity Mbtuh",null,"Capacity Mbtuh",null,"Capacity Mbtuh",null,"Capacity Mbtuh",null,"Capacity Mbtuh"]
[null,null,"Total","Sens.","Total","Sens.","Total","Sens.","Total","Sens.","Total","Sens.","Total","Sens.","Total","Sens."]
[null,null,null,null,null,null,null,null,null,null,null,null,null,null,null,null,null,"Total Factors",null,null,null,null,null,null,"Sens. %",null,null,null,null,null,null,"IDB Adj",null,null,null,null,null,null,"Sens Calc"]
[1150,72,{"$f":"R8*$I$14","v":28.703892470286725},{"$f":"IF(AM8>C8,C8,AM8)","v":14.027196082092219},{"$f":"S8*$I$14","v":27.378421296153636},{"$f":"IF(AN8>E8,E8,AN8)","v":13.558341794281205},{"$f":"T8*$I$14","v":26.71720009106917},{"$f":"IF(AO8>G8,G8,AO8)","v":13.344157169316652},{"$f":"U8*$I$14","v":26.055978885984704},{"$f":"IF(AP8>I8,I8,AP8)","v":13.129972544352096},{"$f":"V8*$I$14","v":25.328595176360537},{"$f":"IF(AQ8>K8,K8,AQ8)","v":12.892011941431443},{"$f":"W8*$I$14","v":24.601211466736366},{"$f":"IF(AR8>M8,M8,AR8)","v":12.654051338510785},{"$f":"X8*$I$14","v":22.98201373356078},{"$f":"IF(AS8>O8,O8,AS8)","v":12.128918621982837},null,1.1733450707912148,1.1191630440763771,1.0921339349584549,1.0651048258405327,1.0353711550101801,1.0056374841798272,0.93944863258680478,0.48868619810406155,0.49522000000000005,0.4994594165493127,0.50391399999999997,0.50899040596865408,0.51436700000000002,0.52775700000000003,0.99766606937390956,1.0218935396637678,1.0548928658628023,1.0878921920618352,1.1267330168009662,1.1655738415400971,1.0115067066357495,{"$f":"Y8*C8+($A$4-80)*AF8*$A$8/1000","v":14.027196082092219},{"$f":"Z8*E8+($A$4-80)*AG8*$A$8/1000","v":13.558341794281205},{"$f":"AA8*G8+($A$4-80)*AH8*$A$8/1000","v":13.344157169316652},{"$f":"AB8*I8+($A$4-80)*AI8*$A$8/1000","v":13.129972544352096},{"$f":"AC8*K8+($A$4-80)*AJ8*$A$8/1000","v":12.892011941431443},{"$f":"AD8*M8+($A$4-80)*AK8*$A$8/1000","v":12.654051338510785},{"$f":"AE8*O8+($A$4-80)*AL8*$A$8/1000","v":12.128918621982837}]
[null,69.5,27.646070133817208,16.011118698087976,26.355359171022947,15.523157866916801,25.728228818989713,15.304340233605206,25.101098466956476,15.085522600293608,24.404036434133051,14.840734882658905,23.70697440130964,14.595947165024201,22.151919971110992,14.054781699947892,null,1.1301038753486736,1.077342761239201,1.051707202993452,1.0260716447477027,0.99757745006328058,0.96908325537885898,0.90551642546635136,0.57914628084889597,0.58899435845989612,0.59484624228424332,0.60099053514141831,0.6081262385718168,0.61568156770852545,0.63447239418872814,0.99766606937390956,1.0218935396637678,1.0548928658628023,1.0878921920618352,1.1267330168009662,1.1655738415400971,1.0115067066357495,{"$f":"Y9*C9+($A$4-80)*AF9*$A$8/1000","v":16.011118698087976},{"$f":"Z9*E9+($A$4-80)*AG9*$A$8/1000","v":15.523157866916801},{"$f":"AA9*G9+($A$4-80)*AH9*$A$8/1000","v":15.304340233605206},{"$f":"AB9*I9+($A$4-80)*AI9*$A$8/1000","v":15.085522600293608},{"$f":"AC9*K9+($A$4-80)*AJ9*$A$8/1000","v":14.840734882658905},{"$f":"AD9*M9+($A$4-80)*AK9*$A$8/1000","v":14.595947165024201},{"$f":"AE9*O9+($A$4-80)*AL9*$A$8/1000","v":14.054781699947892}]
[null,67,26.588247797347691,17.995041314083728,25.332297045892258,17.487973939552397,24.739257546910252,17.264523297893756,24.146218047928244,17.041072656235119,23.479477691905576,16.789457823886369,22.812737335882908,16.537842991537619,21.321826208661204,15.980644777912948,null,1.0868626799061325,1.0355224784020249,1.0112804710284489,0.98703846365487258,0.95978374511638143,0.93252902657789039,0.87158421834589783,0.67680433292331599,0.69034299999999993,0.69785939473555325,0.70574500000000007,0.71506947659548858,0.724939,0.74949700000000008,0.99766606937390956,1.0218935396637678,1.0548928658628023,1.0878921920618352,1.1267330168009662,1.1655738415400971,1.0115067066357495,{"$f":"Y10*C10+($A$4-80)*AF10*$A$8/1000","v":17.995041314083728},{"$f":"Z10*E10+($A$4-80)*AG10*$A$8/1000","v":17.487973939552397},{"$f":"AA10*G10+($A$4-80)*AH10*$A$8/1000","v":17.264523297893756},{"$f":"AB10*I10+($A$4-80)*AI10*$A$8/1000","v":17.041072656235119},{"$f":"AC10*K10+($A$4-80)*AJ10*$A$8/1000","v":16.789457823886369},{"$f":"AD10*M10+($A$4-80)*AK10*$A$8/1000","v":16.537842991537619},{"$f":"AE10*O10+($A$4-80)*AL10*$A$8/1000","v":15.980644777912948}]
[null,62,24.731227989495778,21.699982808416852,23.584678093325266,21.281492769443496,23.053257895366755,21.179187201930709,22.521837697408248,21.07688163441793,21.934351002723822,20.967739557569772,21.3468643080394,20.858597480721617,20.138977933197602,19.685850929700653,null,1.010952242317912,0.96408408077917795,0.94236092004622252,0.92063775931326708,0.89662273702745843,0.87260771474164978,0.82323226764981017,0.8774324840494615,0.90234400000000003,0.91870690459708537,0.93584199999999995,0.95593161406808813,0.97712700000000008,0.97749999999999992,0.99766606937390956,1.0218935396637678,1.0548928658628023,1.0878921920618352,1.1267330168009662,1.1655738415400971,1.0115067066357495,{"$f":"Y11*C11+($A$4-80)*AF11*$A$8/1000","v":21.699982808416852},{"$f":"Z11*E11+($A$4-80)*AG11*$A$8/1000","v":21.281492769443496},{"$f":"AA11*G11+($A$4-80)*AH11*$A$8/1000","v":21.179187201930709},{"$f":"AB11*I11+($A$4-80)*AI11*$A$8/1000","v":21.07688163441793},{"$f":"AC11*K11+($A$4-80)*AJ11*$A$8/1000","v":20.967739557569772},{"$f":"AD11*M11+($A$4-80)*AK11*$A$8/1000","v":20.858597480721617},{"$f":"AE11*O11+($A$4-80)*AL11*$A$8/1000","v":19.685850929700653}]
[1250,72,29.085316158117418,14.530360829321371,27.682109211192437,14.060379956876494,27.023344701342655,13.84544714022925,26.364580191492877,13.630514323582011,25.617105426319267,13.388288110716472,24.86963066114566,13.146061897850936,23.222635253122764,12.615557265447425,null,1.1889367402646993,1.1315770648764654,1.1046483794640403,1.0777196940516152,1.0471647499037033,1.0166098057557917,0.94928465305673249,0.49957720075413703,0.5079229999999999,0.51235135003630172,0.51700100000000004,0.52263079250793154,0.52859900000000004,0.54324400000000006,0.9586051483011101,0.97756840497955622,0.99523271263111146,1.0128970202826661,1.0651968364462217,1.117496652609778,0.96540113677866712,{"$f":"Y12*C12+($A$4-80)*AF12*$A$12/1000","v":14.530360829321371},{"$f":"Z12*E12+($A$4-80)*AG12*$A$12/1000","v":14.060379956876494},{"$f":"AA12*G12+($A$4-80)*AH12*$A$12/1000","v":13.84544714022925},{"$f":"AB12*I12+($A$4-80)*AI12*$A$12/1000","v":13.630514323582011},{"$f":"AC12*K12+($A$4-80)*AJ12*$A$12/1000","v":13.388288110716472},{"$f":"AD12*M12+($A$4-80)*AK12*$A$12/1000","v":13.146061897850936},{"$f":"AE12*O12+($A$4-80)*AL12*$A$12/1000","v":12.615557265447425}]
[null,69.5,28.024215747032681,16.671426824181321,26.683479424971111,16.179621431904057,26.048709760358779,15.95780220672253,25.413940095746437,15.735982981541007,24.694683672412371,15.485675537024505,23.975427249078304,15.235368092508002,22.393416478016839,14.686817202661034,null,1.1455615451322054,1.0907555164254663,1.0648076817256371,1.0388598470258075,1.0094583998239146,0.98005695262202175,0.91538821328344255,0.5948936082518762,0.60635351088294487,0.61261392036419759,0.61918706514047217,0.62708539791195239,0.63545762643682191,0.65585424256628211,0.9586051483011101,0.97756840497955622,0.99523271263111146,1.0128970202826661,1.0651968364462217,1.117496652609778,0.96540113677866712,{"$f":"Y13*C13+($A$4-80)*AF13*$A$12/1000","v":16.671426824181321},{"$f":"Z13*E13+($A$4-80)*AG13*$A$12/1000","v":16.179621431904057},{"$f":"AA13*G13+($A$4-80)*AH13*$A$12/1000","v":15.95780220672253},{"$f":"AB13*I13+($A$4-80)*AI13*$A$12/1000","v":15.735982981541007},{"$f":"AC13*K13+($A$4-80)*AJ13*$A$12/1000","v":15.485675537024505},{"$f":"AD13*M13+($A$4-80)*AK13*$A$12/1000","v":15.235368092508002},{"$f":"AE13*O13+($A$4-80)*AL13*$A$12/1000","v":14.686817202661034}]
[null,67,26.963115335947954,18.812492819041271,25.684849638749796,18.298862906931625,25.0740748193749,18.070157273215809,24.4633,17.841451639499997,23.772261918505478,17.583062963332537,23.081223837010953,17.324674287165074,21.564197702910914,16.758077139874644,null,1.102186349999712,1.0499339679744677,1.024966983987234,1,0.97175204974412599,0.94350409948825187,0.88149177351015251,0.69771213691913214,0.7124379999999999,0.72067094811621457,0.72931499999999994,0.73964619032087275,0.75059600000000004,0.77712500000000007,0.9586051483011101,0.97756840497955622,0.99523271263111146,1.0128970202826661,1.0651968364462217,1.117496652609778,0.96540113677866712,{"$f":"Y14*C14+($A$4-80)*AF14*$A$12/1000","v":18.812492819041271},{"$f":"Z14*E14+($A$4-80)*AG14*$A$12/1000","v":18.298862906931625},{"$f":"AA14*G14+($A$4-80)*AH14*$A$12/1000","v":18.070157273215809},{"$f":"AB14*I14+($A$4-80)*AI14*$A$12/1000","v":17.841451639499997},{"$f":"AC14*K14+($A$4-80)*AJ14*$A$12/1000","v":17.583062963332537},{"$f":"AD14*M14+($A$4-80)*AK14*$A$12/1000","v":17.324674287165074},{"$f":"AE14*O14+($A$4-80)*AL14*$A$12/1000","v":16.758077139874644}]
[null,62,25.176062657753924,22.663017935873604,24.021229471193532,22.223576742487296,23.47735753026468,22.062286938552816,{"$f":"U15*$I$14","v":22.933485589335827},21.900997134618336,22.38234452278105,21.853820243478172,21.831203456226273,21.806643352338014,20.601644317944203,20.578467468086515,null,1.029135997913361,0.98192923567930457,0.95969707808287019,0.93746492048643593,0.91493561877510599,0.89240631706377604,0.84214494029604359,0.9001811857539872,0.9251640000000001,0.93972615572737717,0.95497899999999991,0.97638655419833531,0.99887499999999985,0.99887499999999996,0.9586051483011101,0.97756840497955622,0.99523271263111146,1.0128970202826661,1.0651968364462217,1.117496652609778,0.96540113677866712,{"$f":"Y15*C15+($A$4-80)*AF15*$A$12/1000","v":22.663017935873604},{"$f":"Z15*E15+($A$4-80)*AG15*$A$12/1000","v":22.223576742487296},{"$f":"AA15*G15+($A$4-80)*AH15*$A$12/1000","v":22.062286938552816},{"$f":"AB15*I15+($A$4-80)*AI15*$A$12/1000","v":21.900997134618336},{"$f":"AC15*K15+($A$4-80)*AJ15*$A$12/1000","v":21.853820243478172},{"$f":"AD15*M15+($A$4-80)*AK15*$A$12/1000","v":21.806643352338014},{"$f":"AE15*O15+($A$4-80)*AL15*$A$12/1000","v":20.578467468086515}]
[1350,72,29.446750014602074,15.031254005583842,27.955643716227375,14.556867106407905,27.283586129422773,14.339084140717032,{"$f":"U16*$I$14","v":26.611528542618174},14.121301175026163,25.855337557365324,13.877679193085118,25.099146572112478,13.634057211144073,23.424959249711112,13.097972264638967,null,1.2037112742190168,1.1427584878666155,1.1152864139107468,1.0878143399548783,1.0569030980025313,1.0259918560501844,0.95755516425466358,0.51045544917962538,0.52071299999999998,0.52555716366235605,0.53064599999999995,0.53674329961056066,0.54320799999999991,0.55914599999999992,0.99625516718767448,0.98008528931851802,0.98604804069382657,0.99201079206913623,0.9813342786238678,0.97065776517859947,0.82378093662222218,{"$f":"Y16*C16+($A$4-80)*AF16*$A$16/1000","v":15.031254005583842},{"$f":"Z16*E16+($A$4-80)*AG16*$A$16/1000","v":14.556867106407905},{"$f":"AA16*G16+($A$4-80)*AH16*$A$16/1000","v":14.339084140717032},{"$f":"AB16*I16+($A$4-80)*AI16*$A$16/1000","v":14.121301175026163},{"$f":"AC16*K16+($A$4-80)*AJ16*$A$16/1000","v":13.877679193085118},{"$f":"AD16*M16+($A$4-80)*AK16*$A$16/1000","v":13.634057211144073},{"$f":"AE16*O16+($A$4-80)*AL16*$A$16/1000","v":13.097972264638967}]
[null,69.5,28.378857579710306,17.322520004567846,26.965326309772745,16.822989537241551,26.316321274142965,16.597866599360557,{"$f":"U17*$I$14","v":25.66731623851318},16.372743661479568,24.940269062482805,16.120358463182324,24.213221886452438,15.86797326488508,22.605971095856493,15.308998192216357,null,1.1600584377295911,1.1022767292136688,1.0757469872888352,1.0492172453640016,1.0194973312056348,0.98977741704726818,0.92407692730974533,0.61040230234471182,0.62387487338302972,0.6307061852018333,0.63788296015586798,0.64635864283564959,0.65534332189651245,0.67721037628958058,0.99625516718767448,0.98008528931851802,0.98604804069382657,0.99201079206913623,0.9813342786238678,0.97065776517859947,0.82378093662222218,{"$f":"Y17*C17+($A$4-80)*AF17*$A$16/1000","v":17.322520004567846},{"$f":"Z17*E17+($A$4-80)*AG17*$A$16/1000","v":16.822989537241551},{"$f":"AA17*G17+($A$4-80)*AH17*$A$16/1000","v":16.597866599360557},{"$f":"AB17*I17+($A$4-80)*AI17*$A$16/1000","v":16.372743661479568},{"$f":"AC17*K17+($A$4-80)*AJ17*$A$16/1000","v":16.120358463182324},{"$f":"AD17*M17+($A$4-80)*AK17*$A$16/1000","v":15.86797326488508},{"$f":"AE17*O17+($A$4-80)*AL17*$A$16/1000","v":15.308998192216357}]
[null,67,27.310965144818542,19.613786003551851,25.975008903318109,19.089111968075191,25.34905641886315,18.856649058004081,{"$f":"U18*$I$14","v":24.723103934408186},18.624186147932967,24.025200567600287,18.36303773327953,23.327297200792387,18.101889318626085,21.786982942001874,17.520024119793749,null,1.1164056012401655,1.0617949705607219,1.0362075606669234,1.0106201507731249,0.98209156440873824,0.95356297804435164,0.89059869036482708,0.71816524606685295,0.73490300000000008,0.74387972263820301,0.75331100000000006,0.76432401392908278,0.77599599999999991,0.80415100000000006,0.99625516718767448,0.98008528931851802,0.98604804069382657,0.99201079206913623,0.9813342786238678,0.97065776517859947,0.82378093662222218,{"$f":"Y18*C18+($A$4-80)*AF18*$A$16/1000","v":19.613786003551851},{"$f":"Z18*E18+($A$4-80)*AG18*$A$16/1000","v":19.089111968075191},{"$f":"AA18*G18+($A$4-80)*AH18*$A$16/1000","v":18.856649058004081},{"$f":"AB18*I18+($A$4-80)*AI18*$A$16/1000","v":18.624186147932967},{"$f":"AC18*K18+($A$4-80)*AJ18*$A$16/1000","v":18.36303773327953},{"$f":"AD18*M18+($A$4-80)*AK18*$A$16/1000","v":18.101889318626085},{"$f":"AE18*O18+($A$4-80)*AL18*$A$16/1000","v":17.520024119793749}]
[null,62,25.42989296287578,23.932974118446779,24.427358212182913,23.328127092634681,23.926932758212732,23.113768991265889,{"$f":"U19*$I$14","v":23.426507304242559},22.899410889897105,22.855275182138335,22.579192200744338,22.284043060034115,22.258973511591577,21.012080688934134,20.988442098159084,null,1.0395119613002244,0.9985307874319046,0.97807461618885161,0.95761844494579873,0.93426786991690969,0.91091729488802065,0.85892257745006328,0.9411354642107892,0.95499999999999996,0.96601470923314514,0.97750000000000015,0.98792038252902947,0.99887499999999996,0.99887499999999996,0.99625516718767448,0.98008528931851802,0.98604804069382657,0.99201079206913623,0.9813342786238678,0.97065776517859947,0.82378093662222218,{"$f":"Y19*C19+($A$4-80)*AF19*$A$16/1000","v":23.932974118446779},{"$f":"Z19*E19+($A$4-80)*AG19*$A$16/1000","v":23.328127092634681},{"$f":"AA19*G19+($A$4-80)*AH19*$A$16/1000","v":23.113768991265889},{"$f":"AB19*I19+($A$4-80)*AI19*$A$16/1000","v":22.899410889897105},{"$f":"AC19*K19+($A$4-80)*AJ19*$A$16/1000","v":22.579192200744338},{"$f":"AD19*M19+($A$4-80)*AK19*$A$16/1000","v":22.258973511591577},{"$f":"AE19*O19+($A$4-80)*AL19*$A$16/1000","v":20.988442098159084}]

{"sheet":"S4BF_48","index":23,"n_rows":19,"n_cols":45,"rows_kept":19,"cut":false,"hidden":true,"merged":[[2,0,2,1],[2,2,2,15],[3,2,3,3],[3,4,3,5],[3,6,3,7],[3,8,3,9],[3,10,3,11],[3,12,3,13],[3,14,3,15],[4,0,6,0],[4,1,6,1],[4,2,4,3],[4,4,4,5],[4,6,4,7],[4,8,4,9],[5,9,6,9],[4,10,4,11],[4,12,4,13],[4,14,4,15],[5,2,6,2],[5,3,6,3],[5,4,6,4],[5,5,6,5],[5,6,6,6],[5,7,6,7],[5,8,6,8],[23,12,23,13],[23,14,23,15],[5,10,6,10],[5,11,6,11],[5,12,6,12],[5,13,6,13],[5,14,6,14],[5,15,6,15],[35,0,38,0],[41,0,42,1],[7,0,10,0],[11,0,14,0],[15,0,18,0],[22,4,22,15],[23,4,23,5],[23,6,23,7],[23,8,23,9],[23,10,23,11],[24,12,24,13],[24,14,24,15],[25,13,26,13],[25,14,26,14],[25,15,26,15],[27,0,30,0],[31,0,34,0],[24,0,26,0],[24,1,26,1],[24,4,24,5],[24,6,24,7],[25,4,26,4],[25,5,26,5],[25,6,26,6],[25,7,26,7],[25,8,26,8],[25,9,26,9],[25,10,26,10],[25,11,26,11],[25,12,26,12],[24,8,24,9],[24,10,24,11],[41,4,41,15],[42,4,42,5],[42,6,42,7],[42,8,42,9],[42,10,42,11],[42,12,42,13],[42,14,42,15],[63,4,64,4],[63,5,64,5],[62,6,62,7],[62,8,62,9],[62,10,62,11],[44,14,45,14],[44,15,45,15],[50,0,53,0],[43,12,43,13],[43,14,43,15],[44,4,45,4],[44,5,45,5],[44,6,45,6],[44,7,45,7],[44,8,45,8],[44,9,45,9],[44,10,45,10],[44,11,45,11],[43,0,45,0],[43,1,45,1],[43,4,43,5],[43,6,43,7],[43,8,43,9],[43,10,43,11],[46,0,49,0],[44,12,45,12],[44,13,45,13],[73,0,76,0],[79,0,80,1],[79,4,79,15],[80,4,80,5],[80,6,80,7],[80,8,80,9],[80,10,80,11],[80,12,80,13],[63,11,64,11],[80,14,80,15],[63,12,64,12],[63,13,64,13],[63,14,64,14],[63,15,64,15],[65,0,68,0],[69,0,72,0],[54,0,57,0],[60,0,61,1],[60,4,60,15],[61,4,61,5],[61,6,61,7],[61,8,61,9],[61,10,61,11],[62,12,62,13],[62,14,62,15],[61,12,61,13],[61,14,61,15],[62,0,64,0],[62,1,64,1],[62,4,62,5],[63,6,64,6],[63,7,64,7],[63,8,64,8],[63,9,64,9],[63,10,64,10],[82,14,83,14],[82,15,83,15],[84,0,87,0],[82,8,83,8],[82,9,83,9],[82,10,83,10],[82,11,83,11],[82,12,83,12],[81,14,81,15],[81,0,83,0],[81,1,83,1],[81,4,81,5],[81,6,81,7],[82,4,83,4],[82,5,83,5],[82,6,83,6],[82,7,83,7],[82,13,83,13],[81,12,81,13],[81,8,81,9],[81,10,81,11],[101,12,102,12],[101,13,102,13],[101,14,102,14],[101,15,102,15],[100,12,100,13],[100,14,100,15],[101,4,102,4],[101,5,102,5],[88,0,91,0],[92,0,95,0],[98,0,99,1],[98,4,98,15],[99,4,99,5],[99,6,99,7],[99,8,99,9],[99,10,99,11],[99,12,99,13],[99,14,99,15],[100,0,102,0],[100,1,102,1],[100,4,100,5],[100,6,100,7],[100,8,100,9],[100,10,100,11],[103,0,106,0],[119,0,121,0],[107,0,110,0],[101,6,102,6],[101,7,102,7],[101,8,102,8],[101,9,102,9],[101,10,102,10],[101,11,102,11],[119,1,121,1],[119,4,119,5],[120,4,121,4],[120,5,121,5],[120,6,121,6],[119,6,119,7],[119,8,119,9],[119,10,119,11],[120,7,121,7],[120,8,121,8],[120,9,121,9],[120,10,121,10],[120,11,121,11],[130,0,133,0],[111,0,114,0],[117,0,118,1],[117,4,117,15],[118,4,118,5],[118,6,118,7],[118,8,118,9],[118,10,118,11],[119,12,119,13],[119,14,119,15],[118,12,118,13],[118,14,118,15],[120,12,121,12],[120,13,121,13],[120,14,121,14],[120,15,121,15],[122,0,125,0],[126,0,129,0]]}
[]
["S4BF_48"]
["Evaporator Air \n",null,"Condenser  Entering Air Temperature ˚F"]
[80,"°F DB",75,null,85,null,90,null,95,null,100,null,105,null,115]
["CFM","EWB†\n˚F","Capacity Mbtuh",null,"Capacity Mbtuh",null,"Capacity Mbtuh",null,"Capacity Mbtuh",null,"Capacity Mbtuh",null,"Capacity Mbtuh",null,"Capacity Mbtuh"]
[null,null,"Total","Sens.","Total","Sens.","Total","Sens.","Total","Sens.","Total","Sens.","Total","Sens.","Total","Sens."]
[null,null,null,null,null,null,null,null,null,null,null,null,null,null,null,null,null,"Total Factors",null,null,null,null,null,null,"Sens. %",null,null,null,null,null,null,"IDB Adj",null,null,null,null,null,null,"Sens Calc"]
[1500,72,{"$f":"R8*$I$14","v":29.074729759847934},{"$f":"IF(AM8>C8,C8,AM8)","v":14.617411140587372},{"$f":"S8*$I$14","v":27.732134283214211},{"$f":"IF(AN8>E8,E8,AN8)","v":14.128829113940562},{"$f":"T8*$I$14","v":26.958422583982866},{"$f":"IF(AO8>G8,G8,AO8)","v":13.872740511180851},{"$f":"U8*$I$14","v":26.184710884751517},{"$f":"IF(AP8>I8,I8,AP8)","v":13.616651908421138},{"$f":"V8*$I$14","v":25.366589260084062},{"$f":"IF(AQ8>K8,K8,AQ8)","v":13.328067553864141},{"$f":"W8*$I$14","v":24.548467635416603},{"$f":"IF(AR8>M8,M8,AR8)","v":13.039483199307144},{"$f":"X8*$I$14","v":22.665649117612297},{"$f":"IF(AS8>O8,O8,AS8)","v":12.384034699231888},null,1.1885039941401174,1.1336219677318355,1.1019945217522928,1.0703670757727501,1.0369242604261919,1.0034814450796337,0.92651641919169925,0.50275312139870509,0.50947500000000001,0.51459763522748658,0.52002300000000001,0.52541819545431367,0.53117300000000001,0.54637899999999995,0.99870908189189345,1.024584316955556,1.045594963867408,1.066605610779259,1.0858028366118524,1.1050000624444456,0.96744042113777728,{"$f":"Y8*C8+($A$4-80)*AF8*$A$8/1000","v":14.617411140587372},{"$f":"Z8*E8+($A$4-80)*AG8*$A$8/1000","v":14.128829113940562},{"$f":"AA8*G8+($A$4-80)*AH8*$A$8/1000","v":13.872740511180851},{"$f":"AB8*I8+($A$4-80)*AI8*$A$8/1000","v":13.616651908421138},{"$f":"AC8*K8+($A$4-80)*AJ8*$A$8/1000","v":13.328067553864141},{"$f":"AD8*M8+($A$4-80)*AK8*$A$8/1000","v":13.039483199307144},{"$f":"AE8*O8+($A$4-80)*AL8*$A$8/1000","v":12.384034699231888}]
[null,69.5,27.966892751396841,16.52767334084384,26.661223551281338,16.023608665336994,25.93509210340244,15.759170506729214,25.208960655523555,15.49473234812144,24.42099517097234,15.198524740881782,23.633029686421121,14.902317133642129,21.825081585457138,14.228152421155231,null,1.1432183209704676,1.0898457506256858,1.0601632691992675,1.0304807877728497,0.99827068183656087,0.96606057590027183,0.89215606992748886,0.59097281516976341,0.60100800079623129,0.60763888726123938,0.61465177243340163,0.62235484813277742,0.63057159117455786,0.65191749068356186,0.99870908189189345,1.024584316955556,1.045594963867408,1.066605610779259,1.0858028366118524,1.1050000624444456,0.96744042113777728,{"$f":"Y9*C9+($A$4-80)*AF9*$A$8/1000","v":16.52767334084384},{"$f":"Z9*E9+($A$4-80)*AG9*$A$8/1000","v":16.023608665336994},{"$f":"AA9*G9+($A$4-80)*AH9*$A$8/1000","v":15.759170506729214},{"$f":"AB9*I9+($A$4-80)*AI9*$A$8/1000","v":15.49473234812144},{"$f":"AC9*K9+($A$4-80)*AJ9*$A$8/1000","v":15.198524740881782},{"$f":"AD9*M9+($A$4-80)*AK9*$A$8/1000","v":14.902317133642129},{"$f":"AE9*O9+($A$4-80)*AL9*$A$8/1000","v":14.228152421155231}]
[null,67,26.859055742945745,18.437935541100309,25.590312819348462,17.918388216733433,24.911761622822024,17.645600502277581,24.233210426295589,17.372812787821736,23.475401081860614,17.068981927899422,22.717591737425639,16.765151067977111,20.984514053301979,16.072270143078573,null,1.0979326478008178,1.0460695335195358,1.0183320166462424,0.99059449977294922,0.95961710324692961,0.92863970672091012,0.85779572066327847,0.68646998306866547,0.70020199999999999,0.7083240747660412,0.71690100000000012,0.72710075829497045,0.737981,0.76591100000000001,0.99870908189189345,1.024584316955556,1.045594963867408,1.066605610779259,1.0858028366118524,1.1050000624444456,0.96744042113777728,{"$f":"Y10*C10+($A$4-80)*AF10*$A$8/1000","v":18.437935541100309},{"$f":"Z10*E10+($A$4-80)*AG10*$A$8/1000","v":17.918388216733433},{"$f":"AA10*G10+($A$4-80)*AH10*$A$8/1000","v":17.645600502277581},{"$f":"AB10*I10+($A$4-80)*AI10*$A$8/1000","v":17.372812787821736},{"$f":"AC10*K10+($A$4-80)*AJ10*$A$8/1000","v":17.068981927899422},{"$f":"AD10*M10+($A$4-80)*AK10*$A$8/1000","v":16.765151067977111},{"$f":"AE10*O10+($A$4-80)*AL10*$A$8/1000","v":16.072270143078573}]
[null,62,24.889004000431097,22.022863128018443,23.735139543534654,21.598146254732509,23.139752336445696,21.408845883631297,22.544365129356731,21.219545512530082,21.884911976150338,20.981826690143652,21.225458822943949,20.744107867757229,19.822297934978469,19.524963465953789,null,1.0174017405841034,0.9702345776544723,0.9458966017031919,0.92155862575191128,0.89460179027973896,0.86764495480756676,0.81028716219718799,0.8848430868361381,0.90996499999999991,0.9251977105179221,0.94123499999999993,0.95873479925389482,0.97732200000000014,0.98499999999999988,0.99870908189189345,1.024584316955556,1.045594963867408,1.066605610779259,1.0858028366118524,1.1050000624444456,0.96744042113777728,{"$f":"Y11*C11+($A$4-80)*AF11*$A$8/1000","v":22.022863128018443},{"$f":"Z11*E11+($A$4-80)*AG11*$A$8/1000","v":21.598146254732509},{"$f":"AA11*G11+($A$4-80)*AH11*$A$8/1000","v":21.408845883631297},{"$f":"AB11*I11+($A$4-80)*AI11*$A$8/1000","v":21.219545512530082},{"$f":"AC11*K11+($A$4-80)*AJ11*$A$8/1000","v":20.981826690143652},{"$f":"AD11*M11+($A$4-80)*AK11*$A$8/1000","v":20.744107867757229},{"$f":"AE11*O11+($A$4-80)*AL11*$A$8/1000","v":19.524963465953789}]
[1600,72,29.290624706527694,14.994399135102594,27.877512748433976,14.509409060177431,27.133728925852896,14.246733680173131,26.38994510327181,13.984058300168835,25.557163891567189,13.692200872222434,24.724382679862565,13.400343444276031,22.826803124591777,12.740780163990898,null,1.1973292526571515,1.1395646845860523,1.1091606171633792,1.0787565497407059,1.0447144862535793,1.0106724227664527,0.93310400169199481,0.51191803812094694,0.52046999999999999,0.52505623974885762,0.52990099999999996,0.53574805601729136,0.54198899999999994,0.55814999999999992,0.97921077018274971,0.99950187769166643,1.0114282440562503,1.0233546104208333,1.0535232488576387,1.0836918872944441,0.91900727906944368,{"$f":"Y12*C12+($A$4-80)*AF12*$A$12/1000","v":14.994399135102594},{"$f":"Z12*E12+($A$4-80)*AG12*$A$12/1000","v":14.509409060177431},{"$f":"AA12*G12+($A$4-80)*AH12*$A$12/1000","v":14.246733680173131},{"$f":"AB12*I12+($A$4-80)*AI12*$A$12/1000","v":13.984058300168835},{"$f":"AC12*K12+($A$4-80)*AJ12*$A$12/1000","v":13.692200872222434},{"$f":"AD12*M12+($A$4-80)*AK12*$A$12/1000","v":13.400343444276031},{"$f":"AE12*O12+($A$4-80)*AL12*$A$12/1000","v":12.740780163990898}]
[null,69.5,28.201587173904716,17.01529280869855,26.852356160125741,16.512929106198992,26.139489355880823,16.244937887616707,25.426622551635901,15.976946669034412,24.622285504052702,15.675903587778564,23.817948456469498,15.374860506522714,22.009594553788219,14.701466686275442,null,1.1528120561782227,1.0976587852058284,1.0685185300380906,1.0393782748703528,1.0064989393929968,0.97361960391564084,0.89969850975903576,0.60334521967767174,0.61495270685854286,0.62147112617415934,0.62835504938136133,0.63665509788676566,0.64551573510297655,0.6679571788724783,0.97921077018274971,0.99950187769166643,1.0114282440562503,1.0233546104208333,1.0535232488576387,1.0836918872944441,0.91900727906944368,{"$f":"Y13*C13+($A$4-80)*AF13*$A$12/1000","v":17.01529280869855},{"$f":"Z13*E13+($A$4-80)*AG13*$A$12/1000","v":16.512929106198992},{"$f":"AA13*G13+($A$4-80)*AH13*$A$12/1000","v":16.244937887616707},{"$f":"AB13*I13+($A$4-80)*AI13*$A$12/1000","v":15.976946669034412},{"$f":"AC13*K13+($A$4-80)*AJ13*$A$12/1000","v":15.675903587778564},{"$f":"AD13*M13+($A$4-80)*AK13*$A$12/1000","v":15.374860506522714},{"$f":"AE13*O13+($A$4-80)*AL13*$A$12/1000","v":14.701466686275442}]
[null,67,27.112549641281731,19.036186482294504,25.827199571817506,18.516449152220556,25.145249785908756,18.243142095060279,24.4633,17.969835037899998,23.687407116538214,17.659606303334694,22.911514233076424,17.349377568769391,21.192385982984668,16.662153208559982,null,1.1082948596992936,1.0557528858256042,1.0278764429128022,1,0.96828339253241447,0.93656678506482871,0.86629301782607693,0.70211716471363839,0.71693600000000002,0.72551047416055592,0.73456299999999985,0.74552720002034356,0.75723399999999996,0.78623299999999996,0.97921077018274971,0.99950187769166643,1.0114282440562503,1.0233546104208333,1.0535232488576387,1.0836918872944441,0.91900727906944368,{"$f":"Y14*C14+($A$4-80)*AF14*$A$12/1000","v":19.036186482294504},{"$f":"Z14*E14+($A$4-80)*AG14*$A$12/1000","v":18.516449152220556},{"$f":"AA14*G14+($A$4-80)*AH14*$A$12/1000","v":18.243142095060279},{"$f":"AB14*I14+($A$4-80)*AI14*$A$12/1000","v":17.969835037899998},{"$f":"AC14*K14+($A$4-80)*AJ14*$A$12/1000","v":17.659606303334694},{"$f":"AD14*M14+($A$4-80)*AK14*$A$12/1000","v":17.349377568769391},{"$f":"AE14*O14+($A$4-80)*AL14*$A$12/1000","v":16.662153208559982}]
[null,62,25.190523523203055,22.789763067427341,24.035027012613241,22.347864256435841,23.438422400372406,22.117332821422817,{"$f":"U15*$I$14","v":22.841817788131571},21.88680138640979,22.187944408537941,21.702360931041195,21.534071028944307,21.5179204756726,20.138366747534061,20.123262972473409,null,1.0297271228004012,0.98249324549890005,0.95810550499615366,0.93371776449340727,0.90698901654878694,0.88026026860416651,0.8232072838715162,0.90469588877085594,0.92980399999999996,0.94363572955624353,0.95818999999999999,0.97811498584294754,0.99924999999999997,0.99924999999999986,0.97921077018274971,0.99950187769166643,1.0114282440562503,1.0233546104208333,1.0535232488576387,1.0836918872944441,0.91900727906944368,{"$f":"Y15*C15+($A$4-80)*AF15*$A$12/1000","v":22.789763067427341},{"$f":"Z15*E15+($A$4-80)*AG15*$A$12/1000","v":22.347864256435841},{"$f":"AA15*G15+($A$4-80)*AH15*$A$12/1000","v":22.117332821422817},{"$f":"AB15*I15+($A$4-80)*AI15*$A$12/1000","v":21.88680138640979},{"$f":"AC15*K15+($A$4-80)*AJ15*$A$12/1000","v":21.702360931041195},{"$f":"AD15*M15+($A$4-80)*AK15*$A$12/1000","v":21.5179204756726},{"$f":"AE15*O15+($A$4-80)*AL15*$A$12/1000","v":20.123262972473409}]
[1700,72,29.620919567167732,15.376008471851337,28.120993778809009,14.890741109730062,27.359861932813708,14.624713588788445,{"$f":"U16*$I$14","v":26.59873008681841},14.358686067846833,25.745227624924578,14.059229181046392,24.891725163030742,13.759772294245948,22.964217731109688,13.097779368244797,null,1.210830900457736,1.1495175948792276,1.1184043825981658,1.087291170317104,1.0524020726935686,1.0175129750700331,0.93872117543870559,0.5190928808602665,0.52952399999999999,0.53453170285367846,0.53982599999999992,0.54609069245265918,0.55278499999999997,0.57035599999999997,1.0440552431030863,1.0271295673058831,1.035169006570589,1.0432084458352937,1.0120350287444437,0.98086161165359431,0.81532604269019637,{"$f":"Y16*C16+($A$4-80)*AF16*$A$16/1000","v":15.376008471851337},{"$f":"Z16*E16+($A$4-80)*AG16*$A$16/1000","v":14.890741109730062},{"$f":"AA16*G16+($A$4-80)*AH16*$A$16/1000","v":14.624713588788445},{"$f":"AB16*I16+($A$4-80)*AI16*$A$16/1000","v":14.358686067846833},{"$f":"AC16*K16+($A$4-80)*AJ16*$A$16/1000","v":14.059229181046392},{"$f":"AD16*M16+($A$4-80)*AK16*$A$16/1000","v":13.759772294245948},{"$f":"AE16*O16+($A$4-80)*AL16*$A$16/1000","v":13.097779368244797}]
[null,69.5,28.527118679541747,17.512867903906212,27.106185134291717,17.007416484967031,26.371024598203089,16.732686758166089,{"$f":"U17*$I$14","v":25.635864062114461},16.45795703136514,24.824146495798008,16.154337703171386,24.012428929481558,15.850718374977632,22.155581721583925,15.161656482783657,null,1.1661189896515085,1.1080346941864636,1.0779831256700072,1.0479315571535508,1.0147505240829326,0.98156949101231472,0.90566610888898569,0.61390244492043933,0.62743674186195786,0.63451030110169659,0.64198955773397404,0.65075098174697921,0.66010474915000017,0.68432671609850804,1.0440552431030863,1.0271295673058831,1.035169006570589,1.0432084458352937,1.0120350287444437,0.98086161165359431,0.81532604269019637,{"$f":"Y17*C17+($A$4-80)*AF17*$A$16/1000","v":17.512867903906212},{"$f":"Z17*E17+($A$4-80)*AG17*$A$16/1000","v":17.007416484967031},{"$f":"AA17*G17+($A$4-80)*AH17*$A$16/1000","v":16.732686758166089},{"$f":"AB17*I17+($A$4-80)*AI17*$A$16/1000","v":16.45795703136514},{"$f":"AC17*K17+($A$4-80)*AJ17*$A$16/1000","v":16.154337703171386},{"$f":"AD17*M17+($A$4-80)*AK17*$A$16/1000","v":15.850718374977632},{"$f":"AE17*O17+($A$4-80)*AL17*$A$16/1000","v":15.161656482783657}]
[null,67,27.433317791915769,19.649727335961092,26.091376489774422,19.124091860204,25.38218726359246,18.840659927543722,{"$f":"U18*$I$14","v":24.672998037410505},18.557227994883451,23.903065366671438,18.249446225296381,23.133132695932368,17.941664455709315,21.346945712058158,17.225533597322514,null,1.1214070788452812,1.0665517934936997,1.0375618687418484,1.0085719439899974,0.97709897547229674,0.94562600695459598,0.87261104233926567,0.71627236213301193,0.73296600000000001,0.74227881671049945,0.75212699999999999,0.76347723379202992,0.77558300000000002,0.80693199999999998,1.0440552431030863,1.0271295673058831,1.035169006570589,1.0432084458352937,1.0120350287444437,0.98086161165359431,0.81532604269019637,{"$f":"Y18*C18+($A$4-80)*AF18*$A$16/1000","v":19.649727335961092},{"$f":"Z18*E18+($A$4-80)*AG18*$A$16/1000","v":19.124091860204},{"$f":"AA18*G18+($A$4-80)*AH18*$A$16/1000","v":18.840659927543722},{"$f":"AB18*I18+($A$4-80)*AI18*$A$16/1000","v":18.557227994883451},{"$f":"AC18*K18+($A$4-80)*AJ18*$A$16/1000","v":18.249446225296381},{"$f":"AD18*M18+($A$4-80)*AK18*$A$16/1000","v":17.941664455709315},{"$f":"AE18*O18+($A$4-80)*AL18*$A$16/1000","v":17.225533597322514}]
[null,62,25.417988067867761,23.913027907693316,24.415922649506189,23.308684973273735,23.788603919787835,23.061275442746087,{"$f":"U19*$I$14","v":23.161285190069481},22.813865912218439,22.537415774948112,22.355488556137654,21.913546359826736,21.897111200056866,20.483501108090682,20.468138482259615,null,1.0390253182468334,0.99806332953878618,0.9724200708730153,0.94677681220724441,0.92127455310396023,0.89577229400067593,0.83731553421209248,0.94079153093643375,0.95465100000000003,0.96942533998656633,0.98499999999999999,0.99192776933135862,0.99924999999999997,0.99925000000000008,1.0440552431030863,1.0271295673058831,1.035169006570589,1.0432084458352937,1.0120350287444437,0.98086161165359431,0.81532604269019637,{"$f":"Y19*C19+($A$4-80)*AF19*$A$16/1000","v":23.913027907693316},{"$f":"Z19*E19+($A$4-80)*AG19*$A$16/1000","v":23.308684973273735},{"$f":"AA19*G19+($A$4-80)*AH19*$A$16/1000","v":23.061275442746087},{"$f":"AB19*I19+($A$4-80)*AI19*$A$16/1000","v":22.813865912218439},{"$f":"AC19*K19+($A$4-80)*AJ19*$A$16/1000","v":22.355488556137654},{"$f":"AD19*M19+($A$4-80)*AK19*$A$16/1000","v":21.897111200056866},{"$f":"AE19*O19+($A$4-80)*AL19*$A$16/1000","v":20.468138482259615}]

{"sheet":"S4BF_60","index":24,"n_rows":19,"n_cols":45,"rows_kept":19,"cut":false,"hidden":true,"merged":[[2,0,2,1],[2,2,2,15],[3,2,3,3],[3,4,3,5],[3,6,3,7],[3,8,3,9],[3,10,3,11],[3,12,3,13],[3,14,3,15],[4,0,6,0],[4,1,6,1],[4,2,4,3],[4,4,4,5],[4,6,4,7],[4,8,4,9],[5,9,6,9],[4,10,4,11],[4,12,4,13],[4,14,4,15],[5,2,6,2],[5,3,6,3],[5,4,6,4],[5,5,6,5],[5,6,6,6],[5,7,6,7],[5,8,6,8],[23,12,23,13],[23,14,23,15],[5,10,6,10],[5,11,6,11],[5,12,6,12],[5,13,6,13],[5,14,6,14],[5,15,6,15],[35,0,38,0],[41,0,42,1],[7,0,10,0],[11,0,14,0],[15,0,18,0],[22,4,22,15],[23,4,23,5],[23,6,23,7],[23,8,23,9],[23,10,23,11],[24,12,24,13],[24,14,24,15],[25,13,26,13],[25,14,26,14],[25,15,26,15],[27,0,30,0],[31,0,34,0],[24,0,26,0],[24,1,26,1],[24,4,24,5],[24,6,24,7],[25,4,26,4],[25,5,26,5],[25,6,26,6],[25,7,26,7],[25,8,26,8],[25,9,26,9],[25,10,26,10],[25,11,26,11],[25,12,26,12],[24,8,24,9],[24,10,24,11],[41,4,41,15],[42,4,42,5],[42,6,42,7],[42,8,42,9],[42,10,42,11],[42,12,42,13],[42,14,42,15],[63,4,64,4],[63,5,64,5],[62,6,62,7],[62,8,62,9],[62,10,62,11],[44,14,45,14],[44,15,45,15],[50,0,53,0],[43,12,43,13],[43,14,43,15],[44,4,45,4],[44,5,45,5],[44,6,45,6],[44,7,45,7],[44,8,45,8],[44,9,45,9],[44,10,45,10],[44,11,45,11],[43,0,45,0],[43,1,45,1],[43,4,43,5],[43,6,43,7],[43,8,43,9],[43,10,43,11],[46,0,49,0],[44,12,45,12],[44,13,45,13],[73,0,76,0],[79,0,80,1],[79,4,79,15],[80,4,80,5],[80,6,80,7],[80,8,80,9],[80,10,80,11],[80,12,80,13],[63,11,64,11],[80,14,80,15],[63,12,64,12],[63,13,64,13],[63,14,64,14],[63,15,64,15],[65,0,68,0],[69,0,72,0],[54,0,57,0],[60,0,61,1],[60,4,60,15],[61,4,61,5],[61,6,61,7],[61,8,61,9],[61,10,61,11],[62,12,62,13],[62,14,62,15],[61,12,61,13],[61,14,61,15],[62,0,64,0],[62,1,64,1],[62,4,62,5],[63,6,64,6],[63,7,64,7],[63,8,64,8],[63,9,64,9],[63,10,64,10],[82,14,83,14],[82,15,83,15],[84,0,87,0],[82,8,83,8],[82,9,83,9],[82,10,83,10],[82,11,83,11],[82,12,83,12],[81,14,81,15],[81,0,83,0],[81,1,83,1],[81,4,81,5],[81,6,81,7],[82,4,83,4],[82,5,83,5],[82,6,83,6],[82,7,83,7],[82,13,83,13],[81,12,81,13],[81,8,81,9],[81,10,81,11],[101,12,102,12],[101,13,102,13],[101,14,102,14],[101,15,102,15],[100,12,100,13],[100,14,100,15],[101,4,102,4],[101,5,102,5],[88,0,91,0],[92,0,95,0],[98,0,99,1],[98,4,98,15],[99,4,99,5],[99,6,99,7],[99,8,99,9],[99,10,99,11],[99,12,99,13],[99,14,99,15],[100,0,102,0],[100,1,102,1],[100,4,100,5],[100,6,100,7],[100,8,100,9],[100,10,100,11],[103,0,106,0],[119,0,121,0],[107,0,110,0],[101,6,102,6],[101,7,102,7],[101,8,102,8],[101,9,102,9],[101,10,102,10],[101,11,102,11],[119,1,121,1],[119,4,119,5],[120,4,121,4],[120,5,121,5],[120,6,121,6],[119,6,119,7],[119,8,119,9],[119,10,119,11],[120,7,121,7],[120,8,121,8],[120,9,121,9],[120,10,121,10],[120,11,121,11],[130,0,133,0],[111,0,114,0],[117,0,118,1],[117,4,117,15],[118,4,118,5],[118,6,118,7],[118,8,118,9],[118,10,118,11],[119,12,119,13],[119,14,119,15],[118,12,118,13],[118,14,118,15],[120,12,121,12],[120,13,121,13],[120,14,121,14],[120,15,121,15],[122,0,125,0],[126,0,129,0]]}
[]
["S4BF_60"]
["Evaporator Air \n",null,"Condenser  Entering Air Temperature ˚F"]
[80,"°F DB",75,null,85,null,90,null,95,null,100,null,105,null,115]
["CFM","EWB†\n˚F","Capacity Mbtuh",null,"Capacity Mbtuh",null,"Capacity Mbtuh",null,"Capacity Mbtuh",null,"Capacity Mbtuh",null,"Capacity Mbtuh",null,"Capacity Mbtuh"]
[null,null,"Total","Sens.","Total","Sens.","Total","Sens.","Total","Sens.","Total","Sens.","Total","Sens.","Total","Sens."]
[null,null,null,null,null,null,null,null,null,null,null,null,null,null,null,null,null,"Total Factors",null,null,null,null,null,null,"Sens. %",null,null,null,null,null,null,"IDB Adj",null,null,null,null,null,null,"Sens Calc"]
[1700,72,{"$f":"R8*$I$14","v":29.242985612788633},{"$f":"IF(AM8>C8,C8,AM8)","v":13.035506216696271},{"$f":"S8*$I$14","v":27.89598330373002},{"$f":"IF(AN8>E8,E8,AN8)","v":13.25276465364121},{"$f":"T8*$I$14","v":27.179030461811724},{"$f":"IF(AO8>G8,G8,AO8)","v":13.122409591474247},{"$f":"U8*$I$14","v":26.462077619893428},{"$f":"IF(AP8>I8,I8,AP8)","v":12.992054529307282},{"$f":"V8*$I$14","v":25.686465000000002},{"$f":"IF(AQ8>K8,K8,AQ8)","v":12.881252726465366},{"$f":"W8*$I$14","v":24.910852380106572},{"$f":"IF(AR8>M8,M8,AR8)","v":12.770450923623446},{"$f":"X8*$I$14","v":23.28575927175844},{"$f":"IF(AS8>O8,O8,AS8)","v":13.048541722912967},null,1.1953818827708704,1.1403197158081706,1.11101243339254,1.0817051509769093,1.05,1.0182948490230905,0.95186500888099479,0.44576523031203569,0.47507788161993769,0.48281374900079937,0.49096880131362891,0.50148016577856724,0.51264608407465551,0.56036573987684268,1.0870588235294119,1.0870588235294119,1.082352941176471,1.0776470588235292,1.3111764705882356,1.5447058823529414,0.90117647058823491,{"$f":"Y8*C8+($A$4-80)*AF8*$A$8/1000","v":13.035506216696271},{"$f":"Z8*E8+($A$4-80)*AG8*$A$8/1000","v":13.25276465364121},{"$f":"AA8*G8+($A$4-80)*AH8*$A$8/1000","v":13.122409591474247},{"$f":"AB8*I8+($A$4-80)*AI8*$A$8/1000","v":12.992054529307282},{"$f":"AC8*K8+($A$4-80)*AJ8*$A$8/1000","v":12.881252726465366},{"$f":"AD8*M8+($A$4-80)*AK8*$A$8/1000","v":12.770450923623446},{"$f":"AE8*O8+($A$4-80)*AL8*$A$8/1000","v":13.048541722912967}]
[null,69.5,28.048064209591473,15.121187211367673,26.744513587921844,15.294993960923623,26.049286589698049,15.142913055062172,25.354059591474243,14.990832149200711,24.61429461367673,14.872426301065719,23.87452963587922,14.75402045293073,22.327649564831265,14.517208756660747,null,1.1465364120781527,1.0932504440497335,1.0648312611012434,1.036412078152753,1.0061722912966251,0.97593250444049739,0.91269982238010672,0.5391169635941131,0.57189277010560524,0.58131776480400343,0.59125964010282783,0.60421907409859221,0.61798161798161799,0.65018974408874175,1.0870588235294119,1.0870588235294119,1.082352941176471,1.0776470588235292,1.3111764705882356,1.5447058823529414,0.90117647058823491,{"$f":"Y9*C9+($A$4-80)*AF9*$A$8/1000","v":15.121187211367673},{"$f":"Z9*E9+($A$4-80)*AG9*$A$8/1000","v":15.294993960923623},{"$f":"AA9*G9+($A$4-80)*AH9*$A$8/1000","v":15.142913055062172},{"$f":"AB9*I9+($A$4-80)*AI9*$A$8/1000","v":14.990832149200711},{"$f":"AC9*K9+($A$4-80)*AJ9*$A$8/1000","v":14.872426301065719},{"$f":"AD9*M9+($A$4-80)*AK9*$A$8/1000","v":14.75402045293073},{"$f":"AE9*O9+($A$4-80)*AL9*$A$8/1000","v":14.517208756660747}]
[null,67,26.853142806394317,17.206868206039079,25.593043872113675,17.337223268206039,24.919542717584367,17.163416518650088,24.246041563055062,16.989609769094137,23.542124227353465,16.863599875666075,22.838206891651868,16.737589982238013,21.369539857904087,15.985875790408526,null,1.0976909413854352,1.0461811722912966,1.0186500888099466,0.99111900532859676,0.96234458259325051,0.93357015985790415,0.87353463587921854,0.64077669902912626,0.67741935483870963,0.68875326939843073,0.70071684587813621,0.71631598375784422,0.73287671232876717,0.74806832045546967,1.0870588235294119,1.0870588235294119,1.082352941176471,1.0776470588235292,1.3111764705882356,1.5447058823529414,0.90117647058823491,{"$f":"Y10*C10+($A$4-80)*AF10*$A$8/1000","v":17.206868206039079},{"$f":"Z10*E10+($A$4-80)*AG10*$A$8/1000","v":17.337223268206039},{"$f":"AA10*G10+($A$4-80)*AH10*$A$8/1000","v":17.163416518650088},{"$f":"AB10*I10+($A$4-80)*AI10*$A$8/1000","v":16.989609769094137},{"$f":"AC10*K10+($A$4-80)*AJ10*$A$8/1000","v":16.863599875666075},{"$f":"AD10*M10+($A$4-80)*AK10*$A$8/1000","v":16.737589982238013},{"$f":"AE10*O10+($A$4-80)*AL10*$A$8/1000","v":15.985875790408526}]
[null,62,24.854365186500893,21.074068383658972,23.724621314387214,21.160971758436947,23.138023534635881,20.965439165186503,22.551425754884548,20.769906571936055,21.967000559502665,20.895916465364124,21.382575364120783,21.021926358792186,20.218070142095918,19.879146980461815,null,1.0159857904085259,0.96980461811722918,0.94582593250444058,0.92184724689165187,0.89795737122557728,0.87406749555950269,0.82646536412078164,0.84790209790209781,0.89194139194139199,0.9061032863849765,0.92100192678227355,0.95124122243101583,0.983133509449299,0.98323662153449387,1.0870588235294119,1.0870588235294119,1.082352941176471,1.0776470588235292,1.3111764705882356,1.5447058823529414,0.90117647058823491,{"$f":"Y11*C11+($A$4-80)*AF11*$A$8/1000","v":21.074068383658972},{"$f":"Z11*E11+($A$4-80)*AG11*$A$8/1000","v":21.160971758436947},{"$f":"AA11*G11+($A$4-80)*AH11*$A$8/1000","v":20.965439165186503},{"$f":"AB11*I11+($A$4-80)*AI11*$A$8/1000","v":20.769906571936055},{"$f":"AC11*K11+($A$4-80)*AJ11*$A$8/1000","v":20.895916465364124},{"$f":"AD11*M11+($A$4-80)*AK11*$A$8/1000","v":21.021926358792186},{"$f":"AE11*O11+($A$4-80)*AL11*$A$8/1000","v":19.879146980461815}]
[1850,72,29.547147424511547,14.165250088809948,28.156693428063946,13.730733214920074,27.396288898756662,13.665555683836592,26.635884369449379,13.600378152753111,25.849408827708704,13.641657255772648,25.062933285968029,13.682936358792183,23.420459502664301,13.73942355239787,null,1.2078152753108349,1.1509769094138544,1.1198934280639432,1.088809946714032,1.0566607460035524,1.0245115452930729,0.95737122557726473,0.47941176470588237,0.48765432098765438,0.49881046788263289,0.51060358890701474,0.52773575390821992,0.54594313453536747,0.58664192949907235,1.0724324324324326,1.0627027027027027,1.0335135135135136,1.0043243243243243,0.94486486486486432,0.88540540540540513,0.75135135135135089,{"$f":"Y12*C12+($A$4-80)*AF12*$A$12/1000","v":14.165250088809948},{"$f":"Z12*E12+($A$4-80)*AG12*$A$12/1000","v":13.730733214920074},{"$f":"AA12*G12+($A$4-80)*AH12*$A$12/1000","v":13.665555683836592},{"$f":"AB12*I12+($A$4-80)*AI12*$A$12/1000","v":13.600378152753111},{"$f":"AC12*K12+($A$4-80)*AJ12*$A$12/1000","v":13.641657255772648},{"$f":"AD12*M12+($A$4-80)*AK12*$A$12/1000","v":13.682936358792183},{"$f":"AE12*O12+($A$4-80)*AL12*$A$12/1000","v":13.73942355239787}]
[null,69.5,28.330500177619896,16.381286145648314,26.983497868561276,15.925043428063946,26.266545026642987,15.838140053285974,25.549592184724691,15.751236678507995,24.80113686944938,15.766444769094138,24.052681554174072,15.781652859680285,22.486248223801066,15.783825444049734,null,1.1580817051509771,1.103019538188277,1.0737122557726466,1.044404973357016,1.013809946714032,0.98321492007104805,0.91918294849023097,0.57822085889570551,0.5901771336553947,0.60297766749379667,0.61649659863945583,0.63571459857211676,0.65612862433384511,0.70193236714975848,1.0724324324324326,1.0627027027027027,1.0335135135135136,1.0043243243243243,0.94486486486486432,0.88540540540540513,0.75135135135135089,{"$f":"Y13*C13+($A$4-80)*AF13*$A$12/1000","v":16.381286145648314},{"$f":"Z13*E13+($A$4-80)*AG13*$A$12/1000","v":15.925043428063946},{"$f":"AA13*G13+($A$4-80)*AH13*$A$12/1000","v":15.838140053285974},{"$f":"AB13*I13+($A$4-80)*AI13*$A$12/1000","v":15.751236678507995},{"$f":"AC13*K13+($A$4-80)*AJ13*$A$12/1000","v":15.766444769094138},{"$f":"AD13*M13+($A$4-80)*AK13*$A$12/1000","v":15.781652859680285},{"$f":"AE13*O13+($A$4-80)*AL13*$A$12/1000","v":15.783825444049734}]
[null,67,27.113852930728243,18.59732220248668,25.810302309058613,18.119353641207816,25.136801154529305,18.01072442273535,24.4633,17.902095204262881,23.752864911190056,17.891232282415629,23.042429822380107,17.880369360568384,21.552036944937836,17.828227335701602,null,1.1083481349911191,1.0550621669626998,1.0275310834813498,1,0.97095914742451161,0.94191829484902312,0.8809946714031972,0.6858974358974359,0.7020202020202021,0.71650821089023353,0.73179396092362359,0.75322418366413602,0.77597586271921548,0.82721774193548392,1.0724324324324326,1.0627027027027027,1.0335135135135136,1.0043243243243243,0.94486486486486432,0.88540540540540513,0.75135135135135089,{"$f":"Y14*C14+($A$4-80)*AF14*$A$12/1000","v":18.59732220248668},{"$f":"Z14*E14+($A$4-80)*AG14*$A$12/1000","v":18.119353641207816},{"$f":"AA14*G14+($A$4-80)*AH14*$A$12/1000","v":18.01072442273535},{"$f":"AB14*I14+($A$4-80)*AI14*$A$12/1000","v":17.902095204262881},{"$f":"AC14*K14+($A$4-80)*AJ14*$A$12/1000","v":17.891232282415629},{"$f":"AD14*M14+($A$4-80)*AK14*$A$12/1000","v":17.880369360568384},{"$f":"AE14*O14+($A$4-80)*AL14*$A$12/1000","v":17.828227335701602}]
[null,62,25.20197868561279,22.681780817051511,24.072234813499112,22.160360568383659,23.529088721136766,21.921376287744227,{"$f":"U15*$I$14","v":22.985942628774424},21.682392007104799,22.416725523978691,21.395610870337478,21.847508419182951,21.108829733570161,20.630861172291297,20.457054422735347,null,1.0301953818827709,0.98401420959147423,0.96181172291296624,0.93960923623445824,0.91634103019538204,0.89307282415630562,0.8433392539964476,0.9,0.92057761732851984,0.93167128347183759,0.94328922495274103,0.95444853653808859,0.96618933969769283,0.99157540016849199,1.0724324324324326,1.0627027027027027,1.0335135135135136,1.0043243243243243,0.94486486486486432,0.88540540540540513,0.75135135135135089,{"$f":"Y15*C15+($A$4-80)*AF15*$A$12/1000","v":22.681780817051511},{"$f":"Z15*E15+($A$4-80)*AG15*$A$12/1000","v":22.160360568383659},{"$f":"AA15*G15+($A$4-80)*AH15*$A$12/1000","v":21.921376287744227},{"$f":"AB15*I15+($A$4-80)*AI15*$A$12/1000","v":21.682392007104799},{"$f":"AC15*K15+($A$4-80)*AJ15*$A$12/1000","v":21.395610870337478},{"$f":"AD15*M15+($A$4-80)*AK15*$A$12/1000","v":21.108829733570161},{"$f":"AE15*O15+($A$4-80)*AL15*$A$12/1000","v":20.457054422735347}]
[2000,72,29.720954174067501,14.643218650088812,28.287048490230905,14.25215346358792,27.548369804618115,14.252153463587922,{"$f":"U16*$I$14","v":26.809691119005333},14.252153463587922,26.003662317939611,14.208701776198938,25.197633516873893,14.16525008880995,23.516053214920071,14.317330994671405,null,1.2149200710479575,1.1563055062166963,1.1261101243339253,1.0959147424511546,1.0629662522202488,1.0300177619893429,0.96127886323268208,0.49269005847953218,0.50384024577572961,0.51735015772870663,0.53160453808752017,0.54641156320494622,0.56216589067080536,0.60883222468588327,1.0539999999999998,0.9770000000000002,0.92300000000000038,0.86900000000000044,0.80700000000000005,0.74500000000000033,0.61700000000000021,{"$f":"Y16*C16+($A$4-80)*AF16*$A$16/1000","v":14.643218650088812},{"$f":"Z16*E16+($A$4-80)*AG16*$A$16/1000","v":14.25215346358792},{"$f":"AA16*G16+($A$4-80)*AH16*$A$16/1000","v":14.252153463587922},{"$f":"AB16*I16+($A$4-80)*AI16*$A$16/1000","v":14.252153463587922},{"$f":"AC16*K16+($A$4-80)*AJ16*$A$16/1000","v":14.208701776198938},{"$f":"AD16*M16+($A$4-80)*AK16*$A$16/1000","v":14.16525008880995},{"$f":"AE16*O16+($A$4-80)*AL16*$A$16/1000","v":14.317330994671405}]
[null,69.5,28.526032770870344,16.989609769094145,27.15730461811723,16.555092895204261,26.451214698046183,16.533367051509771,{"$f":"U17*$I$14","v":25.745124777975136},16.511641207815277,24.977116203374781,16.452981429840143,24.209107628774426,16.394321651865013,22.612258117229128,16.485570195381879,null,1.16607460035524,1.1101243339253997,1.0812611012433393,1.0523978685612789,1.0210035523978687,0.9896092362344584,0.92433392539964476,0.5955826351865956,0.60959999999999992,0.62505133470225871,0.64135021097046419,0.65872221980602796,0.67719644619940778,0.72905457340507296,1.0539999999999998,0.9770000000000002,0.92300000000000038,0.86900000000000044,0.80700000000000005,0.74500000000000033,0.61700000000000021,{"$f":"Y17*C17+($A$4-80)*AF17*$A$16/1000","v":16.989609769094145},{"$f":"Z17*E17+($A$4-80)*AG17*$A$16/1000","v":16.555092895204261},{"$f":"AA17*G17+($A$4-80)*AH17*$A$16/1000","v":16.533367051509771},{"$f":"AB17*I17+($A$4-80)*AI17*$A$16/1000","v":16.511641207815277},{"$f":"AC17*K17+($A$4-80)*AJ17*$A$16/1000","v":16.452981429840143},{"$f":"AD17*M17+($A$4-80)*AK17*$A$16/1000","v":16.394321651865013},{"$f":"AE17*O17+($A$4-80)*AL17*$A$16/1000","v":16.485570195381879}]
[null,67,27.331111367673181,19.33600088809947,26.027560746003555,18.858032326820606,25.354059591474243,18.814580639431618,{"$f":"U18*$I$14","v":24.680558436944938},18.771128952042631,23.950570088809947,18.697261083481351,23.220581740674959,18.623393214920075,21.70846301953819,18.653809396092363,null,1.1172291296625223,1.0639431616341031,1.036412078152753,1.0088809946714032,0.97904085257548845,0.94920071047957377,0.88738898756660756,0.7074721780604134,0.72454090150250416,0.74207369323050565,0.76056338028169024,0.78066037735849059,0.80202095808383234,0.85928742994395513,1.0539999999999998,0.9770000000000002,0.92300000000000038,0.86900000000000044,0.80700000000000005,0.74500000000000033,0.61700000000000021,{"$f":"Y18*C18+($A$4-80)*AF18*$A$16/1000","v":19.33600088809947},{"$f":"Z18*E18+($A$4-80)*AG18*$A$16/1000","v":18.858032326820606},{"$f":"AA18*G18+($A$4-80)*AH18*$A$16/1000","v":18.814580639431618},{"$f":"AB18*I18+($A$4-80)*AI18*$A$16/1000","v":18.771128952042631},{"$f":"AC18*K18+($A$4-80)*AJ18*$A$16/1000","v":18.697261083481351},{"$f":"AD18*M18+($A$4-80)*AK18*$A$16/1000","v":18.623393214920075},{"$f":"AE18*O18+($A$4-80)*AL18*$A$16/1000","v":18.653809396092363}]
[null,62,25.549592184724691,23.681169626998226,24.506751687388988,22.855587566607461,23.963605595026646,22.551425754884555,{"$f":"U19*$I$14","v":23.420459502664301},22.247263943161638,22.831689138543517,21.869234262877441,22.242918774422733,21.491204582593252,20.982819840142096,20.891571296625223,null,1.044404973357016,1.0017761989342806,0.97957371225577272,0.95737122557726473,0.93330373001776201,0.9092362344582593,0.85772646536412078,0.92687074829931981,0.93262411347517737,0.9410698096101543,0.94990723562152146,0.95784565610429151,0.96620433678452833,0.99565127355560157,1.0539999999999998,0.9770000000000002,0.92300000000000038,0.86900000000000044,0.80700000000000005,0.74500000000000033,0.61700000000000021,{"$f":"Y19*C19+($A$4-80)*AF19*$A$16/1000","v":23.681169626998226},{"$f":"Z19*E19+($A$4-80)*AG19*$A$16/1000","v":22.855587566607461},{"$f":"AA19*G19+($A$4-80)*AH19*$A$16/1000","v":22.551425754884555},{"$f":"AB19*I19+($A$4-80)*AI19*$A$16/1000","v":22.247263943161638},{"$f":"AC19*K19+($A$4-80)*AJ19*$A$16/1000","v":21.869234262877441},{"$f":"AD19*M19+($A$4-80)*AK19*$A$16/1000","v":21.491204582593252},{"$f":"AE19*O19+($A$4-80)*AL19*$A$16/1000","v":20.891571296625223}]

{"sheet":"S4BE_18","index":25,"n_rows":19,"n_cols":45,"rows_kept":19,"cut":false,"hidden":true,"merged":[[2,0,2,1],[2,2,2,15],[3,2,3,3],[3,4,3,5],[3,6,3,7],[3,8,3,9],[3,10,3,11],[3,12,3,13],[3,14,3,15],[5,2,6,2],[5,3,6,3],[5,4,6,4],[5,5,6,5],[5,6,6,6],[5,7,6,7],[5,8,6,8],[4,0,6,0],[4,1,6,1],[4,2,4,3],[4,4,4,5],[4,6,4,7],[4,8,4,9],[5,9,6,9],[5,10,6,10],[5,11,6,11],[5,12,6,12],[5,13,6,13],[5,14,6,14],[5,15,6,15],[4,10,4,11],[4,12,4,13],[4,14,4,15],[7,0,10,0],[11,0,14,0],[15,0,18,0],[22,4,22,15],[23,4,23,5],[23,6,23,7],[23,8,23,9],[23,10,23,11],[23,12,23,13],[23,14,23,15],[25,12,26,12],[25,13,26,13],[25,14,26,14],[25,15,26,15],[27,0,30,0],[31,0,34,0],[24,12,24,13],[24,14,24,15],[25,4,26,4],[25,5,26,5],[25,6,26,6],[25,7,26,7],[25,8,26,8],[25,9,26,9],[25,10,26,10],[25,11,26,11],[24,0,26,0],[24,1,26,1],[24,4,24,5],[24,6,24,7],[24,8,24,9],[24,10,24,11],[35,0,38,0],[41,0,42,1],[41,4,41,15],[42,4,42,5],[42,6,42,7],[42,8,42,9],[42,10,42,11],[42,12,42,13],[42,14,42,15],[44,12,45,12],[44,13,45,13],[44,14,45,14],[44,15,45,15],[46,0,49,0],[50,0,53,0],[43,12,43,13],[43,14,43,15],[44,4,45,4],[44,5,45,5],[44,6,45,6],[44,7,45,7],[44,8,45,8],[44,9,45,9],[44,10,45,10],[44,11,45,11],[43,0,45,0],[43,1,45,1],[43,4,43,5],[43,6,43,7],[43,8,43,9],[43,10,43,11],[54,0,57,0],[60,0,61,1],[60,4,60,15],[61,4,61,5],[61,6,61,7],[61,8,61,9],[61,10,61,11],[61,12,61,13],[61,14,61,15],[63,12,64,12],[63,13,64,13],[63,14,64,14],[63,15,64,15],[65,0,68,0],[69,0,72,0],[62,12,62,13],[62,14,62,15],[63,4,64,4],[63,5,64,5],[63,6,64,6],[63,7,64,7],[63,8,64,8],[63,9,64,9],[63,10,64,10],[63,11,64,11],[62,0,64,0],[62,1,64,1],[62,4,62,5],[62,6,62,7],[62,8,62,9],[62,10,62,11],[73,0,76,0],[79,0,80,1],[79,4,79,15],[80,4,80,5],[80,6,80,7],[80,8,80,9],[80,10,80,11],[80,12,80,13],[80,14,80,15],[82,12,83,12],[82,13,83,13],[82,14,83,14],[82,15,83,15],[84,0,87,0],[88,0,91,0],[81,12,81,13],[81,14,81,15],[82,4,83,4],[82,5,83,5],[82,6,83,6],[82,7,83,7],[82,8,83,8],[82,9,83,9],[82,10,83,10],[82,11,83,11],[81,0,83,0],[81,1,83,1],[81,4,81,5],[81,6,81,7],[81,8,81,9],[81,10,81,11],[92,0,95,0],[98,0,99,1],[98,4,98,15],[99,4,99,5],[99,6,99,7],[99,8,99,9],[99,10,99,11],[99,12,99,13],[99,14,99,15],[101,12,102,12],[101,13,102,13],[101,14,102,14],[101,15,102,15],[103,0,106,0],[107,0,110,0],[100,12,100,13],[100,14,100,15],[101,4,102,4],[101,5,102,5],[101,6,102,6],[101,7,102,7],[101,8,102,8],[101,9,102,9],[101,10,102,10],[101,11,102,11],[100,0,102,0],[100,1,102,1],[100,4,100,5],[100,6,100,7],[100,8,100,9],[100,10,100,11],[111,0,114,0],[117,0,118,1],[117,4,117,15],[118,4,118,5],[118,6,118,7],[118,8,118,9],[118,10,118,11],[118,12,118,13],[118,14,118,15],[130,0,133,0],[120,12,121,12],[120,13,121,13],[120,14,121,14],[120,15,121,15],[122,0,125,0],[126,0,129,0],[119,12,119,13],[119,14,119,15],[120,4,121,4],[120,5,121,5],[120,6,121,6],[120,7,121,7],[120,8,121,8],[120,9,121,9],[120,10,121,10],[120,11,121,11],[119,0,121,0],[119,1,121,1],[119,4,119,5],[119,6,119,7],[119,8,119,9],[119,10,119,11]]}
[]
["S4BE_18"]
["Evaporator Air \n",null,"Condenser  Entering Air Temperature ˚F"]
[80,"°F DB",75,null,85,null,90,null,95,null,100,null,105,null,115]
["CFM","EWB†\n˚F","Capacity Mbtuh",null,"Capacity Mbtuh",null,"Capacity Mbtuh",null,"Capacity Mbtuh",null,"Capacity Mbtuh",null,"Capacity Mbtuh",null,"Capacity Mbtuh"]
[null,null,"Total","Sens.","Total","Sens.","Total","Sens.","Total","Sens.","Total","Sens.","Total","Sens.","Total","Sens."]
[null,null,null,null,null,null,null,null,null,null,null,null,null,null,null,null,null,"Total Factors",null,null,null,null,null,null,"Sens. %",null,null,null,null,null,null,"IDB Adj",null,null,null,null,null,null,"Sens Calc"]
[505,72,{"$f":"R8*$I$14","v":28.841937218772763},{"$f":"IF(AM8>C8,C8,AM8)","v":13.755306945660051},{"$f":"S8*$I$14","v":27.53721742489898},{"$f":"IF(AN8>E8,E8,AN8)","v":13.315593948592479},{"$f":"T8*$I$14","v":26.839015202931996},{"$f":"IF(AO8>G8,G8,AO8)","v":13.079248471850825},{"$f":"U8*$I$14","v":26.140812980965009},{"$f":"IF(AP8>I8,I8,AP8)","v":12.842902995109165},{"$f":"V8*$I$14","v":25.348984295872448},{"$f":"IF(AQ8>K8,K8,AQ8)","v":12.582252468564597},{"$f":"W8*$I$14","v":24.557155610779883},{"$f":"IF(AR8>M8,M8,AR8)","v":12.321601942020028},{"$f":"X8*$I$14","v":22.976923599001786},{"$f":"IF(AS8>O8,O8,AS8)","v":11.742127036033871},null,1.1869109966573153,1.1332188240699168,1.1044862223428804,1.075753620615844,1.0431680780194423,1.0105825354230404,0.945552411481555,0.47692035529107724,0.48354900000000006,0.48732222002027847,0.49129699999999998,0.49636120807465073,0.50175199999999998,0.51103999999999994,1.031917818051606,1.059394399339934,1.0908652191243122,1.1223360389086914,1.1842184381210119,1.2461008373333324,1.2237347324004397,{"$f":"Y8*C8+($A$4-80)*AF8*$A$8/1000","v":13.755306945660051},{"$f":"Z8*E8+($A$4-80)*AG8*$A$8/1000","v":13.315593948592479},{"$f":"AA8*G8+($A$4-80)*AH8*$A$8/1000","v":13.079248471850825},{"$f":"AB8*I8+($A$4-80)*AI8*$A$8/1000","v":12.842902995109165},{"$f":"AC8*K8+($A$4-80)*AJ8*$A$8/1000","v":12.582252468564597},{"$f":"AD8*M8+($A$4-80)*AK8*$A$8/1000","v":12.321601942020028},{"$f":"AE8*O8+($A$4-80)*AL8*$A$8/1000","v":11.742127036033871}]
[null,69.5,27.542153451870206,15.382333499062835,26.324133088304396,14.933306312239095,25.685272029111108,14.692035006515543,25.046410969917829,14.450763700791994,24.316238736151867,14.182164727306024,23.586066502385904,13.913565753820052,22.054043238558648,13.319418071620845,null,1.1334219527518603,1.0832976579549134,1.0570070793872883,1.0307165008196637,1.0006682607469903,0.97062002067431696,0.90757379582545883,0.55850148122743548,0.56728577773654565,0.5720023128376418,0.57695945810951466,0.5832384227343872,0.58990615295740778,0.60394449795643645,1.031917818051606,1.059394399339934,1.0908652191243122,1.1223360389086914,1.1842184381210119,1.2461008373333324,1.2237347324004397,{"$f":"Y9*C9+($A$4-80)*AF9*$A$8/1000","v":15.382333499062835},{"$f":"Z9*E9+($A$4-80)*AG9*$A$8/1000","v":14.933306312239095},{"$f":"AA9*G9+($A$4-80)*AH9*$A$8/1000","v":14.692035006515543},{"$f":"AB9*I9+($A$4-80)*AI9*$A$8/1000","v":14.450763700791994},{"$f":"AC9*K9+($A$4-80)*AJ9*$A$8/1000","v":14.182164727306024},{"$f":"AD9*M9+($A$4-80)*AK9*$A$8/1000","v":13.913565753820052},{"$f":"AE9*O9+($A$4-80)*AL9*$A$8/1000","v":13.319418071620845}]
[null,67,26.242369684967652,17.00936005246562,25.111048751709813,16.551018675885707,24.531528855290226,16.304821541180264,23.952008958870639,16.05862440647482,23.283493176431278,15.782076986047446,22.614977393991921,15.505529565620074,21.131162878115507,14.896709107207819,null,1.0799329088464054,1.03337649183991,1.0095279364316965,0.98567938102348307,0.95816844347453822,0.93065750592559338,0.86959518016936244,0.6481640285026945,0.65911299999999995,0.66464759034633625,0.67044999999999999,0.67782256152280695,0.68563099999999999,0.70496399999999992,1.031917818051606,1.059394399339934,1.0908652191243122,1.1223360389086914,1.1842184381210119,1.2461008373333324,1.2237347324004397,{"$f":"Y10*C10+($A$4-80)*AF10*$A$8/1000","v":17.00936005246562},{"$f":"Z10*E10+($A$4-80)*AG10*$A$8/1000","v":16.551018675885707},{"$f":"AA10*G10+($A$4-80)*AH10*$A$8/1000","v":16.304821541180264},{"$f":"AB10*I10+($A$4-80)*AI10*$A$8/1000","v":16.05862440647482},{"$f":"AC10*K10+($A$4-80)*AJ10*$A$8/1000","v":15.782076986047446},{"$f":"AD10*M10+($A$4-80)*AK10*$A$8/1000","v":15.505529565620074},{"$f":"AE10*O10+($A$4-80)*AL10*$A$8/1000","v":14.896709107207819}]
[null,62,24.174800659800042,20.103655445033894,23.133728894968204,19.72680150687734,22.589033475686797,19.578131113684989,22.044338056405387,19.429460720492635,21.440586920884193,19.344744897317035,20.836835785363,19.260029074141439,19.494349020058266,18.568386935954518,null,0.99484776377777939,0.95200530431967922,0.92958985496653479,0.90717440561339036,0.88232867987177754,0.85748295413016462,0.8022365851875829,0.83159550012190997,0.85272899999999996,0.8667095533218574,0.88138099999999997,0.90224885021567647,0.92432599999999998,0.95250100000000004,1.031917818051606,1.059394399339934,1.0908652191243122,1.1223360389086914,1.1842184381210119,1.2461008373333324,1.2237347324004397,{"$f":"Y11*C11+($A$4-80)*AF11*$A$8/1000","v":20.103655445033894},{"$f":"Z11*E11+($A$4-80)*AG11*$A$8/1000","v":19.72680150687734},{"$f":"AA11*G11+($A$4-80)*AH11*$A$8/1000","v":19.578131113684989},{"$f":"AB11*I11+($A$4-80)*AI11*$A$8/1000","v":19.429460720492635},{"$f":"AC11*K11+($A$4-80)*AJ11*$A$8/1000","v":19.344744897317035},{"$f":"AD11*M11+($A$4-80)*AK11*$A$8/1000","v":19.260029074141439},{"$f":"AE11*O11+($A$4-80)*AL11*$A$8/1000","v":18.568386935954518}]
[555,72,29.02400794426886,14.232208902188059,27.7192688809765,13.792054862956432,27.046947144751545,13.547707959508621,26.374625408526594,13.303361056060814,25.631386066763429,13.036398580348436,24.888146725000261,12.769436104636059,23.233444884150735,12.177508101244113,null,1.1944036191057144,1.1407106535381275,1.1130430923766068,1.0853755312150861,1.054789550072569,1.0242035689300519,0.9561088429691661,0.49035987481523485,0.49756200000000006,0.50089601192338451,0.50439999999999996,0.50861075348761231,0.513073,0.52413699999999996,1.0413316373516248,1.0492816243123122,1.1104892758778786,1.1716969274434434,1.1933873526626622,1.2150777778818822,1.2343781990190192,{"$f":"Y12*C12+($A$4-80)*AF12*$A$12/1000","v":14.232208902188059},{"$f":"Z12*E12+($A$4-80)*AG12*$A$12/1000","v":13.792054862956432},{"$f":"AA12*G12+($A$4-80)*AH12*$A$12/1000","v":13.547707959508621},{"$f":"AB12*I12+($A$4-80)*AI12*$A$12/1000","v":13.303361056060814},{"$f":"AC12*K12+($A$4-80)*AJ12*$A$12/1000","v":13.036398580348436},{"$f":"AD12*M12+($A$4-80)*AK12*$A$12/1000","v":12.769436104636059},{"$f":"AE12*O12+($A$4-80)*AL12*$A$12/1000","v":12.177508101244113}]
[null,69.5,27.87249512359525,16.000184702560716,26.628545958588717,15.551715020076015,25.982929331426007,15.301606499053207,25.337312704263297,15.051497978030406,24.625028453289623,14.778155116519095,23.912744202315945,14.50481225500778,22.320586868676322,13.89733018847172,null,1.1470162602302572,1.0958249365674368,1.06925635108749,1.0426877656075431,1.0133756565139762,0.98406354742040925,0.91854266949285279,0.57404924215112274,0.58402419134192329,0.58890998408505535,0.59404476527212047,0.60012743313378392,0.60657246747962079,0.62262387052083246,1.0413316373516248,1.0492816243123122,1.1104892758778786,1.1716969274434434,1.1933873526626622,1.2150777778818822,1.2343781990190192,{"$f":"Y13*C13+($A$4-80)*AF13*$A$12/1000","v":16.000184702560716},{"$f":"Z13*E13+($A$4-80)*AG13*$A$12/1000","v":15.551715020076015},{"$f":"AA13*G13+($A$4-80)*AH13*$A$12/1000","v":15.301606499053207},{"$f":"AB13*I13+($A$4-80)*AI13*$A$12/1000","v":15.051497978030406},{"$f":"AC13*K13+($A$4-80)*AJ13*$A$12/1000","v":14.778155116519095},{"$f":"AD13*M13+($A$4-80)*AK13*$A$12/1000","v":14.50481225500778},{"$f":"AE13*O13+($A$4-80)*AL13*$A$12/1000","v":13.89733018847172}]
[null,67,26.720982302921634,17.76816050293337,25.537823036200937,17.3113751771956,24.918911518100465,17.055505038597797,24.3,16.799634899999997,23.618670839815813,16.51991165268975,22.937341679631626,16.240188405379502,21.407728853201913,15.617152275699327,null,1.0996289013547997,1.0509392195967464,1.0254696097983731,1,0.97196176295538328,0.94392352591076645,0.8809764960165396,0.66495162122055018,0.67787199999999992,0.68444021024791202,0.69134299999999993,0.69944290111536933,0.70802399999999999,0.72950999999999999,1.0413316373516248,1.0492816243123122,1.1104892758778786,1.1716969274434434,1.1933873526626622,1.2150777778818822,1.2343781990190192,{"$f":"Y14*C14+($A$4-80)*AF14*$A$12/1000","v":17.76816050293337},{"$f":"Z14*E14+($A$4-80)*AG14*$A$12/1000","v":17.3113751771956},{"$f":"AA14*G14+($A$4-80)*AH14*$A$12/1000","v":17.055505038597797},{"$f":"AB14*I14+($A$4-80)*AI14*$A$12/1000","v":16.799634899999997},{"$f":"AC14*K14+($A$4-80)*AJ14*$A$12/1000","v":16.51991165268975},{"$f":"AD14*M14+($A$4-80)*AK14*$A$12/1000","v":16.240188405379502},{"$f":"AE14*O14+($A$4-80)*AL14*$A$12/1000","v":15.617152275699327}]
[null,62,24.615020279658694,21.201214747359224,23.5692568731662,20.765410937020601,23.009464503868603,20.720027422463744,{"$f":"U15*$I$14","v":22.44967213457101},20.674643907906884,21.832536728237148,20.464451344161333,21.21540132190329,20.254258780415782,19.865810109532116,19.681514989145988,null,1.0129637975168186,0.96992826638544027,0.94689154336907833,0.92385482035271638,0.89845830157354512,0.87306178279437407,0.81752304977498413,0.86131209751143034,0.88103799999999999,0.90050020151403631,0.920933,0.93733731443555068,0.95469599999999999,0.99072300000000002,1.0413316373516248,1.0492816243123122,1.1104892758778786,1.1716969274434434,1.1933873526626622,1.2150777778818822,1.2343781990190192,{"$f":"Y15*C15+($A$4-80)*AF15*$A$12/1000","v":21.201214747359224},{"$f":"Z15*E15+($A$4-80)*AG15*$A$12/1000","v":20.765410937020601},{"$f":"AA15*G15+($A$4-80)*AH15*$A$12/1000","v":20.720027422463744},{"$f":"AB15*I15+($A$4-80)*AI15*$A$12/1000","v":20.674643907906884},{"$f":"AC15*K15+($A$4-80)*AJ15*$A$12/1000","v":20.464451344161333},{"$f":"AD15*M15+($A$4-80)*AK15*$A$12/1000","v":20.254258780415782},{"$f":"AE15*O15+($A$4-80)*AL15*$A$12/1000","v":19.681514989145988}]
[605,72,29.356255626939124,14.676474705027445,28.024886969959592,14.237539377122509,27.339498125737439,13.990145753117336,{"$f":"U16*$I$14","v":26.654109281515282},13.742752129112151,25.895138664104998,13.471517957500966,25.136168046694724,13.200283785889779,23.44239174697978,12.598714923754583,null,1.2080763632485236,1.1532875296279668,1.1250822273966024,1.0968769251652379,1.065643566424074,1.0344102076829105,0.96470747929957934,0.4999436880349073,0.50803199999999993,0.51171918697172403,0.51559599999999994,0.52023347440787204,0.52515099999999992,0.53743299999999994,1.1464900513032079,1.0985351933443528,1.1217175285179066,1.14489986369146,1.1845726455702474,1.224245427449036,1.1131769485619845,{"$f":"Y16*C16+($A$4-80)*AF16*$A$16/1000","v":14.676474705027445},{"$f":"Z16*E16+($A$4-80)*AG16*$A$16/1000","v":14.237539377122509},{"$f":"AA16*G16+($A$4-80)*AH16*$A$16/1000","v":13.990145753117336},{"$f":"AB16*I16+($A$4-80)*AI16*$A$16/1000","v":13.742752129112151},{"$f":"AC16*K16+($A$4-80)*AJ16*$A$16/1000","v":13.471517957500966},{"$f":"AD16*M16+($A$4-80)*AK16*$A$16/1000","v":13.200283785889779},{"$f":"AE16*O16+($A$4-80)*AL16*$A$16/1000","v":12.598714923754583}]
[null,69.5,28.229203772818998,16.593059942298407,26.944122959977449,16.140879166280243,26.284963480594332,15.887212710097652,{"$f":"U17*$I$14","v":25.625804001211222},15.633546253915066,24.895790348852991,15.354936717361204,24.165776696494767,15.076327180807343,22.533466550417142,14.457940109754258,null,1.1616956285110698,1.1088116444435163,1.0816857399421536,1.054559835440791,1.024518121351975,0.99447640726315911,0.92730315022292764,0.58779766074292661,0.59905008562556505,0.60442209561473681,0.61007046854709945,0.61676839747602719,0.62387099616765707,0.6416207678213014,1.1464900513032079,1.0985351933443528,1.1217175285179066,1.14489986369146,1.1845726455702474,1.224245427449036,1.1131769485619845,{"$f":"Y17*C17+($A$4-80)*AF17*$A$16/1000","v":16.593059942298407},{"$f":"Z17*E17+($A$4-80)*AG17*$A$16/1000","v":16.140879166280243},{"$f":"AA17*G17+($A$4-80)*AH17*$A$16/1000","v":15.887212710097652},{"$f":"AB17*I17+($A$4-80)*AI17*$A$16/1000","v":15.633546253915066},{"$f":"AC17*K17+($A$4-80)*AJ17*$A$16/1000","v":15.354936717361204},{"$f":"AD17*M17+($A$4-80)*AK17*$A$16/1000","v":15.076327180807343},{"$f":"AE17*O17+($A$4-80)*AL17*$A$16/1000","v":14.457940109754258}]
[null,67,27.102151918698869,18.509645179569361,25.863358949995305,18.044218955437973,25.230428835451232,17.784279667077975,{"$f":"U18*$I$14","v":24.597498720907168},17.524340378717987,23.896442033600987,17.238355477221447,23.19538534629481,16.952370575724906,21.624541353854507,16.317165295753934,null,1.1153148937736159,1.0643357592590661,1.038289252487705,1.0122427457163443,0.98339267627987603,0.95454260684340775,0.88989882114627605,0.68295850584465245,0.69767499999999993,0.70487425255686953,0.71244399999999997,0.72137749431410958,0.73085099999999992,0.75456699999999999,1.1464900513032079,1.0985351933443528,1.1217175285179066,1.14489986369146,1.1845726455702474,1.224245427449036,1.1131769485619845,{"$f":"Y18*C18+($A$4-80)*AF18*$A$16/1000","v":18.509645179569361},{"$f":"Z18*E18+($A$4-80)*AG18*$A$16/1000","v":18.044218955437973},{"$f":"AA18*G18+($A$4-80)*AH18*$A$16/1000","v":17.784279667077975},{"$f":"AB18*I18+($A$4-80)*AI18*$A$16/1000","v":17.524340378717987},{"$f":"AC18*K18+($A$4-80)*AJ18*$A$16/1000","v":17.238355477221447},{"$f":"AD18*M18+($A$4-80)*AK18*$A$16/1000","v":16.952370575724906},{"$f":"AE18*O18+($A$4-80)*AL18*$A$16/1000","v":16.317165295753934}]
[null,62,25.014166038556517,22.646205141797065,23.958732810558523,21.993972967695861,23.391328533689741,21.816827545263706,{"$f":"U19*$I$14","v":22.823924256820959},21.639682122831548,22.203490357206249,21.498435947297196,21.583056457591546,21.357189771762851,20.279009825521296,20.279009825521296,null,1.0293895489117908,0.98595608273903379,0.96260611249752015,0.93925614225600651,0.91372388301260288,0.88819162376919947,0.83452715331363359,0.905335205134982,0.91799399999999998,0.93268868905165714,0.94811400000000001,0.96824578484885715,0.98953500000000005,1,1.1464900513032079,1.0985351933443528,1.1217175285179066,1.14489986369146,1.1845726455702474,1.224245427449036,1.1131769485619845,{"$f":"Y19*C19+($A$4-80)*AF19*$A$16/1000","v":22.646205141797065},{"$f":"Z19*E19+($A$4-80)*AG19*$A$16/1000","v":21.993972967695861},{"$f":"AA19*G19+($A$4-80)*AH19*$A$16/1000","v":21.816827545263706},{"$f":"AB19*I19+($A$4-80)*AI19*$A$16/1000","v":21.639682122831548},{"$f":"AC19*K19+($A$4-80)*AJ19*$A$16/1000","v":21.498435947297196},{"$f":"AD19*M19+($A$4-80)*AK19*$A$16/1000","v":21.357189771762851},{"$f":"AE19*O19+($A$4-80)*AL19*$A$16/1000","v":20.279009825521296}]

{"sheet":"S4BE_24","index":26,"n_rows":19,"n_cols":45,"rows_kept":19,"cut":false,"hidden":true,"merged":[[2,0,2,1],[2,2,2,15],[3,2,3,3],[3,4,3,5],[3,6,3,7],[3,8,3,9],[3,10,3,11],[3,12,3,13],[3,14,3,15],[5,2,6,2],[5,3,6,3],[5,4,6,4],[5,5,6,5],[5,6,6,6],[5,7,6,7],[5,8,6,8],[4,0,6,0],[4,1,6,1],[4,2,4,3],[4,4,4,5],[4,6,4,7],[4,8,4,9],[5,9,6,9],[5,10,6,10],[5,11,6,11],[5,12,6,12],[5,13,6,13],[5,14,6,14],[5,15,6,15],[4,10,4,11],[4,12,4,13],[4,14,4,15],[7,0,10,0],[11,0,14,0],[15,0,18,0],[22,4,22,15],[23,4,23,5],[23,6,23,7],[23,8,23,9],[23,10,23,11],[23,12,23,13],[23,14,23,15],[25,12,26,12],[25,13,26,13],[25,14,26,14],[25,15,26,15],[27,0,30,0],[31,0,34,0],[24,12,24,13],[24,14,24,15],[25,4,26,4],[25,5,26,5],[25,6,26,6],[25,7,26,7],[25,8,26,8],[25,9,26,9],[25,10,26,10],[25,11,26,11],[24,0,26,0],[24,1,26,1],[24,4,24,5],[24,6,24,7],[24,8,24,9],[24,10,24,11],[35,0,38,0],[41,0,42,1],[41,4,41,15],[42,4,42,5],[42,6,42,7],[42,8,42,9],[42,10,42,11],[42,12,42,13],[42,14,42,15],[44,12,45,12],[44,13,45,13],[44,14,45,14],[44,15,45,15],[46,0,49,0],[50,0,53,0],[43,12,43,13],[43,14,43,15],[44,4,45,4],[44,5,45,5],[44,6,45,6],[44,7,45,7],[44,8,45,8],[44,9,45,9],[44,10,45,10],[44,11,45,11],[43,0,45,0],[43,1,45,1],[43,4,43,5],[43,6,43,7],[43,8,43,9],[43,10,43,11],[54,0,57,0],[60,0,61,1],[60,4,60,15],[61,4,61,5],[61,6,61,7],[61,8,61,9],[61,10,61,11],[61,12,61,13],[61,14,61,15],[63,12,64,12],[63,13,64,13],[63,14,64,14],[63,15,64,15],[65,0,68,0],[69,0,72,0],[62,12,62,13],[62,14,62,15],[63,4,64,4],[63,5,64,5],[63,6,64,6],[63,7,64,7],[63,8,64,8],[63,9,64,9],[63,10,64,10],[63,11,64,11],[62,0,64,0],[62,1,64,1],[62,4,62,5],[62,6,62,7],[62,8,62,9],[62,10,62,11],[73,0,76,0],[79,0,80,1],[79,4,79,15],[80,4,80,5],[80,6,80,7],[80,8,80,9],[80,10,80,11],[80,12,80,13],[80,14,80,15],[82,12,83,12],[82,13,83,13],[82,14,83,14],[82,15,83,15],[84,0,87,0],[88,0,91,0],[81,12,81,13],[81,14,81,15],[82,4,83,4],[82,5,83,5],[82,6,83,6],[82,7,83,7],[82,8,83,8],[82,9,83,9],[82,10,83,10],[82,11,83,11],[81,0,83,0],[81,1,83,1],[81,4,81,5],[81,6,81,7],[81,8,81,9],[81,10,81,11],[92,0,95,0],[98,0,99,1],[98,4,98,15],[99,4,99,5],[99,6,99,7],[99,8,99,9],[99,10,99,11],[99,12,99,13],[99,14,99,15],[101,12,102,12],[101,13,102,13],[101,14,102,14],[101,15,102,15],[103,0,106,0],[107,0,110,0],[100,12,100,13],[100,14,100,15],[101,4,102,4],[101,5,102,5],[101,6,102,6],[101,7,102,7],[101,8,102,8],[101,9,102,9],[101,10,102,10],[101,11,102,11],[100,0,102,0],[100,1,102,1],[100,4,100,5],[100,6,100,7],[100,8,100,9],[100,10,100,11],[111,0,114,0],[117,0,118,1],[117,4,117,15],[118,4,118,5],[118,6,118,7],[118,8,118,9],[118,10,118,11],[118,12,118,13],[118,14,118,15],[130,0,133,0],[120,12,121,12],[120,13,121,13],[120,14,121,14],[120,15,121,15],[122,0,125,0],[126,0,129,0],[119,12,119,13],[119,14,119,15],[120,4,121,4],[120,5,121,5],[120,6,121,6],[120,7,121,7],[120,8,121,8],[120,9,121,9],[120,10,121,10],[120,11,121,11],[119,0,121,0],[119,1,121,1],[119,4,119,5],[119,6,119,7],[119,8,119,9],[119,10,119,11]]}
[]
["S4BE_24"]
["Evaporator Air \n",null,"Condenser  Entering Air Temperature ˚F"]
[80,"°F DB",75,null,85,null,90,null,95,null,100,null,105,null,115]
["CFM","EWB†\n˚F","Capacity Mbtuh",null,"Capacity Mbtuh",null,"Capacity Mbtuh",null,"Capacity Mbtuh",null,"Capacity Mbtuh",null,"Capacity Mbtuh",null,"Capacity Mbtuh"]
[null,null,"Total","Sens.","Total","Sens.","Total","Sens.","Total","Sens.","Total","Sens.","Total","Sens.","Total","Sens."]
[null,null,null,null,null,null,null,null,null,null,null,null,null,null,null,null,null,"Total Factors",null,null,null,null,null,null,"Sens. %",null,null,null,null,null,null,"IDB Adj",null,null,null,null,null,null,"Sens Calc"]
[650,72,{"$f":"R8*$I$14","v":28.922427750150849},{"$f":"IF(AM8>C8,C8,AM8)","v":13.785735778477497},{"$f":"S8*$I$14","v":27.614066814258351},{"$f":"IF(AN8>E8,E8,AN8)","v":13.345050069326634},{"$f":"T8*$I$14","v":26.921453446431684},{"$f":"IF(AO8>G8,G8,AO8)","v":13.107679147008783},{"$f":"U8*$I$14","v":26.228840078605007},{"$f":"IF(AP8>I8,I8,AP8)","v":12.870308224690925},{"$f":"V8*$I$14","v":25.474621899952734},{"$f":"IF(AQ8>K8,K8,AQ8)","v":12.616355100636177},{"$f":"W8*$I$14","v":24.720403721300464},{"$f":"IF(AR8>M8,M8,AR8)","v":12.362401976581427},{"$f":"X8*$I$14","v":23.059642794955352},{"$f":"IF(AS8>O8,O8,AS8)","v":11.813685600283575},null,1.1902233642037385,1.1363813503810021,1.1078787426515095,1.0793761349220168,1.0483383497922936,1.0173005646625706,0.94895649361956169,0.47664517991251948,0.48327000000000003,0.4868860135315668,0.49069299999999993,0.49525190796490631,0.50008900000000001,0.51230999999999993,1.0204753086967098,1.047706927435899,1.0781993032188053,1.1086916790017101,1.1673835189623947,1.2260753589230775,1.2012052373230762,{"$f":"Y8*C8+($A$4-80)*AF8*$A$8/1000","v":13.785735778477497},{"$f":"Z8*E8+($A$4-80)*AG8*$A$8/1000","v":13.345050069326634},{"$f":"AA8*G8+($A$4-80)*AH8*$A$8/1000","v":13.107679147008783},{"$f":"AB8*I8+($A$4-80)*AI8*$A$8/1000","v":12.870308224690925},{"$f":"AC8*K8+($A$4-80)*AJ8*$A$8/1000","v":12.616355100636177},{"$f":"AD8*M8+($A$4-80)*AK8*$A$8/1000","v":12.362401976581427},{"$f":"AE8*O8+($A$4-80)*AL8*$A$8/1000","v":11.813685600283575}]
[null,69.5,27.529040993750325,15.502252622446763,26.311500335812539,15.049917662468594,25.662987550060944,14.799181242778785,25.014474764309345,14.548444823088978,24.299244421780553,14.284335265796562,23.584014079251762,14.020225708504144,22.006568244571032,13.44557457541106,null,1.132882345421824,1.0827777915972239,1.0560900226362528,1.0294022536752816,0.99996890624611323,0.97053555881694487,0.90562009236917818,0.56312359831082026,0.57199009826072811,0.57667413873423479,0.58160105139791707,0.58785100548199931,0.59448004319326442,0.61098006858602549,1.0204753086967098,1.047706927435899,1.0781993032188053,1.1086916790017101,1.1673835189623947,1.2260753589230775,1.2012052373230762,{"$f":"Y9*C9+($A$4-80)*AF9*$A$8/1000","v":15.502252622446763},{"$f":"Z9*E9+($A$4-80)*AG9*$A$8/1000","v":15.049917662468594},{"$f":"AA9*G9+($A$4-80)*AH9*$A$8/1000","v":14.799181242778785},{"$f":"AB9*I9+($A$4-80)*AI9*$A$8/1000","v":14.548444823088978},{"$f":"AC9*K9+($A$4-80)*AJ9*$A$8/1000","v":14.284335265796562},{"$f":"AD9*M9+($A$4-80)*AK9*$A$8/1000","v":14.020225708504144},{"$f":"AE9*O9+($A$4-80)*AL9*$A$8/1000","v":13.44557457541106}]
[null,67,26.135654237349794,17.21876946641602,25.008933857366735,16.754785255610557,24.404521653690207,16.490683338548791,23.800109450013682,16.22658142148703,23.12386694360837,15.952315430956943,22.447624437203057,15.678049440426856,20.953493694186715,15.077463550538546,null,1.0755413266399092,1.0291742328134459,1.0043013026209962,0.97942837242854663,0.9515994626999329,0.92377055297131916,0.86228369111879477,0.6588229745482751,0.66995199999999999,0.67572245719699386,0.68178600000000011,0.68986365774632241,0.69842799999999994,0.71956799999999999,1.0204753086967098,1.047706927435899,1.0781993032188053,1.1086916790017101,1.1673835189623947,1.2260753589230775,1.2012052373230762,{"$f":"Y10*C10+($A$4-80)*AF10*$A$8/1000","v":17.21876946641602},{"$f":"Z10*E10+($A$4-80)*AG10*$A$8/1000","v":16.754785255610557},{"$f":"AA10*G10+($A$4-80)*AH10*$A$8/1000","v":16.490683338548791},{"$f":"AB10*I10+($A$4-80)*AI10*$A$8/1000","v":16.22658142148703},{"$f":"AC10*K10+($A$4-80)*AJ10*$A$8/1000","v":15.952315430956943},{"$f":"AD10*M10+($A$4-80)*AK10*$A$8/1000","v":15.678049440426856},{"$f":"AE10*O10+($A$4-80)*AL10*$A$8/1000","v":15.077463550538546}]
[null,62,24.0715875330697,20.335816391650262,23.034960573120074,19.954610470479594,22.469385089923136,19.799389635278356,21.903809606726202,19.644168800077114,21.286804432725553,19.553405221246987,20.669799258724908,19.462641642416855,19.329403497425435,18.763805821687267,null,0.9906003100028683,0.94794076432592889,0.92466605308325667,0.90139134184058445,0.87600018241668942,0.85060902299279451,0.79544870359775455,0.8448057845670871,0.86627500000000002,0.88117185032169854,0.89683800000000002,0.91856930818541738,0.94159800000000005,0.97073899999999991,1.0204753086967098,1.047706927435899,1.0781993032188053,1.1086916790017101,1.1673835189623947,1.2260753589230775,1.2012052373230762,{"$f":"Y11*C11+($A$4-80)*AF11*$A$8/1000","v":20.335816391650262},{"$f":"Z11*E11+($A$4-80)*AG11*$A$8/1000","v":19.954610470479594},{"$f":"AA11*G11+($A$4-80)*AH11*$A$8/1000","v":19.799389635278356},{"$f":"AB11*I11+($A$4-80)*AI11*$A$8/1000","v":19.644168800077114},{"$f":"AC11*K11+($A$4-80)*AJ11*$A$8/1000","v":19.553405221246987},{"$f":"AD11*M11+($A$4-80)*AK11*$A$8/1000","v":19.462641642416855},{"$f":"AE11*O11+($A$4-80)*AL11*$A$8/1000","v":18.763805821687267}]
[750,72,29.423139225861146,14.579640449632297,28.100457700057216,14.128741528842568,27.37082099947763,13.887138101592624,26.64118429889804,13.645534674342679,25.845258202532278,13.386556550944631,25.049332106166514,13.127578427546579,23.272312877789112,12.561463598915452,null,1.2108287747267961,1.1563974362163463,1.1263712345464045,1.0963450328764626,1.0635908725321925,1.0308367121879223,0.95770834888021028,0.49551614250656439,0.50279399999999996,0.50737016992868644,0.51219700000000001,0.51795019597184899,0.52406900000000001,0.53976000000000002,1.0213059193906389,1.0286470980888898,1.0828672127481498,1.1370873274074087,1.1452628969925931,1.1534384665777775,1.076375186962963,{"$f":"Y12*C12+($A$4-80)*AF12*$A$12/1000","v":14.579640449632297},{"$f":"Z12*E12+($A$4-80)*AG12*$A$12/1000","v":14.128741528842568},{"$f":"AA12*G12+($A$4-80)*AH12*$A$12/1000","v":13.887138101592624},{"$f":"AB12*I12+($A$4-80)*AI12*$A$12/1000","v":13.645534674342679},{"$f":"AC12*K12+($A$4-80)*AJ12*$A$12/1000","v":13.386556550944631},{"$f":"AD12*M12+($A$4-80)*AK12*$A$12/1000","v":13.127578427546579},{"$f":"AE12*O12+($A$4-80)*AL12*$A$12/1000","v":12.561463598915452}]
[null,69.5,28.106485665861758,16.486427710166581,26.852040994005122,16.024551111172606,26.161316571727077,15.772654524171976,25.470592149449018,15.520757937171339,24.719169610208706,15.24982008572206,23.967747070968382,14.978882234272779,22.302251187781398,14.386099854937068,null,1.1566455006527472,1.1050222631277828,1.0765973897830072,1.0481725164382312,1.0172497781978891,0.98632703995754656,0.91778811472351429,0.58657022817303184,0.59677218259685294,0.60289987627066588,0.60935991774761644,0.61692283058829278,0.62495995931200299,0.64505146739709829,1.0213059193906389,1.0286470980888898,1.0828672127481498,1.1370873274074087,1.1452628969925931,1.1534384665777775,1.076375186962963,{"$f":"Y13*C13+($A$4-80)*AF13*$A$12/1000","v":16.486427710166581},{"$f":"Z13*E13+($A$4-80)*AG13*$A$12/1000","v":16.024551111172606},{"$f":"AA13*G13+($A$4-80)*AH13*$A$12/1000","v":15.772654524171976},{"$f":"AB13*I13+($A$4-80)*AI13*$A$12/1000","v":15.520757937171339},{"$f":"AC13*K13+($A$4-80)*AJ13*$A$12/1000","v":15.24982008572206},{"$f":"AD13*M13+($A$4-80)*AK13*$A$12/1000","v":14.978882234272779},{"$f":"AE13*O13+($A$4-80)*AL13*$A$12/1000","v":14.386099854937068}]
[null,67,26.789832105862374,18.393214970700864,25.603624287953039,17.920360693502651,24.951812143976522,17.658170946751326,24.3,17.395981200000001,23.59308101788513,17.113083620499488,22.886162035770255,16.830186040998981,21.33218949777369,16.210736110958688,null,1.1024622265786985,1.0536470900392196,1.0268235450196099,1,0.97090868386358553,0.94181736772717095,0.87786788056681853,0.68657447713813435,0.69991499999999995,0.70769092220077834,0.71588399999999996,0.7253433160139886,0.73538700000000001,0.75991900000000012,1.0213059193906389,1.0286470980888898,1.0828672127481498,1.1370873274074087,1.1452628969925931,1.1534384665777775,1.076375186962963,{"$f":"Y14*C14+($A$4-80)*AF14*$A$12/1000","v":18.393214970700864},{"$f":"Z14*E14+($A$4-80)*AG14*$A$12/1000","v":17.920360693502651},{"$f":"AA14*G14+($A$4-80)*AH14*$A$12/1000","v":17.658170946751326},{"$f":"AB14*I14+($A$4-80)*AI14*$A$12/1000","v":17.395981200000001},{"$f":"AC14*K14+($A$4-80)*AJ14*$A$12/1000","v":17.113083620499488},{"$f":"AD14*M14+($A$4-80)*AK14*$A$12/1000","v":16.830186040998981},{"$f":"AE14*O14+($A$4-80)*AL14*$A$12/1000","v":16.210736110958688}]
[null,62,24.691035376700189,22.009637687437447,23.642042486505311,21.557216253917815,23.057728663466087,21.493044622988236,{"$f":"U15*$I$14","v":22.473414840426855},21.428872992058658,21.85268214721027,21.168814855731824,21.231949453993682,20.908756719404991,19.978092584761573,19.978092584761573,null,1.0160919908107073,0.97292355911544492,0.94887772277638216,0.92483188643731917,0.89928733116091641,0.87374277588451366,0.82214372776796596,0.89140197450800085,0.9118170000000001,0.9321405823047515,0.95352100000000006,0.96870556726759749,0.98477800000000004,1,1.0213059193906389,1.0286470980888898,1.0828672127481498,1.1370873274074087,1.1452628969925931,1.1534384665777775,1.076375186962963,{"$f":"Y15*C15+($A$4-80)*AF15*$A$12/1000","v":22.009637687437447},{"$f":"Z15*E15+($A$4-80)*AG15*$A$12/1000","v":21.557216253917815},{"$f":"AA15*G15+($A$4-80)*AH15*$A$12/1000","v":21.493044622988236},{"$f":"AB15*I15+($A$4-80)*AI15*$A$12/1000","v":21.428872992058658},{"$f":"AC15*K15+($A$4-80)*AJ15*$A$12/1000","v":21.168814855731824},{"$f":"AD15*M15+($A$4-80)*AK15*$A$12/1000","v":20.908756719404991},{"$f":"AE15*O15+($A$4-80)*AL15*$A$12/1000","v":19.978092584761573}]
[850,72,29.737864767124272,15.339029372724546,28.389189323648665,14.880278751558418,27.609029626128706,14.631926492146965,{"$f":"U16*$I$14","v":26.828869928608743},14.383574232735505,25.959904604363079,14.104115069586578,25.090939280117411,13.82465590643765,23.36358672669834,13.227761897054798,null,1.2237804430915338,1.1682793960349245,1.1361740586884241,1.1040687213419236,1.0683088314552707,1.0325489415686178,0.96146447434972593,0.51580802767258904,0.52415299999999998,0.52996887939515136,0.53612300000000002,0.543303809645591,0.55098199999999997,0.56616999999999995,1.0832334056523834,1.0379266318640523,1.0306676589699346,1.0234086860758169,1.0110698522326809,0.9987310183895437,0.85277281628758239,{"$f":"Y16*C16+($A$4-80)*AF16*$A$16/1000","v":15.339029372724546},{"$f":"Z16*E16+($A$4-80)*AG16*$A$16/1000","v":14.880278751558418},{"$f":"AA16*G16+($A$4-80)*AH16*$A$16/1000","v":14.631926492146965},{"$f":"AB16*I16+($A$4-80)*AI16*$A$16/1000","v":14.383574232735505},{"$f":"AC16*K16+($A$4-80)*AJ16*$A$16/1000","v":14.104115069586578},{"$f":"AD16*M16+($A$4-80)*AK16*$A$16/1000","v":13.82465590643765},{"$f":"AE16*O16+($A$4-80)*AL16*$A$16/1000","v":13.227761897054798}]
[null,69.5,28.50134033717837,17.443523813994645,27.203888584861076,16.968380412301933,26.477223825277981,16.709720114469789,{"$f":"U17*$I$14","v":25.750559065694887},16.451059816637649,24.950300987537624,16.165428288722296,24.150042909380367,15.879796760806947,22.486259670157462,15.261505668839082,null,1.1728946640814144,1.1195015878543653,1.0895976882830445,1.0596937887117237,1.0267613575118364,0.99382892631194919,0.92536048025339346,0.61202468401952892,0.62374834242428168,0.63109789095474988,0.63886223886120941,0.64790514137672062,0.65754735179534241,0.6787036124595377,1.0832334056523834,1.0379266318640523,1.0306676589699346,1.0234086860758169,1.0110698522326809,0.9987310183895437,0.85277281628758239,{"$f":"Y17*C17+($A$4-80)*AF17*$A$16/1000","v":17.443523813994645},{"$f":"Z17*E17+($A$4-80)*AG17*$A$16/1000","v":16.968380412301933},{"$f":"AA17*G17+($A$4-80)*AH17*$A$16/1000","v":16.709720114469789},{"$f":"AB17*I17+($A$4-80)*AI17*$A$16/1000","v":16.451059816637649},{"$f":"AC17*K17+($A$4-80)*AJ17*$A$16/1000","v":16.165428288722296},{"$f":"AD17*M17+($A$4-80)*AK17*$A$16/1000","v":15.879796760806947},{"$f":"AE17*O17+($A$4-80)*AL17*$A$16/1000","v":15.261505668839082}]
[null,67,27.264815907232475,19.548018255264743,26.018587846073483,19.056482073045448,25.345418024427257,18.787513736792622,{"$f":"U18*$I$14","v":24.672248202781031},18.518545400539789,23.940697370712176,18.226741507858019,23.209146538643321,17.934937615176239,21.608932613616577,17.295249440623365,null,1.1220088850712953,1.0707237796738058,1.0430213178776648,1.0153188560815238,0.98521388356840223,0.95510891105528062,0.88925648615706077,0.71696865006446953,0.73241800000000001,0.74125878368570219,0.75058199999999997,0.76132876271831917,0.77275299999999991,0.80037499999999995,1.0832334056523834,1.0379266318640523,1.0306676589699346,1.0234086860758169,1.0110698522326809,0.9987310183895437,0.85277281628758239,{"$f":"Y18*C18+($A$4-80)*AF18*$A$16/1000","v":19.548018255264743},{"$f":"Z18*E18+($A$4-80)*AG18*$A$16/1000","v":19.056482073045448},{"$f":"AA18*G18+($A$4-80)*AH18*$A$16/1000","v":18.787513736792622},{"$f":"AB18*I18+($A$4-80)*AI18*$A$16/1000","v":18.518545400539789},{"$f":"AC18*K18+($A$4-80)*AJ18*$A$16/1000","v":18.226741507858019},{"$f":"AD18*M18+($A$4-80)*AK18*$A$16/1000","v":17.934937615176239},{"$f":"AE18*O18+($A$4-80)*AL18*$A$16/1000","v":17.295249440623365}]
[null,62,25.256765313890348,23.888929875870087,24.191095992636999,23.200906051466379,23.619022536752819,22.893458075358826,{"$f":"U19*$I$14","v":23.046949080868636},22.586010099251261,22.465355339419421,22.233791660530834,21.883761597970199,21.881573221810406,20.595047386880925,20.595047386880925,null,1.039373058184788,0.9955183536064609,0.97197623608036288,0.94843411855426485,0.92450021972919427,0.90056632090412347,0.84753281427493521,0.94584280999483339,0.95906799999999992,0.96928050429415669,0.98,0.9896924096952846,0.99990000000000012,1,1.0832334056523834,1.0379266318640523,1.0306676589699346,1.0234086860758169,1.0110698522326809,0.9987310183895437,0.85277281628758239,{"$f":"Y19*C19+($A$4-80)*AF19*$A$16/1000","v":23.888929875870087},{"$f":"Z19*E19+($A$4-80)*AG19*$A$16/1000","v":23.200906051466379},{"$f":"AA19*G19+($A$4-80)*AH19*$A$16/1000","v":22.893458075358826},{"$f":"AB19*I19+($A$4-80)*AI19*$A$16/1000","v":22.586010099251261},{"$f":"AC19*K19+($A$4-80)*AJ19*$A$16/1000","v":22.233791660530834},{"$f":"AD19*M19+($A$4-80)*AK19*$A$16/1000","v":21.881573221810406},{"$f":"AE19*O19+($A$4-80)*AL19*$A$16/1000","v":20.595047386880925}]

{"sheet":"S4BE_30","index":27,"n_rows":19,"n_cols":45,"rows_kept":19,"cut":false,"hidden":true,"merged":[[2,0,2,1],[2,2,2,15],[3,2,3,3],[3,4,3,5],[3,6,3,7],[3,8,3,9],[3,10,3,11],[3,12,3,13],[3,14,3,15],[5,2,6,2],[5,3,6,3],[5,4,6,4],[5,5,6,5],[5,6,6,6],[5,7,6,7],[5,8,6,8],[4,0,6,0],[4,1,6,1],[4,2,4,3],[4,4,4,5],[4,6,4,7],[4,8,4,9],[5,9,6,9],[5,10,6,10],[5,11,6,11],[5,12,6,12],[5,13,6,13],[5,14,6,14],[5,15,6,15],[4,10,4,11],[4,12,4,13],[4,14,4,15],[7,0,10,0],[11,0,14,0],[15,0,18,0],[22,4,22,15],[23,4,23,5],[23,6,23,7],[23,8,23,9],[23,10,23,11],[23,12,23,13],[23,14,23,15],[25,12,26,12],[25,13,26,13],[25,14,26,14],[25,15,26,15],[27,0,30,0],[31,0,34,0],[24,12,24,13],[24,14,24,15],[25,4,26,4],[25,5,26,5],[25,6,26,6],[25,7,26,7],[25,8,26,8],[25,9,26,9],[25,10,26,10],[25,11,26,11],[24,0,26,0],[24,1,26,1],[24,4,24,5],[24,6,24,7],[24,8,24,9],[24,10,24,11],[35,0,38,0],[41,0,42,1],[41,4,41,15],[42,4,42,5],[42,6,42,7],[42,8,42,9],[42,10,42,11],[42,12,42,13],[42,14,42,15],[44,12,45,12],[44,13,45,13],[44,14,45,14],[44,15,45,15],[46,0,49,0],[50,0,53,0],[43,12,43,13],[43,14,43,15],[44,4,45,4],[44,5,45,5],[44,6,45,6],[44,7,45,7],[44,8,45,8],[44,9,45,9],[44,10,45,10],[44,11,45,11],[43,0,45,0],[43,1,45,1],[43,4,43,5],[43,6,43,7],[43,8,43,9],[43,10,43,11],[54,0,57,0],[60,0,61,1],[60,4,60,15],[61,4,61,5],[61,6,61,7],[61,8,61,9],[61,10,61,11],[61,12,61,13],[61,14,61,15],[63,12,64,12],[63,13,64,13],[63,14,64,14],[63,15,64,15],[65,0,68,0],[69,0,72,0],[62,12,62,13],[62,14,62,15],[63,4,64,4],[63,5,64,5],[63,6,64,6],[63,7,64,7],[63,8,64,8],[63,9,64,9],[63,10,64,10],[63,11,64,11],[62,0,64,0],[62,1,64,1],[62,4,62,5],[62,6,62,7],[62,8,62,9],[62,10,62,11],[73,0,76,0],[79,0,80,1],[79,4,79,15],[80,4,80,5],[80,6,80,7],[80,8,80,9],[80,10,80,11],[80,12,80,13],[80,14,80,15],[82,12,83,12],[82,13,83,13],[82,14,83,14],[82,15,83,15],[84,0,87,0],[88,0,91,0],[81,12,81,13],[81,14,81,15],[82,4,83,4],[82,5,83,5],[82,6,83,6],[82,7,83,7],[82,8,83,8],[82,9,83,9],[82,10,83,10],[82,11,83,11],[81,0,83,0],[81,1,83,1],[81,4,81,5],[81,6,81,7],[81,8,81,9],[81,10,81,11],[92,0,95,0],[98,0,99,1],[98,4,98,15],[99,4,99,5],[99,6,99,7],[99,8,99,9],[99,10,99,11],[99,12,99,13],[99,14,99,15],[101,12,102,12],[101,13,102,13],[101,14,102,14],[101,15,102,15],[103,0,106,0],[107,0,110,0],[100,12,100,13],[100,14,100,15],[101,4,102,4],[101,5,102,5],[101,6,102,6],[101,7,102,7],[101,8,102,8],[101,9,102,9],[101,10,102,10],[101,11,102,11],[100,0,102,0],[100,1,102,1],[100,4,100,5],[100,6,100,7],[100,8,100,9],[100,10,100,11],[111,0,114,0],[117,0,118,1],[117,4,117,15],[118,4,118,5],[118,6,118,7],[118,8,118,9],[118,10,118,11],[118,12,118,13],[118,14,118,15],[130,0,133,0],[120,12,121,12],[120,13,121,13],[120,14,121,14],[120,15,121,15],[122,0,125,0],[126,0,129,0],[119,12,119,13],[119,14,119,15],[120,4,121,4],[120,5,121,5],[120,6,121,6],[120,7,121,7],[120,8,121,8],[120,9,121,9],[120,10,121,10],[120,11,121,11],[119,0,121,0],[119,1,121,1],[119,4,119,5],[119,6,119,7],[119,8,119,9],[119,10,119,11]]}
[]
["S4BE_30"]
["Evaporator Air \n",null,"Condenser  Entering Air Temperature ˚F"]
[80,"°F DB",75,null,85,null,90,null,95,null,100,null,105,null,115]
["CFM","EWB†\n˚F","Capacity Mbtuh",null,"Capacity Mbtuh",null,"Capacity Mbtuh",null,"Capacity Mbtuh",null,"Capacity Mbtuh",null,"Capacity Mbtuh",null,"Capacity Mbtuh"]
[null,null,"Total","Sens.","Total","Sens.","Total","Sens.","Total","Sens.","Total","Sens.","Total","Sens.","Total","Sens."]
[null,null,null,null,null,null,null,null,null,null,null,null,null,null,null,null,null,"Total Factors",null,null,null,null,null,null,"Sens. %",null,null,null,null,null,null,"IDB Adj",null,null,null,null,null,null,"Sens Calc"]
[785,72,{"$f":"R8*$I$14","v":28.620356203710333},{"$f":"IF(AM8>C8,C8,AM8)","v":13.713312860513676},{"$f":"S8*$I$14","v":27.325660047781035},{"$f":"IF(AN8>E8,E8,AN8)","v":13.274942279512265},{"$f":"T8*$I$14","v":26.655314365915743},{"$f":"IF(AO8>G8,G8,AO8)","v":13.046715635614545},{"$f":"U8*$I$14","v":25.984968684050447},{"$f":"IF(AP8>I8,I8,AP8)","v":12.818488991716823},{"$f":"V8*$I$14","v":25.216352431021651},{"$f":"IF(AQ8>K8,K8,AQ8)","v":12.563350885263661},{"$f":"W8*$I$14","v":24.447736177992862},{"$f":"IF(AR8>M8,M8,AR8)","v":12.308212778810505},{"$f":"X8*$I$14","v":22.878957992788671},{"$f":"IF(AS8>O8,O8,AS8)","v":11.740863510033341},null,1.1777924363666803,1.1245127591679438,1.0969265171158742,1.0693402750638044,1.0377099765852531,1.0060796781067021,0.94152090505303165,0.479145429319845,0.48580499999999999,0.48946020506505195,0.49330400000000002,0.4982223705680755,0.50344999999999995,0.51317299999999999,1.0149556027235009,1.0423178205576784,1.073617095954706,1.1049163713517327,1.1637006810530779,1.2224849907544226,1.1962809801075722,{"$f":"Y8*C8+($A$4-80)*AF8*$A$8/1000","v":13.713312860513676},{"$f":"Z8*E8+($A$4-80)*AG8*$A$8/1000","v":13.274942279512265},{"$f":"AA8*G8+($A$4-80)*AH8*$A$8/1000","v":13.046715635614545},{"$f":"AB8*I8+($A$4-80)*AI8*$A$8/1000","v":12.818488991716823},{"$f":"AC8*K8+($A$4-80)*AJ8*$A$8/1000","v":12.563350885263661},{"$f":"AD8*M8+($A$4-80)*AK8*$A$8/1000","v":12.308212778810505},{"$f":"AE8*O8+($A$4-80)*AL8*$A$8/1000","v":11.740863510033341}]
[null,69.5,27.386687917180044,15.355050634022829,26.175605334076447,14.906864035650566,25.55716137824162,14.672753139679839,24.938717422406793,14.438642243709111,24.224108693361973,14.17582155933056,23.50949996431715,13.913000874951997,21.988453199392374,13.330202156511952,null,1.1270241941226355,1.077185404694504,1.0517350361416304,1.0262846675887569,0.99687690096139803,0.96746913433403914,0.90487461725894547,0.56067570786427212,0.56949452917691323,0.57411513440501472,0.57896490822484581,0.58519476356276001,0.59180335166929232,0.60623646582290369,1.0149556027235009,1.0423178205576784,1.073617095954706,1.1049163713517327,1.1637006810530779,1.2224849907544226,1.1962809801075722,{"$f":"Y9*C9+($A$4-80)*AF9*$A$8/1000","v":15.355050634022829},{"$f":"Z9*E9+($A$4-80)*AG9*$A$8/1000","v":14.906864035650566},{"$f":"AA9*G9+($A$4-80)*AH9*$A$8/1000","v":14.672753139679839},{"$f":"AB9*I9+($A$4-80)*AI9*$A$8/1000","v":14.438642243709111},{"$f":"AC9*K9+($A$4-80)*AJ9*$A$8/1000","v":14.17582155933056},{"$f":"AD9*M9+($A$4-80)*AK9*$A$8/1000","v":13.913000874951997},{"$f":"AE9*O9+($A$4-80)*AL9*$A$8/1000","v":13.330202156511952}]
[null,67,26.153019630649752,16.996788407531977,25.025550620371853,16.538785791788868,24.459008390567497,16.298790643745136,23.892466160763142,16.058795495701407,23.231864955702289,15.788292233397447,22.571263750641442,15.517788971093491,21.097948405996082,14.919540802990566,null,1.0762559518785906,1.0298580502210639,1.0065435551673867,0.98322906011370947,0.95604382533754273,0.92885859056137621,0.86822832946485928,0.64989774211819018,0.66087600000000002,0.6663716853717867,0.67212799999999995,0.67959641912097946,0.68750199999999995,0.70715600000000001,1.0149556027235009,1.0423178205576784,1.073617095954706,1.1049163713517327,1.1637006810530779,1.2224849907544226,1.1962809801075722,{"$f":"Y10*C10+($A$4-80)*AF10*$A$8/1000","v":16.996788407531977},{"$f":"Z10*E10+($A$4-80)*AG10*$A$8/1000","v":16.538785791788868},{"$f":"AA10*G10+($A$4-80)*AH10*$A$8/1000","v":16.298790643745136},{"$f":"AB10*I10+($A$4-80)*AI10*$A$8/1000","v":16.058795495701407},{"$f":"AC10*K10+($A$4-80)*AJ10*$A$8/1000","v":15.788292233397447},{"$f":"AD10*M10+($A$4-80)*AK10*$A$8/1000","v":15.517788971093491},{"$f":"AE10*O10+($A$4-80)*AL10*$A$8/1000","v":14.919540802990566}]
[null,62,24.190840712070262,20.126194891267133,23.149078193020436,19.748918438951399,22.603181041191604,19.598765738643507,22.057283889362775,19.448613038335619,21.45704889230236,19.36264692803007,20.856813895241949,19.276680817724525,19.523637339894449,18.575374274295775,null,0.99550784823334404,0.95263696267573805,0.93017205930829649,0.90770715594085494,0.88300612725524108,0.85830509856962744,0.80344186583927768,0.83197583460689595,0.85311899999999996,0.86707997882807253,0.88173199999999996,0.902390959037072,0.92423900000000003,0.95143,1.0149556027235009,1.0423178205576784,1.073617095954706,1.1049163713517327,1.1637006810530779,1.2224849907544226,1.1962809801075722,{"$f":"Y11*C11+($A$4-80)*AF11*$A$8/1000","v":20.126194891267133},{"$f":"Z11*E11+($A$4-80)*AG11*$A$8/1000","v":19.748918438951399},{"$f":"AA11*G11+($A$4-80)*AH11*$A$8/1000","v":19.598765738643507},{"$f":"AB11*I11+($A$4-80)*AI11*$A$8/1000","v":19.448613038335619},{"$f":"AC11*K11+($A$4-80)*AJ11*$A$8/1000","v":19.36264692803007},{"$f":"AD11*M11+($A$4-80)*AK11*$A$8/1000","v":19.276680817724525},{"$f":"AE11*O11+($A$4-80)*AL11*$A$8/1000","v":18.575374274295775}]
[885,72,28.919349925962312,14.323364044998176,27.619315636904904,13.880390885798564,26.956154442175094,13.643252262423239,26.292993247445281,13.406113639047915,25.547086580189564,13.142571578607619,24.801179912933843,12.879029518167327,23.16220846261287,12.301518401119083,null,1.1900967047721116,1.136597351312959,1.1093067671676993,1.0820161830224395,1.0513204353987475,1.0206246877750553,0.95317730298818393,0.49528651514187022,0.50256099999999992,0.50612754470189791,0.50987399999999994,0.51444502438094053,0.51929099999999995,0.53110299999999999,1.015165715386205,1.0229590155982418,1.0801143304657874,1.1372696453333342,1.1530367457966102,1.1688038462598869,1.1648954976848724,{"$f":"Y12*C12+($A$4-80)*AF12*$A$12/1000","v":14.323364044998176},{"$f":"Z12*E12+($A$4-80)*AG12*$A$12/1000","v":13.880390885798564},{"$f":"AA12*G12+($A$4-80)*AH12*$A$12/1000","v":13.643252262423239},{"$f":"AB12*I12+($A$4-80)*AI12*$A$12/1000","v":13.406113639047915},{"$f":"AC12*K12+($A$4-80)*AJ12*$A$12/1000","v":13.142571578607619},{"$f":"AD12*M12+($A$4-80)*AK12*$A$12/1000","v":12.879029518167327},{"$f":"AE12*O12+($A$4-80)*AL12*$A$12/1000","v":12.301518401119083}]
[null,69.5,27.824386029788904,16.144389135001202,26.582602401285946,15.691974385109722,25.939549512504293,15.446862677316837,25.296496623722643,15.201750969523959,24.582548537173036,14.931805680359222,23.868600450623433,14.661860391194494,22.287682959569633,14.066325572781633,null,1.1450364621312306,1.0939342551969524,1.067471173354086,1.0410080915112199,1.0116275118178204,0.98224693212442105,0.91718859915924411,0.58022445195077987,0.59030993836595225,0.59549463917523304,0.60094293670958387,0.60741487636156877,0.61427398818482193,0.63112552337980887,1.015165715386205,1.0229590155982418,1.0801143304657874,1.1372696453333342,1.1530367457966102,1.1688038462598869,1.1648954976848724,{"$f":"Y13*C13+($A$4-80)*AF13*$A$12/1000","v":16.144389135001202},{"$f":"Z13*E13+($A$4-80)*AG13*$A$12/1000","v":15.691974385109722},{"$f":"AA13*G13+($A$4-80)*AH13*$A$12/1000","v":15.446862677316837},{"$f":"AB13*I13+($A$4-80)*AI13*$A$12/1000","v":15.201750969523959},{"$f":"AC13*K13+($A$4-80)*AJ13*$A$12/1000","v":14.931805680359222},{"$f":"AD13*M13+($A$4-80)*AK13*$A$12/1000","v":14.661860391194494},{"$f":"AE13*O13+($A$4-80)*AL13*$A$12/1000","v":14.066325572781633}]
[null,67,26.72942213361549,17.965414225004221,25.545889165666985,17.503557884420868,24.922944582833495,17.250473092210434,24.3,16.997388300000001,23.618010494156511,16.721039782110829,22.936020988313018,16.444691264221657,21.413157456526395,15.831132744444179,null,1.0999762194903493,1.0512711590809458,1.025635579540473,1,0.97193458823689338,0.94386917647378676,0.88119989533030429,0.67212131018764276,0.68518099999999993,0.6921522870171718,0.69948100000000002,0.70797833654311793,0.71698099999999998,0.73931799999999992,1.015165715386205,1.0229590155982418,1.0801143304657874,1.1372696453333342,1.1530367457966102,1.1688038462598869,1.1648954976848724,{"$f":"Y14*C14+($A$4-80)*AF14*$A$12/1000","v":17.965414225004221},{"$f":"Z14*E14+($A$4-80)*AG14*$A$12/1000","v":17.503557884420868},{"$f":"AA14*G14+($A$4-80)*AH14*$A$12/1000","v":17.250473092210434},{"$f":"AB14*I14+($A$4-80)*AI14*$A$12/1000","v":16.997388300000001},{"$f":"AC14*K14+($A$4-80)*AJ14*$A$12/1000","v":16.721039782110829},{"$f":"AD14*M14+($A$4-80)*AK14*$A$12/1000","v":16.444691264221657},{"$f":"AE14*O14+($A$4-80)*AL14*$A$12/1000","v":15.831132744444179}]
[null,62,24.717726842353414,21.472697651703321,23.667599971453722,21.031313345833432,23.105475788336125,20.979198407182107,{"$f":"U15*$I$14","v":22.543351605218533},20.927083468530785,21.929284405914519,20.702039879245664,21.315217206610502,20.476996289960546,19.979480661594039,19.826278003880937,null,1.0171904050351199,0.97397530746723127,0.95084262503440842,0.92770994260158568,0.90243968748619419,0.87716943237080258,0.82220085027135958,0.86871652027929236,0.88861199999999996,0.90797517434255204,0.92830400000000002,0.94403627113624122,0.96067500000000006,0.9923320000000001,1.015165715386205,1.0229590155982418,1.0801143304657874,1.1372696453333342,1.1530367457966102,1.1688038462598869,1.1648954976848724,{"$f":"Y15*C15+($A$4-80)*AF15*$A$12/1000","v":21.472697651703321},{"$f":"Z15*E15+($A$4-80)*AG15*$A$12/1000","v":21.031313345833432},{"$f":"AA15*G15+($A$4-80)*AH15*$A$12/1000","v":20.979198407182107},{"$f":"AB15*I15+($A$4-80)*AI15*$A$12/1000","v":20.927083468530785},{"$f":"AC15*K15+($A$4-80)*AJ15*$A$12/1000","v":20.702039879245664},{"$f":"AD15*M15+($A$4-80)*AK15*$A$12/1000","v":20.476996289960546},{"$f":"AE15*O15+($A$4-80)*AL15*$A$12/1000","v":19.826278003880937}]
[985,72,29.290838692674487,14.896704935710378,27.962436832858131,14.451183092278912,27.28242925450029,14.210682514120043,{"$f":"U16*$I$14","v":26.602421676142445},13.970181935961174,25.842352485395516,13.703355466168915,25.082283294648597,13.436528996376664,23.389799802215055,12.846730592367608,null,1.2053843083405138,1.1507175651381947,1.1227337141769667,1.0947498632157384,1.0634712956952888,1.0321927281748393,0.96254320173724506,0.50857898239137755,0.51680700000000002,0.52087306381545784,0.52514699999999992,0.53026733823529404,0.53569800000000001,0.54924499999999998,1.0963031291260341,1.0503332551269042,1.0645137287659339,1.0786942024049624,1.1104833794269588,1.142272556448956,0.99508576217710132,{"$f":"Y16*C16+($A$4-80)*AF16*$A$16/1000","v":14.896704935710378},{"$f":"Z16*E16+($A$4-80)*AG16*$A$16/1000","v":14.451183092278912},{"$f":"AA16*G16+($A$4-80)*AH16*$A$16/1000","v":14.210682514120043},{"$f":"AB16*I16+($A$4-80)*AI16*$A$16/1000","v":13.970181935961174},{"$f":"AC16*K16+($A$4-80)*AJ16*$A$16/1000","v":13.703355466168915},{"$f":"AD16*M16+($A$4-80)*AK16*$A$16/1000","v":13.436528996376664},{"$f":"AE16*O16+($A$4-80)*AL16*$A$16/1000","v":12.846730592367608}]
[null,69.5,28.215387081899273,16.89635082873934,26.930926156889004,16.436019377710625,26.276312024441054,16.188337628697084,{"$f":"U17*$I$14","v":25.621697891993112},15.940655879683547,24.888673753394119,15.664958566557353,24.155649614795134,15.389261253431165,22.525225226756024,14.778138180196869,null,1.1611270404073775,1.1082685661271194,1.0813297129399611,1.0543908597528029,1.0242252573413217,0.99405965492984083,0.92696400110107091,0.59883462805933585,0.61030279025536771,0.61608103959335747,0.6221545483394787,0.6294010971324292,0.63708745154199331,0.65607060668334749,1.0963031291260341,1.0503332551269042,1.0645137287659339,1.0786942024049624,1.1104833794269588,1.142272556448956,0.99508576217710132,{"$f":"Y17*C17+($A$4-80)*AF17*$A$16/1000","v":16.89635082873934},{"$f":"Z17*E17+($A$4-80)*AG17*$A$16/1000","v":16.436019377710625},{"$f":"AA17*G17+($A$4-80)*AH17*$A$16/1000","v":16.188337628697084},{"$f":"AB17*I17+($A$4-80)*AI17*$A$16/1000","v":15.940655879683547},{"$f":"AC17*K17+($A$4-80)*AJ17*$A$16/1000","v":15.664958566557353},{"$f":"AD17*M17+($A$4-80)*AK17*$A$16/1000","v":15.389261253431165},{"$f":"AE17*O17+($A$4-80)*AL17*$A$16/1000","v":14.778138180196869}]
[null,67,27.139935471124065,18.895996721768306,25.899415480919874,18.420855663142333,25.270194794381819,18.165992743274121,{"$f":"U18*$I$14","v":24.640974107843771},17.911129823405915,23.934995021392719,17.626561666945786,23.229015934941671,17.341993510485661,21.66065065129699,16.709545768026128,null,1.1168697724742414,1.0658195671160442,1.0399257117029554,1.0140318562898671,0.98497921898735463,0.95592658168484235,0.89138480046489665,0.69624324427274265,0.71124599999999993,0.71887030911660654,0.72688400000000009,0.73643473295864259,0.74656599999999995,0.771424,1.0963031291260341,1.0503332551269042,1.0645137287659339,1.0786942024049624,1.1104833794269588,1.142272556448956,0.99508576217710132,{"$f":"Y18*C18+($A$4-80)*AF18*$A$16/1000","v":18.895996721768306},{"$f":"Z18*E18+($A$4-80)*AG18*$A$16/1000","v":18.420855663142333},{"$f":"AA18*G18+($A$4-80)*AH18*$A$16/1000","v":18.165992743274121},{"$f":"AB18*I18+($A$4-80)*AI18*$A$16/1000","v":17.911129823405915},{"$f":"AC18*K18+($A$4-80)*AJ18*$A$16/1000","v":17.626561666945786},{"$f":"AD18*M18+($A$4-80)*AK18*$A$16/1000","v":17.341993510485661},{"$f":"AE18*O18+($A$4-80)*AL18*$A$16/1000","v":16.709545768026128}]
[null,62,25.185528841795993,23.112022498668843,24.12286523097,22.446374343148044,23.555414617734723,22.240444776298435,{"$f":"U19*$I$14","v":22.987964004499439},22.03451520944882,22.356059457824571,21.86988505291291,21.724154911149704,21.705254896377003,20.455390999085839,20.455390999085839,null,1.0364415161232918,0.99271050333209865,0.9693586262442272,0.94600674915635552,0.92000244682405641,0.8939981444917573,0.84178563782246252,0.91767072448023734,0.93050199999999994,0.9441754746084472,0.95852399999999993,0.97825312614556048,0.99912999999999996,1,1.0963031291260341,1.0503332551269042,1.0645137287659339,1.0786942024049624,1.1104833794269588,1.142272556448956,0.99508576217710132,{"$f":"Y19*C19+($A$4-80)*AF19*$A$16/1000","v":23.112022498668843},{"$f":"Z19*E19+($A$4-80)*AG19*$A$16/1000","v":22.446374343148044},{"$f":"AA19*G19+($A$4-80)*AH19*$A$16/1000","v":22.240444776298435},{"$f":"AB19*I19+($A$4-80)*AI19*$A$16/1000","v":22.03451520944882},{"$f":"AC19*K19+($A$4-80)*AJ19*$A$16/1000","v":21.86988505291291},{"$f":"AD19*M19+($A$4-80)*AK19*$A$16/1000","v":21.705254896377003},{"$f":"AE19*O19+($A$4-80)*AL19*$A$16/1000","v":20.455390999085839}]

{"sheet":"S4BE_36","index":28,"n_rows":19,"n_cols":45,"rows_kept":19,"cut":false,"hidden":true,"merged":[[2,0,2,1],[2,2,2,15],[3,2,3,3],[3,4,3,5],[3,6,3,7],[3,8,3,9],[3,10,3,11],[3,12,3,13],[3,14,3,15],[5,2,6,2],[5,3,6,3],[5,4,6,4],[5,5,6,5],[5,6,6,6],[5,7,6,7],[5,8,6,8],[4,0,6,0],[4,1,6,1],[4,2,4,3],[4,4,4,5],[4,6,4,7],[4,8,4,9],[5,9,6,9],[5,10,6,10],[5,11,6,11],[5,12,6,12],[5,13,6,13],[5,14,6,14],[5,15,6,15],[4,10,4,11],[4,12,4,13],[4,14,4,15],[7,0,10,0],[11,0,14,0],[15,0,18,0],[22,4,22,15],[23,4,23,5],[23,6,23,7],[23,8,23,9],[23,10,23,11],[23,12,23,13],[23,14,23,15],[25,12,26,12],[25,13,26,13],[25,14,26,14],[25,15,26,15],[27,0,30,0],[31,0,34,0],[24,12,24,13],[24,14,24,15],[25,4,26,4],[25,5,26,5],[25,6,26,6],[25,7,26,7],[25,8,26,8],[25,9,26,9],[25,10,26,10],[25,11,26,11],[24,0,26,0],[24,1,26,1],[24,4,24,5],[24,6,24,7],[24,8,24,9],[24,10,24,11],[35,0,38,0],[41,0,42,1],[41,4,41,15],[42,4,42,5],[42,6,42,7],[42,8,42,9],[42,10,42,11],[42,12,42,13],[42,14,42,15],[44,12,45,12],[44,13,45,13],[44,14,45,14],[44,15,45,15],[46,0,49,0],[50,0,53,0],[43,12,43,13],[43,14,43,15],[44,4,45,4],[44,5,45,5],[44,6,45,6],[44,7,45,7],[44,8,45,8],[44,9,45,9],[44,10,45,10],[44,11,45,11],[43,0,45,0],[43,1,45,1],[43,4,43,5],[43,6,43,7],[43,8,43,9],[43,10,43,11],[54,0,57,0],[60,0,61,1],[60,4,60,15],[61,4,61,5],[61,6,61,7],[61,8,61,9],[61,10,61,11],[61,12,61,13],[61,14,61,15],[63,12,64,12],[63,13,64,13],[63,14,64,14],[63,15,64,15],[65,0,68,0],[69,0,72,0],[62,12,62,13],[62,14,62,15],[63,4,64,4],[63,5,64,5],[63,6,64,6],[63,7,64,7],[63,8,64,8],[63,9,64,9],[63,10,64,10],[63,11,64,11],[62,0,64,0],[62,1,64,1],[62,4,62,5],[62,6,62,7],[62,8,62,9],[62,10,62,11],[73,0,76,0],[79,0,80,1],[79,4,79,15],[80,4,80,5],[80,6,80,7],[80,8,80,9],[80,10,80,11],[80,12,80,13],[80,14,80,15],[82,12,83,12],[82,13,83,13],[82,14,83,14],[82,15,83,15],[84,0,87,0],[88,0,91,0],[81,12,81,13],[81,14,81,15],[82,4,83,4],[82,5,83,5],[82,6,83,6],[82,7,83,7],[82,8,83,8],[82,9,83,9],[82,10,83,10],[82,11,83,11],[81,0,83,0],[81,1,83,1],[81,4,81,5],[81,6,81,7],[81,8,81,9],[81,10,81,11],[92,0,95,0],[98,0,99,1],[98,4,98,15],[99,4,99,5],[99,6,99,7],[99,8,99,9],[99,10,99,11],[99,12,99,13],[99,14,99,15],[101,12,102,12],[101,13,102,13],[101,14,102,14],[101,15,102,15],[103,0,106,0],[107,0,110,0],[100,12,100,13],[100,14,100,15],[101,4,102,4],[101,5,102,5],[101,6,102,6],[101,7,102,7],[101,8,102,8],[101,9,102,9],[101,10,102,10],[101,11,102,11],[100,0,102,0],[100,1,102,1],[100,4,100,5],[100,6,100,7],[100,8,100,9],[100,10,100,11],[111,0,114,0],[117,0,118,1],[117,4,117,15],[118,4,118,5],[118,6,118,7],[118,8,118,9],[118,10,118,11],[118,12,118,13],[118,14,118,15],[130,0,133,0],[120,12,121,12],[120,13,121,13],[120,14,121,14],[120,15,121,15],[122,0,125,0],[126,0,129,0],[119,12,119,13],[119,14,119,15],[120,4,121,4],[120,5,121,5],[120,6,121,6],[120,7,121,7],[120,8,121,8],[120,9,121,9],[120,10,121,10],[120,11,121,11],[119,0,121,0],[119,1,121,1],[119,4,119,5],[119,6,119,7],[119,8,119,9],[119,10,119,11]]}
[]
["S4BE_36"]
["Evaporator Air \n",null,"Condenser  Entering Air Temperature ˚F"]
[80,"°F DB",75,null,85,null,90,null,95,null,100,null,105,null,115]
["CFM","EWB†\n˚F","Capacity Mbtuh",null,"Capacity Mbtuh",null,"Capacity Mbtuh",null,"Capacity Mbtuh",null,"Capacity Mbtuh",null,"Capacity Mbtuh",null,"Capacity Mbtuh"]
[null,null,"Total","Sens.","Total","Sens.","Total","Sens.","Total","Sens.","Total","Sens.","Total","Sens.","Total","Sens."]
[null,null,null,null,null,null,null,null,null,null,null,null,null,null,null,null,null,"Total Factors",null,null,null,null,null,null,"Sens. %",null,null,null,null,null,null,"IDB Adj",null,null,null,null,null,null,"Sens Calc"]
[985,72,{"$f":"R8*$I$14","v":29.067161969656915},{"$f":"IF(AM8>C8,C8,AM8)","v":14.014521980345478},{"$f":"S8*$I$14","v":27.752253706530187},{"$f":"IF(AN8>E8,E8,AN8)","v":13.566522710915043},{"$f":"T8*$I$14","v":26.995028738730046},{"$f":"IF(AO8>G8,G8,AO8)","v":13.312092781189323},{"$f":"U8*$I$14","v":26.237803770929908},{"$f":"IF(AP8>I8,I8,AP8)","v":13.057662851463604},{"$f":"V8*$I$14","v":25.394577515135346},{"$f":"IF(AQ8>K8,K8,AQ8)","v":12.781311775272494},{"$f":"W8*$I$14","v":24.551351259340798},{"$f":"IF(AR8>M8,M8,AR8)","v":12.504960699081382},{"$f":"X8*$I$14","v":22.618786845434993},{"$f":"IF(AS8>O8,O8,AS8)","v":11.89542357109587},null,1.1961795049241528,1.1420680537666743,1.1109065324580265,1.0797450111493789,1.0450443421866398,1.0103436732239011,0.93081427347469103,0.48214276973359754,0.488844,0.49313126909512517,0.497666,0.50330869917622145,0.50933899999999999,0.52590899999999996,1.0202378750718015,1.0466096544365482,1.0765126979255497,1.1064157414145517,1.162126663000564,1.2178375845865754,1.1834497681466438,{"$f":"Y8*C8+($A$4-80)*AF8*$A$8/1000","v":14.014521980345478},{"$f":"Z8*E8+($A$4-80)*AG8*$A$8/1000","v":13.566522710915043},{"$f":"AA8*G8+($A$4-80)*AH8*$A$8/1000","v":13.312092781189323},{"$f":"AB8*I8+($A$4-80)*AI8*$A$8/1000","v":13.057662851463604},{"$f":"AC8*K8+($A$4-80)*AJ8*$A$8/1000","v":12.781311775272494},{"$f":"AD8*M8+($A$4-80)*AK8*$A$8/1000","v":12.504960699081382},{"$f":"AE8*O8+($A$4-80)*AL8*$A$8/1000","v":11.89542357109587}]
[null,69.5,27.759492080254482,15.751788869375359,26.531862683908017,15.292155505152831,25.8186207395471,15.02658970385604,25.105378795186191,14.761023902559252,24.31916501648292,14.472780380991727,23.532951237779656,14.184536859424201,21.768253065369969,13.554262603035152,null,1.1423659292285795,1.091846200983869,1.0624946806397984,1.0331431602957279,1.0007886838058815,0.96843420731603513,0.89581288334855835,0.56743793524160746,0.57636946517244558,0.58200590401172725,0.58796260446743753,0.59511830982611613,0.60275214596341964,0.62266193627627175,1.0202378750718015,1.0466096544365482,1.0765126979255497,1.1064157414145517,1.162126663000564,1.2178375845865754,1.1834497681466438,{"$f":"Y9*C9+($A$4-80)*AF9*$A$8/1000","v":15.751788869375359},{"$f":"Z9*E9+($A$4-80)*AG9*$A$8/1000","v":15.292155505152831},{"$f":"AA9*G9+($A$4-80)*AH9*$A$8/1000","v":15.02658970385604},{"$f":"AB9*I9+($A$4-80)*AI9*$A$8/1000","v":14.761023902559252},{"$f":"AC9*K9+($A$4-80)*AJ9*$A$8/1000","v":14.472780380991727},{"$f":"AD9*M9+($A$4-80)*AK9*$A$8/1000","v":14.184536859424201},{"$f":"AE9*O9+($A$4-80)*AL9*$A$8/1000","v":13.554262603035152}]
[null,67,26.451822190852052,17.48905575840524,25.311471661285836,17.017788299390613,24.642212740364155,16.741086626522751,23.972953819442473,16.464384953654896,23.243752517830494,16.164248986710959,22.514551216218518,15.864113019767025,20.917719285304948,15.213101634974439,null,1.0885523535330062,1.0416243482010632,1.0140828288215702,0.98654130944207707,0.9565330254251232,0.92652474140816943,0.86081149322242578,0.66116638892475066,0.67233500000000002,0.67936620801510694,0.68679000000000001,0.69542338201678999,0.70461599999999991,0.72728300000000001,1.0202378750718015,1.0466096544365482,1.0765126979255497,1.1064157414145517,1.162126663000564,1.2178375845865754,1.1834497681466438,{"$f":"Y10*C10+($A$4-80)*AF10*$A$8/1000","v":17.48905575840524},{"$f":"Z10*E10+($A$4-80)*AG10*$A$8/1000","v":17.017788299390613},{"$f":"AA10*G10+($A$4-80)*AH10*$A$8/1000","v":16.741086626522751},{"$f":"AB10*I10+($A$4-80)*AI10*$A$8/1000","v":16.464384953654896},{"$f":"AC10*K10+($A$4-80)*AJ10*$A$8/1000","v":16.164248986710959},{"$f":"AD10*M10+($A$4-80)*AK10*$A$8/1000","v":15.864113019767025},{"$f":"AE10*O10+($A$4-80)*AL10*$A$8/1000","v":15.213101634974439}]
[null,62,24.398882181329355,20.757746927338218,23.348160494317504,20.368631689156164,22.737258359197241,20.189278843843866,22.126356224076982,20.009925998531568,21.463646499435434,19.891065822095626,20.80093677479389,19.772205645659678,19.383897516497107,18.990365629117182,null,1.0040692255691093,0.96082964997191367,0.93568964441140912,0.91054963885090456,0.88327763372162282,0.85600562859234108,0.79769125582292622,0.85076630859845592,0.87238699999999991,0.88793813769887886,0.90434799999999993,0.9267328281156153,0.95054399999999983,0.97969799999999996,1.0202378750718015,1.0466096544365482,1.0765126979255497,1.1064157414145517,1.162126663000564,1.2178375845865754,1.1834497681466438,{"$f":"Y11*C11+($A$4-80)*AF11*$A$8/1000","v":20.757746927338218},{"$f":"Z11*E11+($A$4-80)*AG11*$A$8/1000","v":20.368631689156164},{"$f":"AA11*G11+($A$4-80)*AH11*$A$8/1000","v":20.189278843843866},{"$f":"AB11*I11+($A$4-80)*AI11*$A$8/1000","v":20.009925998531568},{"$f":"AC11*K11+($A$4-80)*AJ11*$A$8/1000","v":19.891065822095626},{"$f":"AD11*M11+($A$4-80)*AK11*$A$8/1000","v":19.772205645659678},{"$f":"AE11*O11+($A$4-80)*AL11*$A$8/1000","v":18.990365629117182}]
[1085,72,29.327357997607407,14.54379825037717,28.008982200711518,14.094007807469232,27.1948136947283,13.832950026925893,26.380645188745081,13.571892246382548,25.509464205670579,13.276384434236537,24.638283222596073,12.98087662209052,22.854626850428101,12.348309178032601,null,1.2068871603953666,1.1526330123749595,1.1191281355855267,1.0856232587960939,1.0497721895337686,1.0139211202714433,0.94051962347440743,0.49591232362504956,0.50319599999999998,0.50866132720031842,0.51446399999999992,0.52044936448666324,0.52685799999999994,0.54029799999999994,1.0273954239674012,1.0347453550353318,1.0898422649953925,1.1449391749554536,1.1574925555842297,1.1700459362130053,1.1033420726267285,{"$f":"Y12*C12+($A$4-80)*AF12*$A$12/1000","v":14.54379825037717},{"$f":"Z12*E12+($A$4-80)*AG12*$A$12/1000","v":14.094007807469232},{"$f":"AA12*G12+($A$4-80)*AH12*$A$12/1000","v":13.832950026925893},{"$f":"AB12*I12+($A$4-80)*AI12*$A$12/1000","v":13.571892246382548},{"$f":"AC12*K12+($A$4-80)*AJ12*$A$12/1000","v":13.276384434236537},{"$f":"AD12*M12+($A$4-80)*AK12*$A$12/1000","v":12.98087662209052},{"$f":"AE12*O12+($A$4-80)*AL12*$A$12/1000","v":12.348309178032601}]
[null,69.5,28.096217796129277,16.411733873723605,26.842260118132351,15.951871031839277,26.091291356252448,15.680348227515275,25.340322594372541,15.408825423191274,24.526516017657435,15.106711812577943,23.71270944094233,14.804598201964614,22.009332427387186,14.156922845704651,null,1.1562229545732212,1.1046197579478334,1.0737156936729402,1.0428116293980469,1.0093216468171784,0.97583166423630985,0.90573384474844387,0.584126091020856,0.59428196290607982,0.60098015132385074,0.60807534575795785,0.61593386527879179,0.62433178455782101,0.64322363671914762,1.0273954239674012,1.0347453550353318,1.0898422649953925,1.1449391749554536,1.1574925555842297,1.1700459362130053,1.1033420726267285,{"$f":"Y13*C13+($A$4-80)*AF13*$A$12/1000","v":16.411733873723605},{"$f":"Z13*E13+($A$4-80)*AG13*$A$12/1000","v":15.951871031839277},{"$f":"AA13*G13+($A$4-80)*AH13*$A$12/1000","v":15.680348227515275},{"$f":"AB13*I13+($A$4-80)*AI13*$A$12/1000","v":15.408825423191274},{"$f":"AC13*K13+($A$4-80)*AJ13*$A$12/1000","v":15.106711812577943},{"$f":"AD13*M13+($A$4-80)*AK13*$A$12/1000","v":14.804598201964614},{"$f":"AE13*O13+($A$4-80)*AL13*$A$12/1000","v":14.156922845704651}]
[null,67,26.865077594651151,18.279669497070039,25.675538035553181,17.809734256209321,24.987769017776593,17.527746428104656,24.3,17.245758599999998,23.543567829644296,16.93703919091935,22.787135659288591,16.628319781838705,21.164038004346271,15.965536513376701,null,1.1055587487510761,1.0566065035207071,1.0283032517603536,1,0.9688711041005883,0.9377422082011766,0.87094806602248021,0.68042496555861542,0.69364599999999998,0.70145303550850069,0.70970199999999994,0.7193913562070019,0.72972399999999993,0.75437100000000001,1.0273954239674012,1.0347453550353318,1.0898422649953925,1.1449391749554536,1.1574925555842297,1.1700459362130053,1.1033420726267285,{"$f":"Y14*C14+($A$4-80)*AF14*$A$12/1000","v":18.279669497070039},{"$f":"Z14*E14+($A$4-80)*AG14*$A$12/1000","v":17.809734256209321},{"$f":"AA14*G14+($A$4-80)*AH14*$A$12/1000","v":17.527746428104656},{"$f":"AB14*I14+($A$4-80)*AI14*$A$12/1000","v":17.245758599999998},{"$f":"AC14*K14+($A$4-80)*AJ14*$A$12/1000","v":16.93703919091935},{"$f":"AD14*M14+($A$4-80)*AK14*$A$12/1000","v":16.628319781838705},{"$f":"AE14*O14+($A$4-80)*AL14*$A$12/1000","v":15.965536513376701}]
[null,62,24.800908665237699,21.899308979423274,23.747247833956525,21.449155419321052,23.124867370618972,21.367275158624171,{"$f":"U15*$I$14","v":22.502486907281423},21.285394897927294,21.835571909238947,21.016260172025554,21.168656911196472,20.747125446123817,19.816006593169654,19.816006593169654,null,1.0206135253184239,0.97725299728216153,0.95164063253576014,0.92602826778935887,0.89858320614152043,0.87113814449368188,0.81547352235266068,0.88300429935934299,0.903227,0.92399557654424047,0.945913,0.96247811870378674,0.98008700000000004,1,1.0273954239674012,1.0347453550353318,1.0898422649953925,1.1449391749554536,1.1574925555842297,1.1700459362130053,1.1033420726267285,{"$f":"Y15*C15+($A$4-80)*AF15*$A$12/1000","v":21.899308979423274},{"$f":"Z15*E15+($A$4-80)*AG15*$A$12/1000","v":21.449155419321052},{"$f":"AA15*G15+($A$4-80)*AH15*$A$12/1000","v":21.367275158624171},{"$f":"AB15*I15+($A$4-80)*AI15*$A$12/1000","v":21.285394897927294},{"$f":"AC15*K15+($A$4-80)*AJ15*$A$12/1000","v":21.016260172025554},{"$f":"AD15*M15+($A$4-80)*AK15*$A$12/1000","v":20.747125446123817},{"$f":"AE15*O15+($A$4-80)*AL15*$A$12/1000","v":19.816006593169654}]
[1185,72,29.424374470427498,15.03434426369172,28.089916478952354,14.584705984619246,27.324349903258568,14.310816912626883,{"$f":"U16*$I$14","v":26.558783327564782},14.036927840634521,25.708284016953858,13.735024919078768,24.857784706342944,13.433121997523019,23.041106597141443,12.786708188296839,null,1.2108796078365225,1.1559636411091503,1.1244588437554965,1.0929540464018428,1.0579540747717637,1.0229541031416849,0.94819368712516228,0.51094864493387104,0.51921499999999998,0.52373860543047157,0.52852299999999997,0.53426455495905223,0.54039899999999996,0.554952,1.1177727670518256,1.0711276071542439,1.0832818581397095,1.0954361091251754,1.0976608615227375,1.0998856139202995,0.94307705158931132,{"$f":"Y16*C16+($A$4-80)*AF16*$A$16/1000","v":15.03434426369172},{"$f":"Z16*E16+($A$4-80)*AG16*$A$16/1000","v":14.584705984619246},{"$f":"AA16*G16+($A$4-80)*AH16*$A$16/1000","v":14.310816912626883},{"$f":"AB16*I16+($A$4-80)*AI16*$A$16/1000","v":14.036927840634521},{"$f":"AC16*K16+($A$4-80)*AJ16*$A$16/1000","v":13.735024919078768},{"$f":"AD16*M16+($A$4-80)*AK16*$A$16/1000","v":13.433121997523019},{"$f":"AE16*O16+($A$4-80)*AL16*$A$16/1000","v":12.786708188296839}]
[null,69.5,28.32894989392603,17.049549717905915,27.03932198725623,16.585038327987068,26.303812775542852,16.30428555521042,{"$f":"U17*$I$14","v":25.568303563829488},16.023532782433769,24.754376344025005,15.714082488391023,23.940449124220532,15.404632194348283,22.194881498839671,14.739376478718304,null,1.1658004071574497,1.1127292998870877,1.0824614310922984,1.0521935622975098,1.0186986149804529,0.9852036676633964,0.91336960900574771,0.6018419243122558,0.61336738901233101,0.61984495154140007,0.62669518696976267,0.63480017714863379,0.64345627412492568,0.66408899184656001,1.1177727670518256,1.0711276071542439,1.0832818581397095,1.0954361091251754,1.0976608615227375,1.0998856139202995,0.94307705158931132,{"$f":"Y17*C17+($A$4-80)*AF17*$A$16/1000","v":17.049549717905915},{"$f":"Z17*E17+($A$4-80)*AG17*$A$16/1000","v":16.585038327987068},{"$f":"AA17*G17+($A$4-80)*AH17*$A$16/1000","v":16.30428555521042},{"$f":"AB17*I17+($A$4-80)*AI17*$A$16/1000","v":16.023532782433769},{"$f":"AC17*K17+($A$4-80)*AJ17*$A$16/1000","v":15.714082488391023},{"$f":"AD17*M17+($A$4-80)*AK17*$A$16/1000","v":15.404632194348283},{"$f":"AE17*O17+($A$4-80)*AL17*$A$16/1000","v":14.739376478718304}]
[null,67,27.233525317424565,19.064755172120108,25.988727495560106,18.585370671354891,25.28327564782715,18.297754197793957,{"$f":"U18*$I$14","v":24.577823800094187},18.010137724233019,23.800468671096155,17.693140057703285,23.023113542098127,17.376142391173552,21.348656400537894,16.692044769139766,null,1.1207212064783771,1.0694949586650249,1.0404640184291007,1.0114330781931764,0.97944315518914216,0.94745323218510802,0.87854553088633303,0.70004727444970516,0.71513199999999999,0.72370979348818953,0.73277999999999999,0.74339460714865024,0.75472600000000001,0.78187799999999996,1.1177727670518256,1.0711276071542439,1.0832818581397095,1.0954361091251754,1.0976608615227375,1.0998856139202995,0.94307705158931132,{"$f":"Y18*C18+($A$4-80)*AF18*$A$16/1000","v":19.064755172120108},{"$f":"Z18*E18+($A$4-80)*AG18*$A$16/1000","v":18.585370671354891},{"$f":"AA18*G18+($A$4-80)*AH18*$A$16/1000","v":18.297754197793957},{"$f":"AB18*I18+($A$4-80)*AI18*$A$16/1000","v":18.010137724233019},{"$f":"AC18*K18+($A$4-80)*AJ18*$A$16/1000","v":17.693140057703285},{"$f":"AD18*M18+($A$4-80)*AK18*$A$16/1000","v":17.376142391173552},{"$f":"AE18*O18+($A$4-80)*AL18*$A$16/1000","v":16.692044769139766}]
[null,62,25.17570022212081,23.371349886850773,24.113451314378445,22.698232856737576,23.490864034316253,22.451310334269444,{"$f":"U19*$I$14","v":22.868276754254065},22.204387811801315,22.22269834830319,21.889675021079697,21.577119942352319,21.574962230358082,20.240256634306043,20.240256634306043,null,1.036037046177811,0.99232309935713758,0.96670222363441372,0.94108134791168996,0.91451433532111892,0.88794732273054811,0.83293237178214163,0.92832968619142398,0.94131000000000009,0.95574646813637021,0.97096899999999997,0.98501427135427411,0.99990000000000001,1,1.1177727670518256,1.0711276071542439,1.0832818581397095,1.0954361091251754,1.0976608615227375,1.0998856139202995,0.94307705158931132,{"$f":"Y19*C19+($A$4-80)*AF19*$A$16/1000","v":23.371349886850773},{"$f":"Z19*E19+($A$4-80)*AG19*$A$16/1000","v":22.698232856737576},{"$f":"AA19*G19+($A$4-80)*AH19*$A$16/1000","v":22.451310334269444},{"$f":"AB19*I19+($A$4-80)*AI19*$A$16/1000","v":22.204387811801315},{"$f":"AC19*K19+($A$4-80)*AJ19*$A$16/1000","v":21.889675021079697},{"$f":"AD19*M19+($A$4-80)*AK19*$A$16/1000","v":21.574962230358082},{"$f":"AE19*O19+($A$4-80)*AL19*$A$16/1000","v":20.240256634306043}]

{"sheet":"S4BE_42","index":29,"n_rows":19,"n_cols":45,"rows_kept":19,"cut":false,"hidden":true,"merged":[[2,0,2,1],[2,2,2,15],[3,2,3,3],[3,4,3,5],[3,6,3,7],[3,8,3,9],[3,10,3,11],[3,12,3,13],[3,14,3,15],[5,2,6,2],[5,3,6,3],[5,4,6,4],[5,5,6,5],[5,6,6,6],[5,7,6,7],[5,8,6,8],[4,0,6,0],[4,1,6,1],[4,2,4,3],[4,4,4,5],[4,6,4,7],[4,8,4,9],[5,9,6,9],[5,10,6,10],[5,11,6,11],[5,12,6,12],[5,13,6,13],[5,14,6,14],[5,15,6,15],[4,10,4,11],[4,12,4,13],[4,14,4,15],[7,0,10,0],[11,0,14,0],[15,0,18,0],[22,4,22,15],[23,4,23,5],[23,6,23,7],[23,8,23,9],[23,10,23,11],[23,12,23,13],[23,14,23,15],[25,12,26,12],[25,13,26,13],[25,14,26,14],[25,15,26,15],[27,0,30,0],[31,0,34,0],[24,12,24,13],[24,14,24,15],[25,4,26,4],[25,5,26,5],[25,6,26,6],[25,7,26,7],[25,8,26,8],[25,9,26,9],[25,10,26,10],[25,11,26,11],[24,0,26,0],[24,1,26,1],[24,4,24,5],[24,6,24,7],[24,8,24,9],[24,10,24,11],[35,0,38,0],[41,0,42,1],[41,4,41,15],[42,4,42,5],[42,6,42,7],[42,8,42,9],[42,10,42,11],[42,12,42,13],[42,14,42,15],[44,12,45,12],[44,13,45,13],[44,14,45,14],[44,15,45,15],[46,0,49,0],[50,0,53,0],[43,12,43,13],[43,14,43,15],[44,4,45,4],[44,5,45,5],[44,6,45,6],[44,7,45,7],[44,8,45,8],[44,9,45,9],[44,10,45,10],[44,11,45,11],[43,0,45,0],[43,1,45,1],[43,4,43,5],[43,6,43,7],[43,8,43,9],[43,10,43,11],[54,0,57,0],[60,0,61,1],[60,4,60,15],[61,4,61,5],[61,6,61,7],[61,8,61,9],[61,10,61,11],[61,12,61,13],[61,14,61,15],[63,12,64,12],[63,13,64,13],[63,14,64,14],[63,15,64,15],[65,0,68,0],[69,0,72,0],[62,12,62,13],[62,14,62,15],[63,4,64,4],[63,5,64,5],[63,6,64,6],[63,7,64,7],[63,8,64,8],[63,9,64,9],[63,10,64,10],[63,11,64,11],[62,0,64,0],[62,1,64,1],[62,4,62,5],[62,6,62,7],[62,8,62,9],[62,10,62,11],[73,0,76,0],[79,0,80,1],[79,4,79,15],[80,4,80,5],[80,6,80,7],[80,8,80,9],[80,10,80,11],[80,12,80,13],[80,14,80,15],[82,12,83,12],[82,13,83,13],[82,14,83,14],[82,15,83,15],[84,0,87,0],[88,0,91,0],[81,12,81,13],[81,14,81,15],[82,4,83,4],[82,5,83,5],[82,6,83,6],[82,7,83,7],[82,8,83,8],[82,9,83,9],[82,10,83,10],[82,11,83,11],[81,0,83,0],[81,1,83,1],[81,4,81,5],[81,6,81,7],[81,8,81,9],[81,10,81,11],[92,0,95,0],[98,0,99,1],[98,4,98,15],[99,4,99,5],[99,6,99,7],[99,8,99,9],[99,10,99,11],[99,12,99,13],[99,14,99,15],[101,12,102,12],[101,13,102,13],[101,14,102,14],[101,15,102,15],[103,0,106,0],[107,0,110,0],[100,12,100,13],[100,14,100,15],[101,4,102,4],[101,5,102,5],[101,6,102,6],[101,7,102,7],[101,8,102,8],[101,9,102,9],[101,10,102,10],[101,11,102,11],[100,0,102,0],[100,1,102,1],[100,4,100,5],[100,6,100,7],[100,8,100,9],[100,10,100,11],[111,0,114,0],[117,0,118,1],[117,4,117,15],[118,4,118,5],[118,6,118,7],[118,8,118,9],[118,10,118,11],[118,12,118,13],[118,14,118,15],[130,0,133,0],[120,12,121,12],[120,13,121,13],[120,14,121,14],[120,15,121,15],[122,0,125,0],[126,0,129,0],[119,12,119,13],[119,14,119,15],[120,4,121,4],[120,5,121,5],[120,6,121,6],[120,7,121,7],[120,8,121,8],[120,9,121,9],[120,10,121,10],[120,11,121,11],[119,0,121,0],[119,1,121,1],[119,4,119,5],[119,6,119,7],[119,8,119,9],[119,10,119,11]]}
[]
["S4BE_42"]
["Evaporator Air \n",null,"Condenser  Entering Air Temperature ˚F"]
[80,"°F DB",75,null,85,null,90,null,95,null,100,null,105,null,115]
["CFM","EWB†\n˚F","Capacity Mbtuh",null,"Capacity Mbtuh",null,"Capacity Mbtuh",null,"Capacity Mbtuh",null,"Capacity Mbtuh",null,"Capacity Mbtuh",null,"Capacity Mbtuh"]
[null,null,"Total","Sens.","Total","Sens.","Total","Sens.","Total","Sens.","Total","Sens.","Total","Sens.","Total","Sens."]
[null,null,null,null,null,null,null,null,null,null,null,null,null,null,null,null,null,"Total Factors",null,null,null,null,null,null,"Sens. %",null,null,null,null,null,null,"IDB Adj",null,null,null,null,null,null,"Sens Calc"]
[1150,72,{"$f":"R8*$I$14","v":29.064100552518038},{"$f":"IF(AM8>C8,C8,AM8)","v":13.974404602832534},{"$f":"S8*$I$14","v":27.749330778408474},{"$f":"IF(AN8>E8,E8,AN8)","v":13.527687757151018},{"$f":"T8*$I$14","v":26.992249177482918},{"$f":"IF(AO8>G8,G8,AO8)","v":13.272041252043458},{"$f":"U8*$I$14","v":26.235167576557355},{"$f":"IF(AP8>I8,I8,AP8)","v":13.016394746935898},{"$f":"V8*$I$14","v":25.402588669149278},{"$f":"IF(AQ8>K8,K8,AQ8)","v":12.740896319738601},{"$f":"W8*$I$14","v":24.570009761741204},{"$f":"IF(AR8>M8,M8,AR8)","v":12.465397892541304},{"$f":"X8*$I$14","v":22.716899381756392},{"$f":"IF(AS8>O8,O8,AS8)","v":11.873282781566941},null,1.1960535206797547,1.1419477686587849,1.1107921472215192,1.0796365257842533,1.0453740193065546,1.0111115128288561,0.93485182640972797,0.4808132485497415,0.48749599999999998,0.4916982339921146,0.49614300000000006,0.50155897438956909,0.50734199999999996,0.52266299999999999,1.0117945295321447,1.0385630900212561,1.067392105527537,1.0962211210338162,1.1527148318077298,1.209208542581643,1.176709905671498,{"$f":"Y8*C8+($A$4-80)*AF8*$A$8/1000","v":13.974404602832534},{"$f":"Z8*E8+($A$4-80)*AG8*$A$8/1000","v":13.527687757151018},{"$f":"AA8*G8+($A$4-80)*AH8*$A$8/1000","v":13.272041252043458},{"$f":"AB8*I8+($A$4-80)*AI8*$A$8/1000","v":13.016394746935898},{"$f":"AC8*K8+($A$4-80)*AJ8*$A$8/1000","v":12.740896319738601},{"$f":"AD8*M8+($A$4-80)*AK8*$A$8/1000","v":12.465397892541304},{"$f":"AE8*O8+($A$4-80)*AL8*$A$8/1000","v":11.873282781566941}]
[null,69.5,27.783384073144532,15.697912577395469,26.554727936657144,15.239831688420404,25.841149535413425,14.97374981633121,25.127571134169706,14.707667944242015,24.343722838858959,14.419223456913665,23.559874543548215,14.130778969585304,21.849851766152067,13.514979783032649,null,1.1433491388125321,1.0927871578871253,1.0634217915807993,1.0340564252744735,1.001799293780204,0.96954216228593471,0.89917085457415913,0.56501081855500457,0.57390276130009854,0.57945370409357255,0.58531992072412464,0.59231792739181233,0.5997815881177927,0.61853874011030618,1.0117945295321447,1.0385630900212561,1.067392105527537,1.0962211210338162,1.1527148318077298,1.209208542581643,1.176709905671498,{"$f":"Y9*C9+($A$4-80)*AF9*$A$8/1000","v":15.697912577395469},{"$f":"Z9*E9+($A$4-80)*AG9*$A$8/1000","v":15.239831688420404},{"$f":"AA9*G9+($A$4-80)*AH9*$A$8/1000","v":14.97374981633121},{"$f":"AB9*I9+($A$4-80)*AI9*$A$8/1000","v":14.707667944242015},{"$f":"AC9*K9+($A$4-80)*AJ9*$A$8/1000","v":14.419223456913665},{"$f":"AD9*M9+($A$4-80)*AK9*$A$8/1000","v":14.130778969585304},{"$f":"AE9*O9+($A$4-80)*AL9*$A$8/1000","v":13.514979783032649}]
[null,67,26.502667593771015,17.421420551958398,25.360125094905815,16.95197561968979,24.690049893343936,16.675458380618963,24.019974691782057,16.398941141548136,23.284857008568636,16.09755059408872,22.549739325355219,15.796160046629307,20.982804150547743,15.156676784498353,null,1.0906447569453093,1.0436265471154655,1.0160514359400796,0.98847632476469371,0.95822456825385338,0.92797281174301305,0.86348988273859018,0.65734592528538516,0.66844999999999999,0.67539184621552406,0.68272099999999991,0.69133130549888944,0.70050299999999999,0.72233799999999992,1.0117945295321447,1.0385630900212561,1.067392105527537,1.0962211210338162,1.1527148318077298,1.209208542581643,1.176709905671498,{"$f":"Y10*C10+($A$4-80)*AF10*$A$8/1000","v":17.421420551958398},{"$f":"Z10*E10+($A$4-80)*AG10*$A$8/1000","v":16.95197561968979},{"$f":"AA10*G10+($A$4-80)*AH10*$A$8/1000","v":16.675458380618963},{"$f":"AB10*I10+($A$4-80)*AI10*$A$8/1000","v":16.398941141548136},{"$f":"AC10*K10+($A$4-80)*AJ10*$A$8/1000","v":16.09755059408872},{"$f":"AD10*M10+($A$4-80)*AK10*$A$8/1000","v":15.796160046629307},{"$f":"AE10*O10+($A$4-80)*AL10*$A$8/1000","v":15.156676784498353}]
[null,62,24.478278363032008,20.651485228773257,23.424137532087201,20.264361923833828,22.80695144437615,20.081406054884848,22.189765356665099,19.898450185935864,21.524639357894355,19.778446812677245,20.859513359123614,19.658443439418633,19.464072453812502,18.897414912464654,null,1.0073365581494653,0.96395627704062559,0.93855767260807199,0.9131590681755184,0.88578762789688703,0.85841618761825567,0.80099063595936226,0.84366575632875751,0.86510599999999993,0.88049497118724385,0.89674000000000009,0.91887471301224488,0.94242099999999995,0.97088699999999983,1.0117945295321447,1.0385630900212561,1.067392105527537,1.0962211210338162,1.1527148318077298,1.209208542581643,1.176709905671498,{"$f":"Y11*C11+($A$4-80)*AF11*$A$8/1000","v":20.651485228773257},{"$f":"Z11*E11+($A$4-80)*AG11*$A$8/1000","v":20.264361923833828},{"$f":"AA11*G11+($A$4-80)*AH11*$A$8/1000","v":20.081406054884848},{"$f":"AB11*I11+($A$4-80)*AI11*$A$8/1000","v":19.898450185935864},{"$f":"AC11*K11+($A$4-80)*AJ11*$A$8/1000","v":19.778446812677245},{"$f":"AD11*M11+($A$4-80)*AK11*$A$8/1000","v":19.658443439418633},{"$f":"AE11*O11+($A$4-80)*AL11*$A$8/1000","v":18.897414912464654}]
[1250,72,29.260870121272401,14.41765269925085,27.945483206189667,13.971763511182617,27.168194800968941,13.714428077532085,26.390906395748221,13.457092643881557,25.502158429444304,13.171598778877041,24.613410463140386,12.886104913872519,22.854247080516288,12.261075016226181,null,1.2041510337972181,1.1500198850283814,1.1180327078588042,1.0860455306892272,1.0494715403063499,1.0128975499234727,0.94050399508297478,0.49272809179961263,0.49996499999999999,0.50479717839195437,0.50991399999999998,0.51648956755242192,0.52354000000000001,0.53648999999999991,1.0160513015507935,1.023987167626667,1.0816030643502226,1.1392189610737784,1.1546552479840011,1.1700915348942227,1.1537105818311113,{"$f":"Y12*C12+($A$4-80)*AF12*$A$12/1000","v":14.41765269925085},{"$f":"Z12*E12+($A$4-80)*AG12*$A$12/1000","v":13.971763511182617},{"$f":"AA12*G12+($A$4-80)*AH12*$A$12/1000","v":13.714428077532085},{"$f":"AB12*I12+($A$4-80)*AI12*$A$12/1000","v":13.457092643881557},{"$f":"AC12*K12+($A$4-80)*AJ12*$A$12/1000","v":13.171598778877041},{"$f":"AD12*M12+($A$4-80)*AK12*$A$12/1000","v":12.886104913872519},{"$f":"AE12*O12+($A$4-80)*AL12*$A$12/1000","v":12.261075016226181}]
[null,69.5,28.064653370023667,16.252443638713196,26.812115767019776,15.79700499057811,26.078784482446945,15.526921431259447,25.345453197874104,15.256837871940775,24.523138761343507,14.960595812648144,23.700824324812903,14.664353753355508,22.018271087168731,14.026057954826637,null,1.1549240069968587,1.1033792496715957,1.0732010075081047,1.0430227653446134,1.0091826650758644,0.97534256480711534,0.90610169082998893,0.57910722874178477,0.58917413037613409,0.59538516611885328,0.60195561518783458,0.61006039880306595,0.61872758315849297,0.63701904201735438,1.0160513015507935,1.023987167626667,1.0816030643502226,1.1392189610737784,1.1546552479840011,1.1700915348942227,1.1537105818311113,{"$f":"Y13*C13+($A$4-80)*AF13*$A$12/1000","v":16.252443638713196},{"$f":"Z13*E13+($A$4-80)*AG13*$A$12/1000","v":15.79700499057811},{"$f":"AA13*G13+($A$4-80)*AH13*$A$12/1000","v":15.526921431259447},{"$f":"AB13*I13+($A$4-80)*AI13*$A$12/1000","v":15.256837871940775},{"$f":"AC13*K13+($A$4-80)*AJ13*$A$12/1000","v":14.960595812648144},{"$f":"AD13*M13+($A$4-80)*AK13*$A$12/1000","v":14.664353753355508},{"$f":"AE13*O13+($A$4-80)*AL13*$A$12/1000","v":14.026057954826637}]
[null,67,26.868436618774933,18.087234578175543,25.678748327849885,17.622246469973604,24.989374163924946,17.339414784986804,24.3,17.056583100000001,23.544119093242706,16.749592846419247,22.788238186485412,16.442602592838497,21.182295093821182,15.791040893427096,null,1.1056969801964993,1.0567386143148101,1.0283693071574052,1,0.96889378984537888,0.93778757969075766,0.8716993865770033,0.67317778234765902,0.68625799999999992,0.69387150999636704,0.70191700000000001,0.7114130191104272,0.72153899999999993,0.74548300000000001,1.0160513015507935,1.023987167626667,1.0816030643502226,1.1392189610737784,1.1546552479840011,1.1700915348942227,1.1537105818311113,{"$f":"Y14*C14+($A$4-80)*AF14*$A$12/1000","v":18.087234578175543},{"$f":"Z14*E14+($A$4-80)*AG14*$A$12/1000","v":17.622246469973604},{"$f":"AA14*G14+($A$4-80)*AH14*$A$12/1000","v":17.339414784986804},{"$f":"AB14*I14+($A$4-80)*AI14*$A$12/1000","v":17.056583100000001},{"$f":"AC14*K14+($A$4-80)*AJ14*$A$12/1000","v":16.749592846419247},{"$f":"AD14*M14+($A$4-80)*AK14*$A$12/1000","v":16.442602592838497},{"$f":"AE14*O14+($A$4-80)*AL14*$A$12/1000","v":15.791040893427096}]
[null,62,24.81946680448662,21.612956786623744,23.76501753497957,21.168689369283051,23.139075165407281,21.087576632944788,{"$f":"U15*$I$14","v":22.513132795834988},21.006463896606526,21.836614845077555,20.747173416393945,21.160096894320112,20.487882936181354,19.763953143642212,19.763953143642212,null,1.0213772347525358,0.97798426069874778,0.95222531544885924,0.92646637019897071,0.8986261253118335,0.87078588042469596,0.81333140508815682,0.8708066517656522,0.89074999999999993,0.91134051305864361,0.93307599999999991,0.95010941776402702,0.96823200000000009,1,1.0160513015507935,1.023987167626667,1.0816030643502226,1.1392189610737784,1.1546552479840011,1.1700915348942227,1.1537105818311113,{"$f":"Y15*C15+($A$4-80)*AF15*$A$12/1000","v":21.612956786623744},{"$f":"Z15*E15+($A$4-80)*AG15*$A$12/1000","v":21.168689369283051},{"$f":"AA15*G15+($A$4-80)*AH15*$A$12/1000","v":21.087576632944788},{"$f":"AB15*I15+($A$4-80)*AI15*$A$12/1000","v":21.006463896606526},{"$f":"AC15*K15+($A$4-80)*AJ15*$A$12/1000","v":20.747173416393945},{"$f":"AD15*M15+($A$4-80)*AK15*$A$12/1000","v":20.487882936181354},{"$f":"AE15*O15+($A$4-80)*AL15*$A$12/1000","v":19.763953143642212}]
[1350,72,29.419897225298577,14.847114395697764,28.085642286416718,14.403075676816224,27.277838678187933,14.133020926880219,{"$f":"U16*$I$14","v":26.470035069959149},13.862966176944214,25.635435482121554,13.566859929062147,24.80083589428396,13.270753681180086,23.015257239958061,12.639611032069128,null,1.210695359065785,1.1557877484122105,1.1225448015715198,1.0893018547308291,1.0549561926798994,1.0206105306289694,0.94712992757029058,0.50466234745818639,0.51282699999999992,0.51811366338863751,0.52372299999999994,0.52922291640116004,0.53509299999999993,0.54918400000000001,1.1154737520577247,1.0686394163637869,1.0863852932543216,1.1041311701448566,1.1276845671794244,1.151237964213992,1.0124493850864196,{"$f":"Y16*C16+($A$4-80)*AF16*$A$16/1000","v":14.847114395697764},{"$f":"Z16*E16+($A$4-80)*AG16*$A$16/1000","v":14.403075676816224},{"$f":"AA16*G16+($A$4-80)*AH16*$A$16/1000","v":14.133020926880219},{"$f":"AB16*I16+($A$4-80)*AI16*$A$16/1000","v":13.862966176944214},{"$f":"AC16*K16+($A$4-80)*AJ16*$A$16/1000","v":13.566859929062147},{"$f":"AD16*M16+($A$4-80)*AK16*$A$16/1000","v":13.270753681180086},{"$f":"AE16*O16+($A$4-80)*AL16*$A$16/1000","v":12.639611032069128}]
[null,69.5,28.302332302394305,16.795499747476079,27.013920242958896,16.3378222870111,26.258273617990525,16.059444475553526,{"$f":"U17*$I$14","v":25.502626993022158},15.781066664095951,24.699450450124736,15.476811256090059,23.896273907227304,15.172555848084167,22.18648541162009,14.523997429064684,null,1.1647050330203417,1.1116839606155924,1.0805873916868529,1.0494908227581135,1.01643829012859,0.98338575749906598,0.91302409101317239,0.5934316496614388,0.60479271945986846,0.61159559494233462,0.6188016108463591,0.62660549016433276,0.63493396112668876,0.65463263602164734,1.1154737520577247,1.0686394163637869,1.0863852932543216,1.1041311701448566,1.1276845671794244,1.151237964213992,1.0124493850864196,{"$f":"Y17*C17+($A$4-80)*AF17*$A$16/1000","v":16.795499747476079},{"$f":"Z17*E17+($A$4-80)*AG17*$A$16/1000","v":16.3378222870111},{"$f":"AA17*G17+($A$4-80)*AH17*$A$16/1000","v":16.059444475553526},{"$f":"AB17*I17+($A$4-80)*AI17*$A$16/1000","v":15.781066664095951},{"$f":"AC17*K17+($A$4-80)*AJ17*$A$16/1000","v":15.476811256090059},{"$f":"AD17*M17+($A$4-80)*AK17*$A$16/1000","v":15.172555848084167},{"$f":"AE17*O17+($A$4-80)*AL17*$A$16/1000","v":14.523997429064684}]
[null,67,27.184767379490037,18.743885099254395,25.942198199501064,18.272568897205971,25.238708557793121,17.985868024226829,{"$f":"U18*$I$14","v":24.535218916085178},17.699167151247693,23.763465418127918,17.386762583117971,22.991711920170651,17.074358014988249,21.357713583282116,16.408383826060234,null,1.1187147069748986,1.0675801728189738,1.038629981802186,1.0096797907853983,0.9779203875772805,0.94616098436916252,0.87891825445605409,0.68949955824878628,0.70435700000000001,0.71263028308448118,0.72137799999999996,0.73165938877982462,0.74263099999999993,0.76826499999999998,1.1154737520577247,1.0686394163637869,1.0863852932543216,1.1041311701448566,1.1276845671794244,1.151237964213992,1.0124493850864196,{"$f":"Y18*C18+($A$4-80)*AF18*$A$16/1000","v":18.743885099254395},{"$f":"Z18*E18+($A$4-80)*AG18*$A$16/1000","v":18.272568897205971},{"$f":"AA18*G18+($A$4-80)*AH18*$A$16/1000","v":17.985868024226829},{"$f":"AB18*I18+($A$4-80)*AI18*$A$16/1000","v":17.699167151247693},{"$f":"AC18*K18+($A$4-80)*AJ18*$A$16/1000","v":17.386762583117971},{"$f":"AD18*M18+($A$4-80)*AK18*$A$16/1000","v":17.074358014988249},{"$f":"AE18*O18+($A$4-80)*AL18*$A$16/1000","v":16.408383826060234}]
[null,62,25.13888945175778,22.927708826762206,24.078193716331032,22.267369079700643,23.446072164575728,22.042562862530822,{"$f":"U19*$I$14","v":22.813950612820424},21.817756645361005,22.158283741277707,21.589357137579089,21.50261686973499,21.360957629797173,20.134352651939697,20.134352651939697,null,1.034522199660814,0.99087216939633871,0.96485893681381596,0.9388457042312931,0.91186352844764218,0.88488135266399126,0.82857418320739484,0.91204143567125784,0.92479400000000012,0.94013883041077373,0.95633399999999991,0.97432442826613019,0.99341199999999996,1,1.1154737520577247,1.0686394163637869,1.0863852932543216,1.1041311701448566,1.1276845671794244,1.151237964213992,1.0124493850864196,{"$f":"Y19*C19+($A$4-80)*AF19*$A$16/1000","v":22.927708826762206},{"$f":"Z19*E19+($A$4-80)*AG19*$A$16/1000","v":22.267369079700643},{"$f":"AA19*G19+($A$4-80)*AH19*$A$16/1000","v":22.042562862530822},{"$f":"AB19*I19+($A$4-80)*AI19*$A$16/1000","v":21.817756645361005},{"$f":"AC19*K19+($A$4-80)*AJ19*$A$16/1000","v":21.589357137579089},{"$f":"AD19*M19+($A$4-80)*AK19*$A$16/1000","v":21.360957629797173},{"$f":"AE19*O19+($A$4-80)*AL19*$A$16/1000","v":20.134352651939697}]

{"sheet":"S4BE_48","index":30,"n_rows":19,"n_cols":45,"rows_kept":19,"cut":false,"hidden":true,"merged":[[2,0,2,1],[2,2,2,15],[3,2,3,3],[3,4,3,5],[3,6,3,7],[3,8,3,9],[3,10,3,11],[3,12,3,13],[3,14,3,15],[5,2,6,2],[5,3,6,3],[5,4,6,4],[5,5,6,5],[5,6,6,6],[5,7,6,7],[5,8,6,8],[4,0,6,0],[4,1,6,1],[4,2,4,3],[4,4,4,5],[4,6,4,7],[4,8,4,9],[5,9,6,9],[5,10,6,10],[5,11,6,11],[5,12,6,12],[5,13,6,13],[5,14,6,14],[5,15,6,15],[4,10,4,11],[4,12,4,13],[4,14,4,15],[7,0,10,0],[11,0,14,0],[15,0,18,0],[22,4,22,15],[23,4,23,5],[23,6,23,7],[23,8,23,9],[23,10,23,11],[23,12,23,13],[23,14,23,15],[25,12,26,12],[25,13,26,13],[25,14,26,14],[25,15,26,15],[27,0,30,0],[31,0,34,0],[24,12,24,13],[24,14,24,15],[25,4,26,4],[25,5,26,5],[25,6,26,6],[25,7,26,7],[25,8,26,8],[25,9,26,9],[25,10,26,10],[25,11,26,11],[24,0,26,0],[24,1,26,1],[24,4,24,5],[24,6,24,7],[24,8,24,9],[24,10,24,11],[35,0,38,0],[41,0,42,1],[41,4,41,15],[42,4,42,5],[42,6,42,7],[42,8,42,9],[42,10,42,11],[42,12,42,13],[42,14,42,15],[44,12,45,12],[44,13,45,13],[44,14,45,14],[44,15,45,15],[46,0,49,0],[50,0,53,0],[43,12,43,13],[43,14,43,15],[44,4,45,4],[44,5,45,5],[44,6,45,6],[44,7,45,7],[44,8,45,8],[44,9,45,9],[44,10,45,10],[44,11,45,11],[43,0,45,0],[43,1,45,1],[43,4,43,5],[43,6,43,7],[43,8,43,9],[43,10,43,11],[54,0,57,0],[60,0,61,1],[60,4,60,15],[61,4,61,5],[61,6,61,7],[61,8,61,9],[61,10,61,11],[61,12,61,13],[61,14,61,15],[63,12,64,12],[63,13,64,13],[63,14,64,14],[63,15,64,15],[65,0,68,0],[69,0,72,0],[62,12,62,13],[62,14,62,15],[63,4,64,4],[63,5,64,5],[63,6,64,6],[63,7,64,7],[63,8,64,8],[63,9,64,9],[63,10,64,10],[63,11,64,11],[62,0,64,0],[62,1,64,1],[62,4,62,5],[62,6,62,7],[62,8,62,9],[62,10,62,11],[73,0,76,0],[79,0,80,1],[79,4,79,15],[80,4,80,5],[80,6,80,7],[80,8,80,9],[80,10,80,11],[80,12,80,13],[80,14,80,15],[82,12,83,12],[82,13,83,13],[82,14,83,14],[82,15,83,15],[84,0,87,0],[88,0,91,0],[81,12,81,13],[81,14,81,15],[82,4,83,4],[82,5,83,5],[82,6,83,6],[82,7,83,7],[82,8,83,8],[82,9,83,9],[82,10,83,10],[82,11,83,11],[81,0,83,0],[81,1,83,1],[81,4,81,5],[81,6,81,7],[81,8,81,9],[81,10,81,11],[92,0,95,0],[98,0,99,1],[98,4,98,15],[99,4,99,5],[99,6,99,7],[99,8,99,9],[99,10,99,11],[99,12,99,13],[99,14,99,15],[101,12,102,12],[101,13,102,13],[101,14,102,14],[101,15,102,15],[103,0,106,0],[107,0,110,0],[100,12,100,13],[100,14,100,15],[101,4,102,4],[101,5,102,5],[101,6,102,6],[101,7,102,7],[101,8,102,8],[101,9,102,9],[101,10,102,10],[101,11,102,11],[100,0,102,0],[100,1,102,1],[100,4,100,5],[100,6,100,7],[100,8,100,9],[100,10,100,11],[111,0,114,0],[117,0,118,1],[117,4,117,15],[118,4,118,5],[118,6,118,7],[118,8,118,9],[118,10,118,11],[118,12,118,13],[118,14,118,15],[130,0,133,0],[120,12,121,12],[120,13,121,13],[120,14,121,14],[120,15,121,15],[122,0,125,0],[126,0,129,0],[119,12,119,13],[119,14,119,15],[120,4,121,4],[120,5,121,5],[120,6,121,6],[120,7,121,7],[120,8,121,8],[120,9,121,9],[120,10,121,10],[120,11,121,11],[119,0,121,0],[119,1,121,1],[119,4,119,5],[119,6,119,7],[119,8,119,9],[119,10,119,11]]}
[]
["S4BE_48"]
["Evaporator Air \n",null,"Condenser  Entering Air Temperature ˚F"]
[80,"°F DB",75,null,85,null,90,null,95,null,100,null,105,null,115]
["CFM","EWB†\n˚F","Capacity Mbtuh",null,"Capacity Mbtuh",null,"Capacity Mbtuh",null,"Capacity Mbtuh",null,"Capacity Mbtuh",null,"Capacity Mbtuh",null,"Capacity Mbtuh"]
[null,null,"Total","Sens.","Total","Sens.","Total","Sens.","Total","Sens.","Total","Sens.","Total","Sens.","Total","Sens."]
[null,null,null,null,null,null,null,null,null,null,null,null,null,null,null,null,null,"Total Factors",null,null,null,null,null,null,"Sens. %",null,null,null,null,null,null,"IDB Adj",null,null,null,null,null,null,"Sens Calc"]
[1400,72,{"$f":"R8*$I$14","v":29.043490079195621},{"$f":"IF(AM8>C8,C8,AM8)","v":14.279020785818297},{"$f":"S8*$I$14","v":27.729652658981038},{"$f":"IF(AN8>E8,E8,AN8)","v":13.82256633883823},{"$f":"T8*$I$14","v":26.977996068639431},{"$f":"IF(AO8>G8,G8,AO8)","v":13.574923956743984},{"$f":"U8*$I$14","v":26.226339478297831},{"$f":"IF(AP8>I8,I8,AP8)","v":13.327281574649737},{"$f":"V8*$I$14","v":25.38689666896882},{"$f":"IF(AQ8>K8,K8,AQ8)","v":13.059823554808053},{"$f":"W8*$I$14","v":24.547453859639806},{"$f":"IF(AR8>M8,M8,AR8)","v":12.79236553496637},{"$f":"X8*$I$14","v":22.75837071667641},{"$f":"IF(AS8>O8,O8,AS8)","v":12.196734309593371},null,1.1952053530533178,1.1411379695053925,1.1102055995324869,1.0792732295595815,1.0447282579822559,1.0101832864049303,0.93655846570684809,0.49164273118975527,0.49847599999999997,0.50318503725056707,0.50816399999999995,0.5144316662686651,0.52112799999999992,0.53592299999999993,1.0079328330318762,1.0328949109476184,1.0594230118325396,1.085951112717461,1.1344851449825406,1.1830191772476206,1.1167374244174606,{"$f":"Y8*C8+($A$4-80)*AF8*$A$8/1000","v":14.279020785818297},{"$f":"Z8*E8+($A$4-80)*AG8*$A$8/1000","v":13.82256633883823},{"$f":"AA8*G8+($A$4-80)*AH8*$A$8/1000","v":13.574923956743984},{"$f":"AB8*I8+($A$4-80)*AI8*$A$8/1000","v":13.327281574649737},{"$f":"AC8*K8+($A$4-80)*AJ8*$A$8/1000","v":13.059823554808053},{"$f":"AD8*M8+($A$4-80)*AK8*$A$8/1000","v":12.79236553496637},{"$f":"AE8*O8+($A$4-80)*AL8*$A$8/1000","v":12.196734309593371}]
[null,69.5,27.797078276345736,16.106988353113596,26.567853689635022,15.637119693375977,25.860916432024652,15.377565270003187,25.153979174414285,15.1180108466304,24.378994687350588,14.839080621474475,23.604010200286883,14.560150396318544,21.936536790097222,13.947388437009403,null,1.1439126862693718,1.0933273123306593,1.0642352441162408,1.0351431759018224,1.0032508101790365,0.9713584444562503,0.90273813951017368,0.57944896916810262,0.58857293765798335,0.59462568971301055,0.60101865958479805,0.60868304094483261,0.61685070768786487,0.63580630664114912,1.0079328330318762,1.0328949109476184,1.0594230118325396,1.085951112717461,1.1344851449825406,1.1830191772476206,1.1167374244174606,{"$f":"Y9*C9+($A$4-80)*AF9*$A$8/1000","v":16.106988353113596},{"$f":"Z9*E9+($A$4-80)*AG9*$A$8/1000","v":15.637119693375977},{"$f":"AA9*G9+($A$4-80)*AH9*$A$8/1000","v":15.377565270003187},{"$f":"AB9*I9+($A$4-80)*AI9*$A$8/1000","v":15.1180108466304},{"$f":"AC9*K9+($A$4-80)*AJ9*$A$8/1000","v":14.839080621474475},{"$f":"AD9*M9+($A$4-80)*AK9*$A$8/1000","v":14.560150396318544},{"$f":"AE9*O9+($A$4-80)*AL9*$A$8/1000","v":13.947388437009403}]
[null,67,26.550666473495856,17.9349559204089,25.40605472028901,17.451673047913726,24.743836795409873,17.180206583262393,24.081618870530736,16.90874011861106,23.371092705732352,16.61833768814089,22.660566540933964,16.32793525767072,21.114702863518037,15.698042564425435,null,1.0926200194854261,1.0455166551559263,1.0182648886999948,0.99101312224406313,0.9617733623758169,0.93253360250757056,0.86891781331349949,0.67549927374939644,0.68691000000000002,0.6943226600350606,0.70214299999999996,0.71106378710589013,0.72054399999999996,0.74346499999999993,1.0079328330318762,1.0328949109476184,1.0594230118325396,1.085951112717461,1.1344851449825406,1.1830191772476206,1.1167374244174606,{"$f":"Y10*C10+($A$4-80)*AF10*$A$8/1000","v":17.9349559204089},{"$f":"Z10*E10+($A$4-80)*AG10*$A$8/1000","v":17.451673047913726},{"$f":"AA10*G10+($A$4-80)*AH10*$A$8/1000","v":17.180206583262393},{"$f":"AB10*I10+($A$4-80)*AI10*$A$8/1000","v":16.90874011861106},{"$f":"AC10*K10+($A$4-80)*AJ10*$A$8/1000","v":16.61833768814089},{"$f":"AD10*M10+($A$4-80)*AK10*$A$8/1000","v":16.32793525767072},{"$f":"AE10*O10+($A$4-80)*AL10*$A$8/1000","v":15.698042564425435}]
[null,62,24.588755103245262,21.386450359120111,23.529856664718697,20.985549733705998,22.928908356797535,20.805211150947141,22.327960048876374,20.62487256818828,21.688256707219892,20.501651570126125,21.048553365563411,20.378430572063969,19.689829251447701,19.492930958933226,null,1.0118829260594757,0.968306858630399,0.94357647558837598,0.91884609254635286,0.8925208521489667,0.86619561175158066,0.81028103915422633,0.86976547894844403,0.89186899999999991,0.90737905299269073,0.92372399999999999,0.94528812743632118,0.968163,0.99,1.0079328330318762,1.0328949109476184,1.0594230118325396,1.085951112717461,1.1344851449825406,1.1830191772476206,1.1167374244174606,{"$f":"Y11*C11+($A$4-80)*AF11*$A$8/1000","v":21.386450359120111},{"$f":"Z11*E11+($A$4-80)*AG11*$A$8/1000","v":20.985549733705998},{"$f":"AA11*G11+($A$4-80)*AH11*$A$8/1000","v":20.805211150947141},{"$f":"AB11*I11+($A$4-80)*AI11*$A$8/1000","v":20.62487256818828},{"$f":"AC11*K11+($A$4-80)*AJ11*$A$8/1000","v":20.501651570126125},{"$f":"AD11*M11+($A$4-80)*AK11*$A$8/1000","v":20.378430572063969},{"$f":"AE11*O11+($A$4-80)*AL11*$A$8/1000","v":19.492930958933226}]
[1500,72,29.167567245542479,14.662582912721307,27.856374648036976,14.20911886234394,27.048457419114911,13.953563465403919,26.240540190192853,13.698008068463901,25.436160229506459,13.417757932760347,24.631780268820062,13.137507797056792,22.913390851617706,12.528629676629231,null,1.2003114092815834,1.1463528661743612,1.1131052435849758,1.0798576209955906,1.0467555650002658,1.0136535090049408,0.94293789512830062,0.50270160652366747,0.51008500000000001,0.51587280003417335,0.52201699999999995,0.52750721066757067,0.53335599999999994,0.54678199999999999,1.0105401722274014,1.0176236814948141,1.0683594436570369,1.1190952058192598,1.1203278567362966,1.1215605076533337,1.0441256672385184,{"$f":"Y12*C12+($A$4-80)*AF12*$A$12/1000","v":14.662582912721307},{"$f":"Z12*E12+($A$4-80)*AG12*$A$12/1000","v":14.20911886234394},{"$f":"AA12*G12+($A$4-80)*AH12*$A$12/1000","v":13.953563465403919},{"$f":"AB12*I12+($A$4-80)*AI12*$A$12/1000","v":13.698008068463901},{"$f":"AC12*K12+($A$4-80)*AJ12*$A$12/1000","v":13.417757932760347},{"$f":"AD12*M12+($A$4-80)*AK12*$A$12/1000","v":13.137507797056792},{"$f":"AE12*O12+($A$4-80)*AL12*$A$12/1000","v":12.528629676629231}]
[null,69.5,28.001447438569535,16.583858261142304,26.751739998937477,16.119260490586516,26.011005047016951,15.854274637409237,25.270270095096421,15.589288784231947,24.506181426977637,15.301271726875681,23.742092758858846,15.013254669519419,22.090136853849017,14.386754140654521,null,1.1523229398588286,1.100894650162036,1.0704117303299157,1.0399288104977951,1.008484832385911,0.97704085427402654,0.90905912978802539,0.59225003627132133,0.60254998333666299,0.60952180082051344,0.61690234119250575,0.62438416905015126,0.63234757028390221,0.65127501182265202,1.0105401722274014,1.0176236814948141,1.0683594436570369,1.1190952058192598,1.1203278567362966,1.1215605076533337,1.0441256672385184,{"$f":"Y13*C13+($A$4-80)*AF13*$A$12/1000","v":16.583858261142304},{"$f":"Z13*E13+($A$4-80)*AG13*$A$12/1000","v":16.119260490586516},{"$f":"AA13*G13+($A$4-80)*AH13*$A$12/1000","v":15.854274637409237},{"$f":"AB13*I13+($A$4-80)*AI13*$A$12/1000","v":15.589288784231947},{"$f":"AC13*K13+($A$4-80)*AJ13*$A$12/1000","v":15.301271726875681},{"$f":"AD13*M13+($A$4-80)*AK13*$A$12/1000","v":15.013254669519419},{"$f":"AE13*O13+($A$4-80)*AL13*$A$12/1000","v":14.386754140654521}]
[null,67,26.835327631596595,18.505133609563309,25.647105349837968,18.029402118829093,24.973552674918984,17.754985809414546,24.3,17.480569499999998,23.576202624448815,17.184785520991021,22.852405248897625,16.889001541982044,21.266882856080326,16.244878604679805,null,1.1043344704360738,1.0554364341497107,1.0277182170748553,1,0.97021409977155615,0.94042819954311219,0.87518036444775005,0.68958105761208954,0.70297999999999994,0.7109515430396065,0.71936499999999992,0.72890387797949208,0.73904700000000001,0.76385799999999993,1.0105401722274014,1.0176236814948141,1.0683594436570369,1.1190952058192598,1.1203278567362966,1.1215605076533337,1.0441256672385184,{"$f":"Y14*C14+($A$4-80)*AF14*$A$12/1000","v":18.505133609563309},{"$f":"Z14*E14+($A$4-80)*AG14*$A$12/1000","v":18.029402118829093},{"$f":"AA14*G14+($A$4-80)*AH14*$A$12/1000","v":17.754985809414546},{"$f":"AB14*I14+($A$4-80)*AI14*$A$12/1000","v":17.480569499999998},{"$f":"AC14*K14+($A$4-80)*AJ14*$A$12/1000","v":17.184785520991021},{"$f":"AD14*M14+($A$4-80)*AK14*$A$12/1000","v":16.889001541982044},{"$f":"AE14*O14+($A$4-80)*AL14*$A$12/1000","v":16.244878604679805}]
[null,62,24.848376419947556,22.204767514410573,23.792698932157471,21.74833506911077,23.190562928332362,21.664399309482867,{"$f":"U15*$I$14","v":22.588426924507253},21.580463549854965,21.951770281039156,21.281925036942251,21.315113637571059,20.983386524029541,20.023003771981088,20.023003771981088,null,1.0225669308620393,0.97912341284598636,0.95434415342931522,0.92956489401264419,0.90336503214152908,0.87716517027041396,0.8239919247728843,0.8936103968782938,0.91407599999999989,0.93419031596749424,0.95537700000000003,0.96948559339309948,0.98443700000000001,1,1.0105401722274014,1.0176236814948141,1.0683594436570369,1.1190952058192598,1.1203278567362966,1.1215605076533337,1.0441256672385184,{"$f":"Y15*C15+($A$4-80)*AF15*$A$12/1000","v":22.204767514410573},{"$f":"Z15*E15+($A$4-80)*AG15*$A$12/1000","v":21.74833506911077},{"$f":"AA15*G15+($A$4-80)*AH15*$A$12/1000","v":21.664399309482867},{"$f":"AB15*I15+($A$4-80)*AI15*$A$12/1000","v":21.580463549854965},{"$f":"AC15*K15+($A$4-80)*AJ15*$A$12/1000","v":21.281925036942251},{"$f":"AD15*M15+($A$4-80)*AK15*$A$12/1000","v":20.983386524029541},{"$f":"AE15*O15+($A$4-80)*AL15*$A$12/1000","v":20.023003771981088}]
[1600,72,29.188987605167011,15.017682118356063,27.865204908888064,14.568542160874676,27.122352759921377,14.304436542025821,{"$f":"U16*$I$14","v":26.379500610954686},14.040330923176965,25.578270626361366,13.75560574372799,24.77704064176805,13.470880564279019,23.040422674387717,12.854205729195559,null,1.2011929055624284,1.1467162513945706,1.1161462041119907,1.0855761568294109,1.0526037294798916,1.0196313021303725,0.94816554215587312,0.51449821835196663,0.52282200000000001,0.52740397076331247,0.53224399999999994,0.5377848230893002,0.54368399999999995,0.55789800000000001,1.0988473402853574,1.0528920558222215,1.061661909322221,1.0704317628222215,1.0732858042111122,1.0761398456000011,0.92697740547777796,{"$f":"Y16*C16+($A$4-80)*AF16*$A$16/1000","v":15.017682118356063},{"$f":"Z16*E16+($A$4-80)*AG16*$A$16/1000","v":14.568542160874676},{"$f":"AA16*G16+($A$4-80)*AH16*$A$16/1000","v":14.304436542025821},{"$f":"AB16*I16+($A$4-80)*AI16*$A$16/1000","v":14.040330923176965},{"$f":"AC16*K16+($A$4-80)*AJ16*$A$16/1000","v":13.75560574372799},{"$f":"AD16*M16+($A$4-80)*AK16*$A$16/1000","v":13.470880564279019},{"$f":"AE16*O16+($A$4-80)*AL16*$A$16/1000","v":12.854205729195559}]
[null,69.5,28.138919358364884,17.046279155262123,26.85793550443606,16.581889679287258,26.144969399139352,16.310375762931308,{"$f":"U17*$I$14","v":25.432003293842641},16.038861846575358,24.659781490729426,15.745568710813416,23.887559687616214,15.45227557505148,22.221738723901609,14.817089634249269,null,1.157980220508843,1.1052648355735004,1.075924666631249,1.0465844976889975,1.0148058226637624,0.98302714763852728,0.9144748446050045,0.60579011362050617,0.61739256453827085,0.62384375035712292,0.63065664396396715,0.63851209373987317,0.64687543546200943,0.66678354103372073,1.0988473402853574,1.0528920558222215,1.061661909322221,1.0704317628222215,1.0732858042111122,1.0761398456000011,0.92697740547777796,{"$f":"Y17*C17+($A$4-80)*AF17*$A$16/1000","v":17.046279155262123},{"$f":"Z17*E17+($A$4-80)*AG17*$A$16/1000","v":16.581889679287258},{"$f":"AA17*G17+($A$4-80)*AH17*$A$16/1000","v":16.310375762931308},{"$f":"AB17*I17+($A$4-80)*AI17*$A$16/1000","v":16.038861846575358},{"$f":"AC17*K17+($A$4-80)*AJ17*$A$16/1000","v":15.745568710813416},{"$f":"AD17*M17+($A$4-80)*AK17*$A$16/1000","v":15.45227557505148},{"$f":"AE17*O17+($A$4-80)*AL17*$A$16/1000","v":14.817089634249269}]
[null,67,27.088851111562757,19.07487619216819,25.850666099984068,18.595237197699841,25.167586038357332,18.316314983836794,{"$f":"U18*$I$14","v":24.484505976730595},18.037392769973753,23.741292355097489,17.735531677898848,22.998078733464379,17.43367058582394,21.403054773415501,16.779973539302979,null,1.1147675354552575,1.0638134197524307,1.0357031291505074,1.0075928385485842,0.97700791584763325,0.94642299314668221,0.88078414705413588,0.70415966013509379,0.71933300000000011,0.72777400883506771,0.73668599999999995,0.74703311903283376,0.75804899999999997,0.783999,1.0988473402853574,1.0528920558222215,1.061661909322221,1.0704317628222215,1.0732858042111122,1.0761398456000011,0.92697740547777796,{"$f":"Y18*C18+($A$4-80)*AF18*$A$16/1000","v":19.07487619216819},{"$f":"Z18*E18+($A$4-80)*AG18*$A$16/1000","v":18.595237197699841},{"$f":"AA18*G18+($A$4-80)*AH18*$A$16/1000","v":18.316314983836794},{"$f":"AB18*I18+($A$4-80)*AI18*$A$16/1000","v":18.037392769973753},{"$f":"AC18*K18+($A$4-80)*AJ18*$A$16/1000","v":17.735531677898848},{"$f":"AD18*M18+($A$4-80)*AK18*$A$16/1000","v":17.43367058582394},{"$f":"AE18*O18+($A$4-80)*AL18*$A$16/1000","v":16.779973539302979}]
[null,62,25.107098065904857,23.37407315032867,24.047743717792066,22.700877687645967,23.449867927535465,22.450588356576954,{"$f":"U19*$I$14","v":22.851992137278863},22.200299025507942,22.231627583275781,21.904700464238861,21.611263029272703,21.609101902969776,20.322148222918774,20.322148222918774,null,1.0332139121771546,0.98961908303671053,0.96501514105084207,0.94041119906497372,0.91488179355044363,0.88935238803591365,0.83630239600488776,0.93097470241176083,0.94399199999999994,0.9573865586771545,0.97148199999999996,0.98529450361597193,0.99990000000000001,1,1.0988473402853574,1.0528920558222215,1.061661909322221,1.0704317628222215,1.0732858042111122,1.0761398456000011,0.92697740547777796,{"$f":"Y19*C19+($A$4-80)*AF19*$A$16/1000","v":23.37407315032867},{"$f":"Z19*E19+($A$4-80)*AG19*$A$16/1000","v":22.700877687645967},{"$f":"AA19*G19+($A$4-80)*AH19*$A$16/1000","v":22.450588356576954},{"$f":"AB19*I19+($A$4-80)*AI19*$A$16/1000","v":22.200299025507942},{"$f":"AC19*K19+($A$4-80)*AJ19*$A$16/1000","v":21.904700464238861},{"$f":"AD19*M19+($A$4-80)*AK19*$A$16/1000","v":21.609101902969776},{"$f":"AE19*O19+($A$4-80)*AL19*$A$16/1000","v":20.322148222918774}]

{"sheet":"S4BE_60","index":31,"n_rows":19,"n_cols":45,"rows_kept":19,"cut":false,"hidden":true,"merged":[[2,0,2,1],[2,2,2,15],[3,2,3,3],[3,4,3,5],[3,6,3,7],[3,8,3,9],[3,10,3,11],[3,12,3,13],[3,14,3,15],[5,2,6,2],[5,3,6,3],[5,4,6,4],[5,5,6,5],[5,6,6,6],[5,7,6,7],[5,8,6,8],[4,0,6,0],[4,1,6,1],[4,2,4,3],[4,4,4,5],[4,6,4,7],[4,8,4,9],[5,9,6,9],[5,10,6,10],[5,11,6,11],[5,12,6,12],[5,13,6,13],[5,14,6,14],[5,15,6,15],[4,10,4,11],[4,12,4,13],[4,14,4,15],[7,0,10,0],[11,0,14,0],[15,0,18,0],[22,4,22,15],[23,4,23,5],[23,6,23,7],[23,8,23,9],[23,10,23,11],[23,12,23,13],[23,14,23,15],[25,12,26,12],[25,13,26,13],[25,14,26,14],[25,15,26,15],[27,0,30,0],[31,0,34,0],[24,12,24,13],[24,14,24,15],[25,4,26,4],[25,5,26,5],[25,6,26,6],[25,7,26,7],[25,8,26,8],[25,9,26,9],[25,10,26,10],[25,11,26,11],[24,0,26,0],[24,1,26,1],[24,4,24,5],[24,6,24,7],[24,8,24,9],[24,10,24,11],[35,0,38,0],[41,0,42,1],[41,4,41,15],[42,4,42,5],[42,6,42,7],[42,8,42,9],[42,10,42,11],[42,12,42,13],[42,14,42,15],[44,12,45,12],[44,13,45,13],[44,14,45,14],[44,15,45,15],[46,0,49,0],[50,0,53,0],[43,12,43,13],[43,14,43,15],[44,4,45,4],[44,5,45,5],[44,6,45,6],[44,7,45,7],[44,8,45,8],[44,9,45,9],[44,10,45,10],[44,11,45,11],[43,0,45,0],[43,1,45,1],[43,4,43,5],[43,6,43,7],[43,8,43,9],[43,10,43,11],[54,0,57,0],[60,0,61,1],[60,4,60,15],[61,4,61,5],[61,6,61,7],[61,8,61,9],[61,10,61,11],[61,12,61,13],[61,14,61,15],[63,12,64,12],[63,13,64,13],[63,14,64,14],[63,15,64,15],[65,0,68,0],[69,0,72,0],[62,12,62,13],[62,14,62,15],[63,4,64,4],[63,5,64,5],[63,6,64,6],[63,7,64,7],[63,8,64,8],[63,9,64,9],[63,10,64,10],[63,11,64,11],[62,0,64,0],[62,1,64,1],[62,4,62,5],[62,6,62,7],[62,8,62,9],[62,10,62,11],[73,0,76,0],[79,0,80,1],[79,4,79,15],[80,4,80,5],[80,6,80,7],[80,8,80,9],[80,10,80,11],[80,12,80,13],[80,14,80,15],[82,12,83,12],[82,13,83,13],[82,14,83,14],[82,15,83,15],[84,0,87,0],[88,0,91,0],[81,12,81,13],[81,14,81,15],[82,4,83,4],[82,5,83,5],[82,6,83,6],[82,7,83,7],[82,8,83,8],[82,9,83,9],[82,10,83,10],[82,11,83,11],[81,0,83,0],[81,1,83,1],[81,4,81,5],[81,6,81,7],[81,8,81,9],[81,10,81,11],[92,0,95,0],[98,0,99,1],[98,4,98,15],[99,4,99,5],[99,6,99,7],[99,8,99,9],[99,10,99,11],[99,12,99,13],[99,14,99,15],[101,12,102,12],[101,13,102,13],[101,14,102,14],[101,15,102,15],[103,0,106,0],[107,0,110,0],[100,12,100,13],[100,14,100,15],[101,4,102,4],[101,5,102,5],[101,6,102,6],[101,7,102,7],[101,8,102,8],[101,9,102,9],[101,10,102,10],[101,11,102,11],[100,0,102,0],[100,1,102,1],[100,4,100,5],[100,6,100,7],[100,8,100,9],[100,10,100,11],[111,0,114,0],[117,0,118,1],[117,4,117,15],[118,4,118,5],[118,6,118,7],[118,8,118,9],[118,10,118,11],[118,12,118,13],[118,14,118,15],[130,0,133,0],[120,12,121,12],[120,13,121,13],[120,14,121,14],[120,15,121,15],[122,0,125,0],[126,0,129,0],[119,12,119,13],[119,14,119,15],[120,4,121,4],[120,5,121,5],[120,6,121,6],[120,7,121,7],[120,8,121,8],[120,9,121,9],[120,10,121,10],[120,11,121,11],[119,0,121,0],[119,1,121,1],[119,4,119,5],[119,6,119,7],[119,8,119,9],[119,10,119,11]]}
[]
["S4BE_60"]
["Evaporator Air \n",null,"Condenser  Entering Air Temperature ˚F"]
[80,"°F DB",75,null,85,null,90,null,95,null,100,null,105,null,115]
["CFM","EWB†\n˚F","Capacity Mbtuh",null,"Capacity Mbtuh",null,"Capacity Mbtuh",null,"Capacity Mbtuh",null,"Capacity Mbtuh",null,"Capacity Mbtuh",null,"Capacity Mbtuh"]
[null,null,"Total","Sens.","Total","Sens.","Total","Sens.","Total","Sens.","Total","Sens.","Total","Sens.","Total","Sens."]
[null,null,null,null,null,null,null,null,null,null,null,null,null,null,null,null,null,"Total Factors",null,null,null,null,null,null,"Sens. %",null,null,null,null,null,null,"IDB Adj",null,null,null,null,null,null,"Sens Calc"]
[1600,72,{"$f":"R8*$I$14","v":29.140356497698132},{"$f":"IF(AM8>C8,C8,AM8)","v":13.894755085075948},{"$f":"S8*$I$14","v":27.822137141116954},{"$f":"IF(AN8>E8,E8,AN8)","v":13.450584378735853},{"$f":"T8*$I$14","v":27.07229752821155},{"$f":"IF(AO8>G8,G8,AO8)","v":13.194338930320434},{"$f":"U8*$I$14","v":26.322457915306138},{"$f":"IF(AP8>I8,I8,AP8)","v":12.938093481905019},{"$f":"V8*$I$14","v":25.508730438019185},{"$f":"IF(AQ8>K8,K8,AQ8)","v":12.665060026304667},{"$f":"W8*$I$14","v":24.695002960732229},{"$f":"IF(AR8>M8,M8,AR8)","v":12.392026570704315},{"$f":"X8*$I$14","v":22.853601773055647},{"$f":"IF(AS8>O8,O8,AS8)","v":11.790675933958415},null,1.1991916254196762,1.1449439152723027,1.1140863180333971,1.0832287207944913,1.0497419933341228,1.0162552658737543,0.94047743922039695,0.47682172612313539,0.48344900000000007,0.48737418449877973,0.49152299999999999,0.49649903420627234,0.501803,0.51592199999999999,1.0037627740885897,1.0313501995305554,1.0612229550138881,1.0910957104972212,1.1496501565222221,1.2082046025472222,1.1803236459333339,{"$f":"Y8*C8+($A$4-80)*AF8*$A$8/1000","v":13.894755085075948},{"$f":"Z8*E8+($A$4-80)*AG8*$A$8/1000","v":13.450584378735853},{"$f":"AA8*G8+($A$4-80)*AH8*$A$8/1000","v":13.194338930320434},{"$f":"AB8*I8+($A$4-80)*AI8*$A$8/1000","v":12.938093481905019},{"$f":"AC8*K8+($A$4-80)*AJ8*$A$8/1000","v":12.665060026304667},{"$f":"AD8*M8+($A$4-80)*AK8*$A$8/1000","v":12.392026570704315},{"$f":"AE8*O8+($A$4-80)*AL8*$A$8/1000","v":11.790675933958415}]
[null,69.5,27.841654828302563,15.614778546079213,26.610405535723345,15.15913775666232,25.907454024058065,14.874186867585818,25.204502512392782,14.589235978509315,24.438937604683034,14.305486619844183,23.673372696973288,14.021737261179048,21.965461789635746,13.400782566276414,null,1.1457471122758256,1.0950784171079566,1.0661503713604141,1.0372223256128716,1.0057175969005363,0.97421286818820108,0.90392846870928989,0.56084232932181666,0.56966955036862621,0.5741276952097808,0.57883451464022928,0.5853563215899753,0.59229994140090436,0.61008426294954932,1.0037627740885897,1.0313501995305554,1.0612229550138881,1.0910957104972212,1.1496501565222221,1.2082046025472222,1.1803236459333339,{"$f":"Y9*C9+($A$4-80)*AF9*$A$8/1000","v":15.614778546079213},{"$f":"Z9*E9+($A$4-80)*AG9*$A$8/1000","v":15.15913775666232},{"$f":"AA9*G9+($A$4-80)*AH9*$A$8/1000","v":14.874186867585818},{"$f":"AB9*I9+($A$4-80)*AI9*$A$8/1000","v":14.589235978509315},{"$f":"AC9*K9+($A$4-80)*AJ9*$A$8/1000","v":14.305486619844183},{"$f":"AD9*M9+($A$4-80)*AK9*$A$8/1000","v":14.021737261179048},{"$f":"AE9*O9+($A$4-80)*AL9*$A$8/1000","v":13.400782566276414}]
[null,67,26.54295315890699,17.334802007082477,25.398673930329743,16.867691134588792,24.742610519904577,16.554034804851202,24.086547109479419,16.240378475113605,23.369144771346878,15.945913213383696,22.651742433214341,15.651447951653783,21.077321806215846,15.010889198594413,null,1.0923025991319748,1.0452129189436108,1.0182144246874312,0.99121593043125178,0.96169320046694973,0.93217047050264779,0.86737949819818294,0.65308490367679595,0.66411699999999985,0.66904964581380977,0.67425099999999993,0.68234902772030948,0.69096000000000002,0.71218199999999998,1.0037627740885897,1.0313501995305554,1.0612229550138881,1.0910957104972212,1.1496501565222221,1.2082046025472222,1.1803236459333339,{"$f":"Y10*C10+($A$4-80)*AF10*$A$8/1000","v":17.334802007082477},{"$f":"Z10*E10+($A$4-80)*AG10*$A$8/1000","v":16.867691134588792},{"$f":"AA10*G10+($A$4-80)*AH10*$A$8/1000","v":16.554034804851202},{"$f":"AB10*I10+($A$4-80)*AI10*$A$8/1000","v":16.240378475113605},{"$f":"AC10*K10+($A$4-80)*AJ10*$A$8/1000","v":15.945913213383696},{"$f":"AD10*M10+($A$4-80)*AK10*$A$8/1000","v":15.651447951653783},{"$f":"AE10*O10+($A$4-80)*AL10*$A$8/1000","v":15.010889198594413}]
[null,62,24.521599680928958,20.389899701993151,23.465593246146817,20.007679959801376,22.870128749555889,19.835086030578442,22.274664252964961,19.662492101355507,21.627234337726499,19.553665056538311,20.97980442248803,19.444838011721117,19.575175867494547,18.701457467824795,null,1.0091193284332904,0.96566227350398426,0.94115756171011888,0.91665284991625351,0.8900096435278394,0.86336643713942507,0.80556279290101007,0.83150773062537475,0.85263899999999992,0.86729227665426301,0.88272899999999999,0.9041223094544707,0.92683599999999999,0.95536600000000005,1.0037627740885897,1.0313501995305554,1.0612229550138881,1.0910957104972212,1.1496501565222221,1.2082046025472222,1.1803236459333339,{"$f":"Y11*C11+($A$4-80)*AF11*$A$8/1000","v":20.389899701993151},{"$f":"Z11*E11+($A$4-80)*AG11*$A$8/1000","v":20.007679959801376},{"$f":"AA11*G11+($A$4-80)*AH11*$A$8/1000","v":19.835086030578442},{"$f":"AB11*I11+($A$4-80)*AI11*$A$8/1000","v":19.662492101355507},{"$f":"AC11*K11+($A$4-80)*AJ11*$A$8/1000","v":19.553665056538311},{"$f":"AD11*M11+($A$4-80)*AK11*$A$8/1000","v":19.444838011721117},{"$f":"AE11*O11+($A$4-80)*AL11*$A$8/1000","v":18.701457467824795}]
[1700,72,29.308167872907621,14.203936042023122,27.990654744784887,13.764656386640672,27.227494882162858,13.507264268269578,26.46433501954083,13.249872149898485,25.626577647317575,12.973737174115161,24.788820275094324,12.69760219833184,22.8674564772362,12.08389576117888,null,1.2060974433295317,1.1518787960816825,1.1204730404182246,1.0890672847547667,1.0545916727291182,1.0201160607034701,0.94104759165581064,0.48464087225162905,0.491759,0.4960891307381492,0.50066899999999992,0.50626101357210174,0.51223099999999999,0.52843200000000001,1.0116710923720353,1.0204654819006536,1.0812504136241829,1.1420353453477119,1.1628711916411774,1.183707037934641,1.1994863041176467,{"$f":"Y12*C12+($A$4-80)*AF12*$A$12/1000","v":14.203936042023122},{"$f":"Z12*E12+($A$4-80)*AG12*$A$12/1000","v":13.764656386640672},{"$f":"AA12*G12+($A$4-80)*AH12*$A$12/1000","v":13.507264268269578},{"$f":"AB12*I12+($A$4-80)*AI12*$A$12/1000","v":13.249872149898485},{"$f":"AC12*K12+($A$4-80)*AJ12*$A$12/1000","v":12.973737174115161},{"$f":"AD12*M12+($A$4-80)*AK12*$A$12/1000","v":12.69760219833184},{"$f":"AE12*O12+($A$4-80)*AL12*$A$12/1000","v":12.08389576117888}]
[null,69.5,28.069256809669714,15.957493272274668,26.816499399394324,15.510194875998952,26.099333454582368,15.243775625474097,25.382167509770419,14.977356374949245,24.597855583940987,14.689996206117293,23.813543658111559,14.402636037285346,22.052824538548737,13.77006954653806,null,1.1551134489576014,1.1035596460656101,1.0740466442214966,1.0445336423773834,1.0122574314379007,0.97998122049841807,0.90752364356167636,0.56850430278500974,0.57838253401371487,0.58406762195674711,0.59007397099495051,0.59720637662853171,0.60480860152787064,0.62441296453738748,1.0116710923720353,1.0204654819006536,1.0812504136241829,1.1420353453477119,1.1628711916411774,1.183707037934641,1.1994863041176467,{"$f":"Y13*C13+($A$4-80)*AF13*$A$12/1000","v":15.957493272274668},{"$f":"Z13*E13+($A$4-80)*AG13*$A$12/1000","v":15.510194875998952},{"$f":"AA13*G13+($A$4-80)*AH13*$A$12/1000","v":15.243775625474097},{"$f":"AB13*I13+($A$4-80)*AI13*$A$12/1000","v":14.977356374949245},{"$f":"AC13*K13+($A$4-80)*AJ13*$A$12/1000","v":14.689996206117293},{"$f":"AD13*M13+($A$4-80)*AK13*$A$12/1000","v":14.402636037285346},{"$f":"AE13*O13+($A$4-80)*AL13*$A$12/1000","v":13.77006954653806}]
[null,67,26.830345746431814,17.711050502526213,25.642344054003761,17.255733365357237,24.971172027001881,16.980286982678621,24.3,16.704840600000001,23.569133520564403,16.406255238119428,22.838267041128798,16.107669876238852,21.238192599861272,15.456243331897241,null,1.1041294545856712,1.0552404960495374,1.0276202480247687,1,0.96992319014668316,0.9398463802933662,0.87399969546754197,0.66011264520814528,0.67293899999999995,0.67999559509331242,0.687442,0.69609072492226909,0.70529299999999995,0.7277570000000001,1.0116710923720353,1.0204654819006536,1.0812504136241829,1.1420353453477119,1.1628711916411774,1.183707037934641,1.1994863041176467,{"$f":"Y14*C14+($A$4-80)*AF14*$A$12/1000","v":17.711050502526213},{"$f":"Z14*E14+($A$4-80)*AG14*$A$12/1000","v":17.255733365357237},{"$f":"AA14*G14+($A$4-80)*AH14*$A$12/1000","v":16.980286982678621},{"$f":"AB14*I14+($A$4-80)*AI14*$A$12/1000","v":16.704840600000001},{"$f":"AC14*K14+($A$4-80)*AJ14*$A$12/1000","v":16.406255238119428},{"$f":"AD14*M14+($A$4-80)*AK14*$A$12/1000","v":16.107669876238852},{"$f":"AE14*O14+($A$4-80)*AL14*$A$12/1000","v":15.456243331897241}]
[null,62,24.77214458378516,21.077541526863271,23.719705787808554,20.644279894478661,23.113017747474924,20.576518901066457,{"$f":"U15*$I$14","v":22.50632970714129},20.508757907654257,21.849793510074949,20.275928573142945,21.193257313008612,20.043099238631633,19.777487438036104,19.436207114805352,null,1.0194298182627637,0.97611957974520791,0.9511529937232478,0.92618640770128757,0.89916845720473038,0.87215050670817329,0.81388837193564212,0.8508565520265764,0.87034299999999998,0.89025669974724198,0.91124399999999994,0.9279688873853067,0.94572999999999996,0.98274399999999995,1.0116710923720353,1.0204654819006536,1.0812504136241829,1.1420353453477119,1.1628711916411774,1.183707037934641,1.1994863041176467,{"$f":"Y15*C15+($A$4-80)*AF15*$A$12/1000","v":21.077541526863271},{"$f":"Z15*E15+($A$4-80)*AG15*$A$12/1000","v":20.644279894478661},{"$f":"AA15*G15+($A$4-80)*AH15*$A$12/1000","v":20.576518901066457},{"$f":"AB15*I15+($A$4-80)*AI15*$A$12/1000","v":20.508757907654257},{"$f":"AC15*K15+($A$4-80)*AJ15*$A$12/1000","v":20.275928573142945},{"$f":"AD15*M15+($A$4-80)*AK15*$A$12/1000","v":20.043099238631633},{"$f":"AE15*O15+($A$4-80)*AL15*$A$12/1000","v":19.436207114805352}]
[1800,72,29.486283407122183,14.507895742466349,28.149017713637978,14.074002174500142,27.362177407075301,13.813778486223542,{"$f":"U16*$I$14","v":26.575337100512627},13.553554797946941,25.692685553318558,13.271324810790684,24.810034006124486,12.989094823634424,22.976608523525133,12.347491560891264,null,1.2134273007046166,1.1583957906846905,1.1260155311553621,1.093635271626034,1.0573121626880064,1.0209890537499788,0.94553944541255686,0.49202185104692031,0.49998199999999998,0.50484938682736491,0.51000499999999993,0.5165409736265002,0.52354199999999995,0.53739399999999993,1.1238270415921552,1.0761904308740751,1.0997158040876553,1.1232411773012356,1.1671431678037041,1.2110451583061725,1.1549909909679015,{"$f":"Y16*C16+($A$4-80)*AF16*$A$16/1000","v":14.507895742466349},{"$f":"Z16*E16+($A$4-80)*AG16*$A$16/1000","v":14.074002174500142},{"$f":"AA16*G16+($A$4-80)*AH16*$A$16/1000","v":13.813778486223542},{"$f":"AB16*I16+($A$4-80)*AI16*$A$16/1000","v":13.553554797946941},{"$f":"AC16*K16+($A$4-80)*AJ16*$A$16/1000","v":13.271324810790684},{"$f":"AD16*M16+($A$4-80)*AK16*$A$16/1000","v":12.989094823634424},{"$f":"AE16*O16+($A$4-80)*AL16*$A$16/1000","v":12.347491560891264}]
[null,69.5,28.288359993324857,16.34068359647388,27.000598406280137,15.895250255495798,26.26494239261001,15.62491972079415,{"$f":"U17*$I$14","v":25.529286378939887},15.354589186092507,24.715641125416617,15.061727402456562,23.901995871893348,14.768865618820614,22.170568968142522,14.118519921845127,null,1.1641300408775661,1.1111357368839563,1.080861826856379,1.0505879168288019,1.0171045730624122,0.98362122929602247,0.91236909333919836,0.57764690495771953,0.58869992495420698,0.59489640172180347,0.60144999582750236,0.60940063525067367,0.61789256838536677,0.63681360375245233,1.1238270415921552,1.0761904308740751,1.0997158040876553,1.1232411773012356,1.1671431678037041,1.2110451583061725,1.1549909909679015,{"$f":"Y17*C17+($A$4-80)*AF17*$A$16/1000","v":16.34068359647388},{"$f":"Z17*E17+($A$4-80)*AG17*$A$16/1000","v":15.895250255495798},{"$f":"AA17*G17+($A$4-80)*AH17*$A$16/1000","v":15.62491972079415},{"$f":"AB17*I17+($A$4-80)*AI17*$A$16/1000","v":15.354589186092507},{"$f":"AC17*K17+($A$4-80)*AJ17*$A$16/1000","v":15.061727402456562},{"$f":"AD17*M17+($A$4-80)*AK17*$A$16/1000","v":14.768865618820614},{"$f":"AE17*O17+($A$4-80)*AL17*$A$16/1000","v":14.118519921845127}]
[null,67,27.09043657952753,18.173471450481411,25.852179098922292,17.716498336491444,25.167707378144726,17.436060955364766,{"$f":"U18*$I$14","v":24.483235657367146},17.155623574238078,23.738596697514676,16.852129994122436,22.993957737662207,16.548636414006801,21.364529412759911,15.889548282798991,null,1.1148327810505156,1.0638756830832219,1.0357081225573961,1.0075405620315698,0.97689698343681797,0.9462534048420661,0.87919874126583997,0.67084453944220501,0.68529999999999991,0.6927949651268589,0.70070900000000003,0.70990422091322603,0.71969499999999997,0.74373499999999992,1.1238270415921552,1.0761904308740751,1.0997158040876553,1.1232411773012356,1.1671431678037041,1.2110451583061725,1.1549909909679015,{"$f":"Y18*C18+($A$4-80)*AF18*$A$16/1000","v":18.173471450481411},{"$f":"Z18*E18+($A$4-80)*AG18*$A$16/1000","v":17.716498336491444},{"$f":"AA18*G18+($A$4-80)*AH18*$A$16/1000","v":17.436060955364766},{"$f":"AB18*I18+($A$4-80)*AI18*$A$16/1000","v":17.155623574238078},{"$f":"AC18*K18+($A$4-80)*AJ18*$A$16/1000","v":16.852129994122436},{"$f":"AD18*M18+($A$4-80)*AK18*$A$16/1000","v":16.548636414006801},{"$f":"AE18*O18+($A$4-80)*AL18*$A$16/1000","v":15.889548282798991}]
[null,62,25.011158778515913,22.138021476858,23.955852437105591,21.500425474007141,23.339009761957129,21.303307379884533,{"$f":"U19*$I$14","v":22.722167086808671},21.106189285761925,22.059135212411391,20.958811351980732,21.396103338014107,20.811433418199535,19.955255215118342,19.93478112326763,null,1.0292657933545644,0.98583754885208186,0.96045307662375012,0.9350686043954185,0.90778334207454281,0.88049807975366701,0.82120391831762729,0.88512578217184079,0.89750200000000002,0.91277683145791322,0.92888099999999996,0.95011935645548007,0.97267400000000004,0.99897400000000003,1.1238270415921552,1.0761904308740751,1.0997158040876553,1.1232411773012356,1.1671431678037041,1.2110451583061725,1.1549909909679015,{"$f":"Y19*C19+($A$4-80)*AF19*$A$16/1000","v":22.138021476858},{"$f":"Z19*E19+($A$4-80)*AG19*$A$16/1000","v":21.500425474007141},{"$f":"AA19*G19+($A$4-80)*AH19*$A$16/1000","v":21.303307379884533},{"$f":"AB19*I19+($A$4-80)*AI19*$A$16/1000","v":21.106189285761925},{"$f":"AC19*K19+($A$4-80)*AJ19*$A$16/1000","v":20.958811351980732},{"$f":"AD19*M19+($A$4-80)*AK19*$A$16/1000","v":20.811433418199535},{"$f":"AE19*O19+($A$4-80)*AL19*$A$16/1000","v":19.93478112326763}]

{"sheet":"Form","index":32,"n_rows":53,"n_cols":16,"rows_kept":53,"cut":false,"hidden":true,"merged":[[28,15,29,15],[27,4,27,5],[34,0,37,0],[28,13,29,13],[28,10,29,10],[27,14,27,15],[28,14,29,14],[38,0,41,0],[27,12,27,13],[28,4,29,4],[28,5,29,5],[28,6,29,6],[28,7,29,7],[30,0,33,0],[27,8,27,9],[27,10,27,11],[28,12,29,12],[27,0,29,0],[28,11,29,11],[52,1,52,4],[28,2,29,2],[28,3,29,3],[28,9,29,9],[28,8,29,8],[27,1,29,1],[27,2,27,3],[27,6,27,7],[1,3,1,8],[2,3,2,8],[13,0,13,15],[26,14,26,15],[26,10,26,11],[18,6,18,11],[26,4,26,5],[26,12,26,13],[26,8,26,9],[25,2,25,15],[25,0,25,1],[26,2,26,3],[17,6,17,11],[26,6,26,7]]}
[]
[null,null,"Select Nordyne Condenser:  "]
[null,null,"ADP Evaporator:  ",null,null,null,null,null,null,null,null,null,null,24]
[null,null,"Nominal Capacity:  ",null,"(Mbtuh)",null,null,null,null,null,null,"Condenser Entering Air Temperature: ",null,"(°F) Dry Bulb, 75°F to 115°F"]
[null,null,"AHRI Rated Capacity:  ",null,"(Mbtuh) @ 95 ˚F & 80/67 ˚F conditions",null,null,null,null,null,null,"Evaporator Air Flow (CFM): ",null,null,"to"]
[null,null,"Entering Evaporator Air (DB):  ",null,"(°F) Dry Bulb -- 80°F Standard",null,null,null,null,null,null,"Entering Evaporator Air (WB):  ",null,"(°F) Wet Bulb, 62°F to 72°F"]
[null,null,null,null,null,null,null,null,null,null,null,null,null,48]
[null,null,null,null,null,null,null,null,null,null,null,null,null,"CFM"]
[]
[]
[]
[]
[]
["Extended Ratings"]
[]
[]
[]
[null,null,null,null,null,"Nordyne Condenser :  "]
[null,null,null,null,null,"ADP Evaporator:  "]
[null,null,null,null,null,"Condenser Entering Air Temperature: ",null,"(°F) Dry Bulb, 75°F to 115°F"]
[null,null,null,null,null,"Evaporator Air Flow:",null,"CFM"]
[null,null,null,null,null,"Entering Evaporator Air (DB):  ",null,"(°F) Dry Bulb"]
[null,null,null,null,null,"Entering Evaporator Air (WB):  ",null,"(°F) Wet Bulb, 62°F to 72°F"]
[null,null,null,null,null,"AHRI Rated Capacity:  ",null,"(Mbtuh) @ 95 ˚F & 80/67 ˚F conditions"]
[]
["Evaporator Air \n",null,"Condenser  Entering Air Temperature ˚F"]
[80,"°F DB",75,null,85,null,90,null,95,null,100,null,105,null,115]
["CFM","EWB†\n˚F","Capacity Mbtuh",null,"Capacity Mbtuh",null,"Capacity Mbtuh",null,"Capacity Mbtuh",null,"Capacity Mbtuh",null,"Capacity Mbtuh",null,"Capacity Mbtuh"]
[null,null,"Total","Sens.","Total","Sens.","Total","Sens.","Total","Sens.","Total","Sens.","Total","Sens.","Total","Sens."]
[]
[]
[]
[]
[]
[]
[]
[]
[]
[]
[]
[]
[]
[]
[null,null,null,"Condenser Entering Air Temperature: ",null,"(°F) Dry Bulb, 75°F to 115°F",null,null,null,"CAPACITY IN MBTUH UNDER SPECIFIC CONDITIONS LISTED"]
[null,null,null,"Evaporator Air Flow:",null,"CFM",null,null,null,null,"TOTAL"]
[null,null,null,"Entering Evaporator Air (WB):  ",null,"(°F) Wet Bulb, 62°F to 72°F",null,null,null,null,"SENSIBLE"]
[]
["Notes:","† Entering Wet Bulb"]
[null,"Extended ratings are not certified.  They are calculated based upon typical condenser performance curves and are for engineering information only."]
[null,"When the required data fall between the published data, interpolation may be performed. Extrapolation is not an acceptable practice."]
[null,"Displayed sensible capacity has been adjusted based upon indoor DB.  Sensible capacity will increase with higher indoor DB and decrease with lower indoor DB."]
[null,"The magnitude of the adjustment depends partially on evaporator air flow, with greater adjustment at higher CFM."]
["Printed:",null,null,null,null,null,null,null,null,null,null,null,null,null,null,"N-19-A"]

{"sheet":"Instructions","index":33,"n_rows":43,"n_cols":5,"rows_kept":43,"cut":false,"hidden":true,"merged":[]}
[]
[]
[]
[]
[]
[]
[null,"This spreadsheet generates capacity information for ADP rated matches at other than nominal conditions."]
[null,"The information is provided is not certified and is provided for engineering use only."]
[]
[null,"The latest version will allways be available at:  www.adpnow.com/extratings/"]
[]
[null,"In order to generate an extended rating, you will need the following information:"]
[null,null,"Condenser model number"]
[null,null,"ADP coil model number"]
[null,null,"Nominal capacity"]
[null,null,"Rated capacity (from AHRI database)"]
[null,null,"Condenser entering air dry bulb temperature"]
[null,null,"Indoor entering air dry bulb temperature"]
[null,null,"Indoor entering air wet bulb temperature"]
[null,null,"Indoor airflow"]
[]
[null,"Select the condenser series and nominal tonnage form the drop down lists."]
[null,"Enter the remaining information in the correct cells. Note there are limits on the range of values allowed."]
[null,"Click on \"Calculate\" to calculate the extended ratings."]
[null,"The table will show capacities for various conditions.  The capacities at the specific design point are "]
[null,"at the bottom of the page."]
[null,"From this point you may:"]
[null,null,"Click \"Clear\" to clear the form and start over."]
[null,null,"Click \"Print\" to print a copy of the data."]
[null,null,"Click \"Copy\" to copy the data to a new spreadsheet and save it in the same directory."]
[]
[null,"Notes:","Displayed sensible capacity has been adjusted based upon indoor DB. Sensible capacity will"]
[null,null,"increase with higher indoor DB and decrease with lower indoor DB.  The magnitude of the "]
[null,null,"adjustment depends partially on evaporator air flow, with greater adjustment at higher CFM."]
[]
[null,"Versions:","N-12-A","2012-02-08","Initial public release"]
[null,null,"N-12-B","2012-03-30","Added S4BE series"]
[null,null,"N-13-A","2012-12-31","Renewed date key through 2013"]
[null,null,"N-13-B","2013-06-24","Added CSA4BD and CSA4BE serries"]
[null,null,"N-14-A","2013-12-31","Added CSA4BF series and renewed date key through 2014"]
[null,null,"N-15-A","2015-01-31","Renewed date key through 2015"]
[null,null,"N-16-A","2016-03-22","Renewed date key through 2016"]
[null,null,"N-19-A","2019-05-20","New  Version"]

{"sheet":"Prompt","index":34,"n_rows":17,"n_cols":2,"rows_kept":17,"cut":false,"hidden":false,"merged":[]}
[]
[]
[]
[]
[]
[null,"In order to use this spreadsheet, "]
[null,"Please enable Macros in your security settings."]
[]
[null,"Enabling Macros in Excel 2007"]
[null,"1. In Excel, click the Office button in the upper left corner of the screen."]
[null,"2. Click the \"Excel Options\" button in the lower right."]
[null,"3. Click the \"Trust Center\" button on the left. Then, at the bottom right, select \"Trust Center Settings\" as shown below."]
[null,"4. In the next window, select \"Macro Settings,\" then select the radio button for \"Disable all macros with notification.\""]
[null,"5. When openning this spreadsheet, you will see a warning like this in the menu bar:"]
[]
[]
[null,"6. Select \"Enable this content\" and click \"Okay\".  The spreadsheet will now be functional."]

{"sheet":"Sheet1","index":35,"n_rows":0,"n_cols":0,"rows_kept":0,"cut":false,"hidden":true,"merged":[]}