{"text_format":"1","workbook":"xlsx","n_sheets":67,"sheets":["notes","Options","Calcs","13ACX_18","13ACX_24","13ACX_30","13ACX_36","13ACX_42","13ACX_48","13ACX_60","14ACX_18","14ACX_24","14ACX_30","14ACX_36","14ACX_41","14ACX_42","14ACX_47","14ACX_48","14ACX_59","14ACX_60","XC13_18","XC13_24","XC13_30","XC13_36","XC13_42","XC13_48","XC13_60","XC14_18","XC14_24","XC14_30","XC14_36","XC14_41","XC14_42","XC14_47","XC14_48","XC14_60","XC16_24","XC16_36","XC16_48","XC16_60","XC17_24","XC17_30","XC17_36","XC17_42","XC17_48","XC17_60","XC21_24","XC21_36","XC21_48","XC21_60","XC25_24","XC25_36","XC25_48","XC25_60","ML14XC_18","ML14XC_24","ML14XC_30","ML14XC_36","ML14XC_41","ML14XC_42","ML14XC_47","ML14XC_48","ML14XC_59","ML14XC_60","Form","Instructions","Prompt"],"not_rendered":{"charts":0,"images":7,"macros":1,"external_links":0,"defined_names":7,"comments":0,"pivot_tables":0},"unopened":[],"bounds":{"document_bytes":16777216,"sheet_cells":100000,"rows_first":2000,"rows_last":500,"rows_between":2000,"halvings":0,"cell_chars":16384,"cell_head_chars":4096},"cells_cut":0,"cells_raw":0,"read":"whole","date_system":"1900"}

{"sheet":"notes","index":0,"n_rows":65,"n_cols":16,"rows_kept":65,"cut":false,"hidden":true,"merged":[]}
[]
[null,null,null,null,null,null,null,{"$f":"SUM(H3:H8)","v":0}]
[null,null,600,24,600,1000,{"$f":"IF(Form!$D$4=D3,1,0)","v":0},{"$f":"IF(G3=1,IF(OR(E3>Form!M$5,F3<Form!M$5),1,0),0)","v":0}]
[null,null,800,30,800,1200,{"$f":"IF(Form!$D$4=D4,1,0)","v":0},{"$f":"IF(G4=1,IF(OR(E4>Form!M$5,F4<Form!M$5),1,0),0)","v":0}]
[null,null,1000,36,1000,1400,{"$f":"IF(Form!$D$4=D5,1,0)","v":0},{"$f":"IF(G5=1,IF(OR(E5>Form!M$5,F5<Form!M$5),1,0),0)","v":0}]
[null,null,1200,42,1200,1600,{"$f":"IF(Form!$D$4=D6,1,0)","v":0},{"$f":"IF(G6=1,IF(OR(E6>Form!M$5,F6<Form!M$5),1,0),0)","v":0}]
[null,null,1400,48,1400,1800,{"$f":"IF(Form!$D$4=D7,1,0)","v":0},{"$f":"IF(G7=1,IF(OR(E7>Form!M$5,F7<Form!M$5),1,0),0)","v":0}]
[null,null,1600,60,1600,2000,{"$f":"IF(Form!$D$4=D8,1,0)","v":0},{"$f":"IF(G8=1,IF(OR(E8>Form!M$5,F8<Form!M$5),1,0),0)","v":0}]
[null,null,1800]
[null,null,2000]
[]
[]
[null,null,null,"Total"]
[null,{"$f":"Form!M5+Form!M6","v":1813},null,null,{"$f":"E31","v":0},{"$f":"F31","v":0},1,2,0,0,0,{"$f":"SUM(E14:K14)","v":3},null,null,null,58]
[null,null,null,null,{"$f":"Form!C27","v":85},{"$f":"Form!E27","v":90},{"$f":"Form!G27","v":95},{"$f":"Form!I27","v":100},{"$f":"Form!K27","v":105},{"$f":"Form!M27","v":110},{"$f":"Form!O27","v":115}]
[{"$f":"C16+D16","v":1646},{"$f":"P16","v":0},{"$f":"Form!A31","v":1575},{"$f":"Form!B31","v":71},{"$f":"Form!C31","v":61.8125},{"$f":"Form!E31","v":60.375},{"$f":"Form!G31","v":58.937499999999993},{"$f":"Form!I31","v":57.5},{"$f":"Form!K31","v":56.0625},{"$f":"Form!M31","v":54.625},{"$f":"Form!O31","v":53.1875},{"$f":"Form!$M$5+Form!M$6","v":1813},{"$f":"IF(C16+D16=Form!M$5+Form!M$6,1,0)","v":0},{"$f":"IF(A16<L16,1,0)","v":1},{"$f":"IF(A16>L16,2,0)","v":0},{"$f":"IF(AND(N16=1,N17=0),1,0)+IF(AND(O15=0,O16=2),2,0)","v":0}]
[{"$f":"C17+D17","v":1642},{"$f":"P17","v":0},{"$f":"C16","v":1575},{"$f":"Form!B32","v":67},{"$f":"Form!C32","v":58.458333333333329},{"$f":"Form!E32","v":57.260416666666664},{"$f":"Form!G32","v":56.0625},{"$f":"Form!I32","v":54.625},{"$f":"Form!K32","v":53.1875},{"$f":"Form!M32","v":51.75},{"$f":"Form!O32","v":50.3125},{"$f":"Form!$M$5+Form!M$6","v":1813},{"$f":"IF(C17+D17=Form!M$5+Form!M$6,1,0)","v":0},{"$f":"IF(A17<L17,1,0)","v":1},{"$f":"IF(A17>L17,2,0)","v":0},{"$f":"IF(AND(N17=1,N18=0),1,0)+IF(AND(O16=0,O17=2),2,0)","v":0}]
[1640,0,{"$f":"C17","v":1575},{"$f":"Form!B33","v":65},{"$f":"Form!C33","v":57.020833333333336},{"$f":"Form!E33","v":55.703125},{"$f":"Form!G33","v":54.385416666666664},{"$f":"Form!I33","v":53.067708333333336},{"$f":"Form!K33","v":51.75},{"$f":"Form!M33","v":50.3125},{"$f":"Form!O33","v":48.875},{"$f":"Form!$M$5+Form!M$6","v":1813},{"$f":"IF(C18+D18=Form!M$5+Form!M$6,1,0)","v":0},1,{"$f":"IF(A18>L18,2,0)","v":0},{"$f":"IF(AND(N18=1,N19=0),1,0)+IF(AND(O17=0,O18=2),2,0)","v":0}]
[1638,1,{"$f":"C18","v":1575},{"$f":"Form!B34","v":63},{"$f":"Form!C34","v":55.583333333333336},{"$f":"Form!E34","v":54.145833333333336},{"$f":"Form!G34","v":52.708333333333329},{"$f":"Form!I34","v":51.510416666666671},{"$f":"Form!K34","v":50.3125},{"$f":"Form!M34","v":48.875},{"$f":"Form!O34","v":47.4375},{"$f":"Form!$M$5+Form!M$6","v":1813},{"$f":"IF(C19+D19=Form!M$5+Form!M$6,1,0)","v":0},1,{"$f":"IF(A19>L19,2,0)","v":0},{"$f":"IF(AND(N19=1,N20=0),1,0)+IF(AND(O18=0,O19=2),2,0)","v":1}]
[1871,2,{"$f":"Form!A35","v":1800},{"$f":"Form!B35","v":71},{"$f":"Form!C35","v":63.729166666666671},{"$f":"Form!E35","v":62.291666666666664},{"$f":"Form!G35","v":60.854166666666664},{"$f":"Form!I35","v":59.416666666666671},{"$f":"Form!K35","v":57.979166666666664},{"$f":"Form!M35","v":56.302083333333329},{"$f":"Form!O35","v":54.625},{"$f":"Form!$M$5+Form!M$6","v":1813},{"$f":"IF(C20+D20=Form!M$5+Form!M$6,1,0)","v":0},0,{"$f":"IF(A20>L20,2,0)","v":2},{"$f":"IF(AND(N20=1,N21=0),1,0)+IF(AND(O19=0,O20=2),2,0)","v":2}]
[1867,0,{"$f":"C20","v":1800},{"$f":"Form!B36","v":67},{"$f":"Form!C36","v":60.375},{"$f":"Form!E36","v":58.937499999999993},{"$f":"Form!G36","v":57.5},{"$f":"Form!I36","v":56.0625},{"$f":"Form!K36","v":54.625},{"$f":"Form!M36","v":53.1875},{"$f":"Form!O36","v":51.75},{"$f":"Form!$M$5+Form!M$6","v":1813},{"$f":"IF(C21+D21=Form!M$5+Form!M$6,1,0)","v":0},0,{"$f":"IF(A21>L21,2,0)","v":2},{"$f":"IF(AND(N21=1,N22=0),1,0)+IF(AND(O20=0,O21=2),2,0)","v":0}]
[1865,0,{"$f":"C21","v":1800},{"$f":"Form!B37","v":65},{"$f":"Form!C37","v":58.697916666666664},{"$f":"Form!E37","v":57.380208333333336},{"$f":"Form!G37","v":56.0625},{"$f":"Form!I37","v":54.625},{"$f":"Form!K37","v":53.1875},{"$f":"Form!M37","v":51.75},{"$f":"Form!O37","v":50.3125},{"$f":"Form!$M$5+Form!M$6","v":1813},{"$f":"IF(C22+D22=Form!M$5+Form!M$6,1,0)","v":0},0,2,0]
[1863,0,{"$f":"C22","v":1800},{"$f":"Form!B38","v":63},{"$f":"Form!C38","v":57.020833333333336},{"$f":"Form!E38","v":55.822916666666664},{"$f":"Form!G38","v":54.625},{"$f":"Form!I38","v":53.1875},{"$f":"Form!K38","v":51.75},{"$f":"Form!M38","v":50.3125},{"$f":"Form!O38","v":48.875},{"$f":"Form!$M$5+Form!M$6","v":1813},{"$f":"IF(C23+D23=Form!M$5+Form!M$6,1,0)","v":0},0,2,0]
[2096,0,{"$f":"Form!A39","v":2025},{"$f":"Form!B39","v":71},{"$f":"Form!C39","v":65.166666666666671},{"$f":"Form!E39","v":63.729166666666671},{"$f":"Form!G39","v":62.291666666666664},{"$f":"Form!I39","v":60.614583333333336},{"$f":"Form!K39","v":58.937499999999993},{"$f":"Form!M39","v":57.260416666666664},{"$f":"Form!O39","v":55.583333333333336},{"$f":"Form!$M$5+Form!M$6","v":1813},{"$f":"IF(C24+D24=Form!M$5+Form!M$6,1,0)","v":0},0,2,0]
[2092,0,{"$f":"C24","v":2025},{"$f":"Form!B40","v":67},{"$f":"Form!C40","v":61.8125},{"$f":"Form!E40","v":60.375},{"$f":"Form!G40","v":58.937499999999993},{"$f":"Form!I40","v":57.5},{"$f":"Form!K40","v":56.0625},{"$f":"Form!M40","v":54.385416666666664},{"$f":"Form!O40","v":52.708333333333329},{"$f":"Form!$M$5+Form!M$6","v":1813},{"$f":"IF(C25+D25=Form!M$5+Form!M$6,1,0)","v":0},0,2,0]
[2090,0,{"$f":"C25","v":2025},{"$f":"Form!B41","v":65},{"$f":"Form!C41","v":60.135416666666671},{"$f":"Form!E41","v":58.817708333333336},{"$f":"Form!G41","v":57.5},{"$f":"Form!I41","v":56.0625},{"$f":"Form!K41","v":54.625},{"$f":"Form!M41","v":53.067708333333336},{"$f":"Form!O41","v":51.510416666666671},{"$f":"Form!$M$5+Form!M$6","v":1813},{"$f":"IF(C26+D26=Form!M$5+Form!M$6,1,0)","v":0},0,2,0]
[2088,0,{"$f":"C26","v":2025},{"$f":"Form!B42","v":63},{"$f":"Form!C42","v":58.458333333333329},{"$f":"Form!E42","v":57.260416666666664},{"$f":"Form!G42","v":56.0625},{"$f":"Form!I42","v":54.625},{"$f":"Form!K42","v":53.1875},{"$f":"Form!M42","v":51.75},{"$f":"Form!O42","v":50.3125},{"$f":"Form!$M$5+Form!M$6","v":1813},{"$f":"IF(C27+D27=Form!M$5+Form!M$6,1,0)","v":0},0,2,0]
[0,{"$f":"SUM(B16:B27)","v":3}]
[null,null,null,null,null,{"$f":"IF(AND(F15>Form!$M$4,E15<Form!$M$4),2,0)","v":0},{"$f":"IF(AND(G15>Form!$M$4,F15<Form!$M$4),2,0)","v":0},{"$f":"IF(AND(H15>Form!$M$4,G15<Form!$M$4),2,0)","v":2},{"$f":"IF(AND(I15>Form!$M$4,H15<Form!$M$4),2,0)","v":0},{"$f":"IF(AND(J15>Form!$M$4,I15<Form!$M$4),2,0)","v":0},{"$f":"IF(AND(K15>Form!$M$4,J15<Form!$M$4),2,0)","v":0}]
[null,null,{"$f":"HLOOKUP(1,E14:K15,2,FALSE)","v":95},null,{"$f":"IF(F29=2,1,0)","v":0},{"$f":"IF(G29=2,1,0)","v":0},1,0,0,0,0]
[null,null,{"$f":"HLOOKUP(2,E14:K15,2,FALSE)","v":100},null,{"$f":"SUM(E29:E30)","v":0},0,1,2,0,0,0]
[null,{"$f":"(VLOOKUP(1,B14:K27,3,FALSE))","v":63},{"$f":"IF(ISERROR(B32),0,B32)","v":63},null,{"$f":"(C34-C35)/(C32-C33)*(Form!$M$6-C33)+C35","v":51.510416666666671},{"$f":"(C36-C37)/(C32-C33)*(Form!M6-C33)+C37","v":52.708333333333329}]
[null,{"$f":"VLOOKUP(2,B14:K27,3,FALSE)","v":71},{"$f":"IF(ISERROR(B33),0,B33)","v":71},null,{"$f":"IF(AND(B28=0,L14=3),VLOOKUP(Form!$M$5+Form!$M$6,notes!A14:K27,MATCH(1,notes!A14:K14,FALSE),FALSE),0)","v":0},{"$f":"IF(AND(B28=0,L14=3),VLOOKUP(Form!$M$5+Form!$M$6,notes!A14:K27,MATCH(2,notes!A14:K14,FALSE),FALSE),0)","v":0},null,null,"exactly"]
[null,{"$f":"VLOOKUP(1,B14:K27,MATCH(1,B14:K14,FALSE),FALSE)","v":52.708333333333329},{"$f":"MIN(B34,B36)","v":51.510416666666671},null,{"$f":"IF(ISERROR(E32),E33,E32)","v":51.510416666666671},{"$f":"IF(ISERROR(F32),F33,F32)","v":52.708333333333329},null,null,"x","y","err1","err2","err3","ans"]
[null,{"$f":"VLOOKUP(2,B14:K27,MATCH(1,B14:K14,FALSE),FALSE)","v":60.854166666666664},{"$f":"MAX(B35,B37)","v":60.854166666666664},null,{"$f":"MIN(E34:F34)","v":51.510416666666671},{"$f":"MAX(E34:F34)","v":52.708333333333329},null,null,"y","y",{"$f":"IF(ISERROR(VLOOKUP(Form!$M$5+Form!$M$6,notes!A15:K27,MATCH(Form!$M$4,notes!A15:K15,FALSE),FALSE)),0,VLOOKUP(Form!$M$5+Form!$M$6,notes!A15:K27,MATCH(Form!$M$4,notes!A15:K15,FALSE),FALSE))","v":0},null,null,{"$f":"SUM(K35:M35)","v":0}]
[null,{"$f":"VLOOKUP(1,B14:K27,MATCH(2,B14:K14,FALSE),FALSE)","v":51.510416666666671},{"$f":"MAX(B36,B34)","v":52.708333333333329},null,{"$f":"(E35-F35)/(C31-C30)*(Form!$M$4-C30)+F35","v":51.75},null,null,null,"y","n",null,null,null,{"$f":"SUM(K36:M36)","v":0}]
[null,{"$f":"VLOOKUP(2,B14:K27,MATCH(2,B14:K14,FALSE),FALSE)","v":59.416666666666671},{"$f":"MIN(B35,B37)","v":59.416666666666671},null,null,null,null,null,"n","n",{"$f":"IF(OR(E36>100000,E36<=0),0,E36)","v":51.75},{"$f":"IF(K37<>0,0,MIN(E32:F32))","v":0},{"$f":"IF(AND(L37=0,K37=0),C34,0)","v":0},{"$f":"SUM(K37:M37)","v":51.75}]
[null,null,null,null,null,null,null,null,null,null,null,null,null,{"$f":"IF(ISERROR(N37),N35,N37)","v":51.75}]
[]
[]
["sens",null,null,null,{"$f":"E58","v":0},{"$f":"F58","v":0},1,2,0,0,0,{"$f":"SUM(E41:K41)","v":3}]
[null,null,null,null,{"$f":"E15","v":85},{"$f":"F15","v":90},95,100,105,110,115]
[{"$f":"C43+D43","v":1646},{"$f":"P43","v":0},{"$f":"C16","v":1575},{"$f":"D16","v":71},{"$f":"Form!D31","v":29.381875000000001},{"$f":"Form!F31","v":28.533749999999998},{"$f":"Form!H31","v":27.685624999999995},{"$f":"Form!J31","v":27.125},{"$f":"Form!L31","v":26.549999999999997},{"$f":"Form!N31","v":26.233750000000001},{"$f":"Form!P31","v":25.888750000000002},{"$f":"Form!$M$5+Form!M$6","v":1813},{"$f":"IF(C43+D43=Form!M$5+Form!M$6,1,0)","v":0},{"$f":"IF(A43<L43,1,0)","v":1},{"$f":"IF(A43>L43,2,0)","v":0},{"$f":"IF(AND(N43=1,N44=0),1,0)+IF(AND(O42=0,O43=2),2,0)","v":0}]
[{"$f":"C44+D44","v":1642},{"$f":"P44","v":0},{"$f":"C17","v":1575},{"$f":"D17","v":67},{"$f":"Form!D32","v":35.587083333333332},{"$f":"Form!F32","v":35.28520833333333},{"$f":"Form!H32","v":34.959375000000001},{"$f":"Form!J32","v":34.154375000000002},{"$f":"Form!L32","v":33.335000000000001},{"$f":"Form!N32","v":32.760000000000005},{"$f":"Form!P32","v":32.15625},{"$f":"Form!$M$5+Form!M$6","v":1813},{"$f":"IF(C44+D44=Form!M$5+Form!M$6,1,0)","v":0},{"$f":"IF(A44<L44,1,0)","v":1},{"$f":"IF(A44>L44,2,0)","v":0},{"$f":"IF(AND(N44=1,N45=0),1,0)+IF(AND(O43=0,O44=2),2,0)","v":0}]
[{"$f":"C45+D45","v":1640},0,1575,65,{"$f":"Form!D33","v":39.099375000000009},{"$f":"Form!F33","v":38.589062500000004},{"$f":"Form!H33","v":38.052395833333335},{"$f":"Form!J33","v":37.35670572916667},{"$f":"Form!L33","v":36.641249999999999},{"$f":"Form!N33","v":36.055468750000003},{"$f":"Form!P33","v":35.433750000000003},{"$f":"Form!$M$5+Form!M$6","v":1813},{"$f":"IF(C45+D45=Form!M$5+Form!M$6,1,0)","v":0},1,{"$f":"IF(A45>L45,2,0)","v":0},{"$f":"IF(AND(N45=1,N46=0),1,0)+IF(AND(O44=0,O45=2),2,0)","v":0}]
[1638,1,1575,63,{"$f":"Form!D34","v":42.381666666666668},{"$f":"Form!F34","v":42.341002500000002},{"$f":"Form!H34","v":41.864498083333331},{"$f":"Form!J34","v":41.579660333333344},{"$f":"Form!L34","v":41.27086425000001},{"$f":"Form!N34","v":41.102357625000003},{"$f":"Form!P34","v":40.890726000000001},{"$f":"Form!$M$5+Form!M$6","v":1813},{"$f":"IF(C46+D46=Form!M$5+Form!M$6,1,0)","v":0},1,{"$f":"IF(A46>L46,2,0)","v":0},{"$f":"IF(AND(N46=1,N47=0),1,0)+IF(AND(O45=0,O46=2),2,0)","v":1}]
[1871,2,1800,71,{"$f":"Form!D35","v":30.137500000000003},{"$f":"Form!F35","v":29.586458333333333},{"$f":"Form!H35","v":29.021041666666662},{"$f":"Form!J35","v":28.738333333333337},{"$f":"Form!L35","v":28.426874999999995},{"$f":"Form!N35","v":27.65182291666666},{"$f":"Form!P35","v":26.86},{"$f":"Form!$M$5+Form!M$6","v":1813},{"$f":"IF(C47+D47=Form!M$5+Form!M$6,1,0)","v":0},0,{"$f":"IF(A47>L47,2,0)","v":2},{"$f":"IF(AND(N47=1,N48=0),1,0)+IF(AND(O46=0,O47=2),2,0)","v":2}]
[1867,0,1800,67,{"$f":"Form!D36","v":37.784999999999997},{"$f":"Form!F36","v":36.987187499999997},{"$f":"Form!H36","v":36.174999999999997},{"$f":"Form!J36","v":35.909062499999997},{"$f":"Form!L36","v":35.6},{"$f":"Form!N36","v":34.981875000000002},{"$f":"Form!P36","v":34.334999999999994},{"$f":"Form!$M$5+Form!M$6","v":1813},{"$f":"IF(C48+D48=Form!M$5+Form!M$6,1,0)","v":0},0,{"$f":"IF(A48>L48,2,0)","v":2},{"$f":"IF(AND(N48=1,N49=0),1,0)+IF(AND(O47=0,O48=2),2,0)","v":0}]
[1865,0,1800,65,{"$f":"Form!D37","v":41.49973958333333},{"$f":"Form!F37","v":40.816627604166669},{"$f":"Form!H37","v":40.113749999999996},{"$f":"Form!J37","v":39.560312500000002},{"$f":"Form!L37","v":38.970937499999998},{"$f":"Form!N37","v":38.345624999999998},{"$f":"Form!P37","v":38.812848999999993},{"$f":"Form!$M$5+Form!M$6","v":1813},{"$f":"IF(C49+D49=Form!M$5+Form!M$6,1,0)","v":0},0,2,0]
[1863,0,1800,63,{"$f":"Form!D38","v":46.721077000000001},{"$f":"Form!F38","v":46.496857666666664},{"$f":"Form!H38","v":46.248679999999993},{"$f":"Form!J38","v":45.746543999999993},{"$f":"Form!L38","v":45.215657999999998},{"$f":"Form!N38","v":45.0733915},{"$f":"Form!P38","v":44.887999999999998},{"$f":"Form!$M$5+Form!M$6","v":1813},{"$f":"IF(C50+D50=Form!M$5+Form!M$6,1,0)","v":0},0,2,0]
[2096,0,2025,71,{"$f":"Form!D39","v":31.290833333333335},{"$f":"Form!F39","v":31.036875000000006},{"$f":"Form!H39","v":30.754166666666666},{"$f":"Form!J39","v":29.98390625},{"$f":"Form!L39","v":29.196874999999995},{"$f":"Form!N39","v":28.679374999999997},{"$f":"Form!P39","v":28.128333333333334},{"$f":"Form!$M$5+Form!M$6","v":1813},{"$f":"IF(C51+D51=Form!M$5+Form!M$6,1,0)","v":0},0,2,0]
[2092,0,2025,67,{"$f":"Form!D40","v":39.719374999999999},{"$f":"Form!F40","v":39.1875},{"$f":"Form!H40","v":38.626874999999998},{"$f":"Form!J40","v":38.037500000000009},{"$f":"Form!L40","v":37.419375000000002},{"$f":"Form!N40","v":36.571249999999992},{"$f":"Form!P40","v":35.689583333333331},{"$f":"Form!$M$5+Form!M$6","v":1813},{"$f":"IF(C52+D52=Form!M$5+Form!M$6,1,0)","v":0},0,2,0]
[2090,0,2025,65,{"$f":"Form!D41","v":43.806666666666672},{"$f":"Form!F41","v":43.235260416666662},{"$f":"Form!H41","v":43.533967500000003},{"$f":"Form!J41","v":42.940485562500001},{"$f":"Form!L41","v":42.325441125000005},{"$f":"Form!N41","v":41.352390666666658},{"$f":"Form!P41","v":40.363767291666669},{"$f":"Form!$M$5+Form!M$6","v":1813},{"$f":"IF(C53+D53=Form!M$5+Form!M$6,1,0)","v":0},0,2,0]
[2088,0,2025,63,{"$f":"Form!D42","v":51.100011083333321},{"$f":"Form!F42","v":50.883701833333326},{"$f":"Form!H42","v":50.643434249999999},{"$f":"Form!J42","v":49.679967125000005},{"$f":"Form!L42","v":48.702124999999995},{"$f":"Form!N42","v":47.264624999999995},{"$f":"Form!P42","v":45.827124999999995},{"$f":"Form!$M$5+Form!M$6","v":1813},{"$f":"IF(C54+D54=Form!M$5+Form!M$6,1,0)","v":0},0,2,0]
[0,{"$f":"SUM(B43:B54)","v":3}]
[null,null,null,null,null,{"$f":"IF(AND(F42>Form!$M$4,E42<Form!$M$4),2,0)","v":0},{"$f":"IF(AND(G42>Form!$M$4,F42<Form!$M$4),2,0)","v":0},{"$f":"IF(AND(H42>Form!$M$4,G42<Form!$M$4),2,0)","v":2},{"$f":"IF(AND(I42>Form!$M$4,H42<Form!$M$4),2,0)","v":0},{"$f":"IF(AND(J42>Form!$M$4,I42<Form!$M$4),2,0)","v":0},{"$f":"IF(AND(K42>Form!$M$4,J42<Form!$M$4),2,0)","v":0}]
[null,null,{"$f":"HLOOKUP(1,E41:K42,2,FALSE)","v":95},null,{"$f":"IF(F56=2,1,0)","v":0},{"$f":"IF(G56=2,1,0)","v":0},1,0,0,0,0]
[null,null,{"$f":"HLOOKUP(2,E41:K42,2,FALSE)","v":100},null,{"$f":"SUM(E56:E57)","v":0},0,1,2,0,0,0]
[null,{"$f":"(VLOOKUP(1,B41:K54,3,FALSE))","v":63},{"$f":"IF(ISERROR(B59),0,B59)","v":63},null,{"$f":"(C61-C62)/(C59-C60)*(Form!$M$6-C60)+C62","v":41.579660333333344},{"$f":"(C63-C64)/(C59-C60)*(Form!M6-C60)+C64","v":41.864498083333331}]
[null,{"$f":"VLOOKUP(2,B41:K54,3,FALSE)","v":71},{"$f":"IF(ISERROR(B60),0,B60)","v":71},null,{"$f":"IF(AND(B55=0,L41=3),VLOOKUP(Form!$M$5+Form!$M$6,notes!A41:K54,MATCH(1,notes!A41:K41,FALSE),FALSE),0)","v":0},{"$f":"IF(AND(B55=0,L41=3),VLOOKUP(Form!$M$5+Form!$M$6,notes!A41:K54,MATCH(2,notes!A41:K41,FALSE),FALSE),0)","v":0},null,null,"exactly"]
[null,{"$f":"VLOOKUP(1,B41:K54,MATCH(1,B41:K41,FALSE),FALSE)","v":41.864498083333331},{"$f":"MIN(B61,B63)","v":41.579660333333344},null,{"$f":"IF(ISERROR(E59),E60,E59)","v":41.579660333333344},{"$f":"IF(ISERROR(F59),F60,F59)","v":41.864498083333331},null,null,"x","y","err1","err2","err3","ans"]
[null,{"$f":"VLOOKUP(2,B41:K54,MATCH(1,B41:K41,FALSE),FALSE)","v":29.021041666666662},{"$f":"MAX(B62,B64)","v":29.021041666666662},null,{"$f":"MIN(E61:F61)","v":41.579660333333344},{"$f":"MAX(E61:F61)","v":41.864498083333331},null,null,"y","y",{"$f":"IF(ISERROR(VLOOKUP(Form!$M$5+Form!$M$6,notes!A42:K54,MATCH(Form!$M$4,notes!A42:K42,FALSE),FALSE)),0,VLOOKUP(Form!$M$5+Form!$M$6,notes!A42:K54,MATCH(Form!$M$4,notes!A42:K42,FALSE),FALSE))","v":0},null,null,{"$f":"SUM(K62:M62)","v":0}]
[null,{"$f":"VLOOKUP(1,B41:K54,MATCH(2,B41:K41,FALSE),FALSE)","v":41.579660333333344},{"$f":"MAX(B63,B61)","v":41.864498083333331},null,{"$f":"(E62-F62)/(C58-C57)*(Form!$M$4-C57)+F62","v":41.63662788333334},null,null,null,"y","n",null,null,null,{"$f":"SUM(K63:M63)","v":0}]
[null,{"$f":"VLOOKUP(2,B41:K54,MATCH(2,B41:K41,FALSE),FALSE)","v":28.738333333333337},{"$f":"MIN(B62,B64)","v":28.738333333333337},null,null,null,null,null,"n","n",{"$f":"IF(OR(E63>100000,E63<=0),0,E63)","v":41.63662788333334},{"$f":"IF(K64<>0,0,MIN(E59:F59))","v":0},{"$f":"IF(AND(L64=0,K64=0),C61,0)","v":0},{"$f":"SUM(K64:M64)","v":41.63662788333334}]
[null,{"$f":"VLOOKUP(Form!M32+Form!M33,A41:K54,MATCH(2,A41:K41,FALSE),FALSE)","v":{"$error":"#N/A"}},null,null,null,null,null,null,null,null,null,null,null,{"$f":"IF(ISERROR(N64),N62,N64)","v":41.63662788333334}]

{"sheet":"Options","index":1,"n_rows":10,"n_cols":2,"rows_kept":10,"cut":false,"hidden":true,"merged":[]}
["13ACX",18]
["14ACX",24]
["ML14XC",30]
["XC13",36]
["XC14",41]
["XC16",42]
["XC17",47]
["XC21",48]
["XC25",59]
[null,60]

{"sheet":"Calcs","index":2,"n_rows":21,"n_cols":7,"rows_kept":21,"cut":false,"hidden":true,"merged":[[0,4,0,9],[1,4,1,9]]}
[null,null,null,"Condenser :  "]
[null,null,null,"ADP Evaporator:  "]
[null,null,null,"Condenser Entering Air Temperature: ",100,"(°F) Dry Bulb, 85°F to 115°F"]
[null,null,null,"Evaporator Air Flow:",1265,"CFM"]
[null,null,null,"Entering Evaporator Air (DB):  ",77.5,"(°F) Dry Bulb"]
[null,null,null,"Entering Evaporator Air (WB):  ",60.6,"(°F) Wet Bulb, 63°F to 71°F"]
[]
[]
["Total"]
[28.549999999999997,"1200 60.6"]
[]
[null,"Diff 200",{"$f":"A10-A14","v":0.30799999999999983},"Diff 1 cfm",{"$f":"C12/200","v":1.5399999999999991E-3},"  1265 total",{"$f":"A10-(65*E12)","v":28.449899999999996}]
[]
[28.241999999999997,"1400 60.6"]
[]
["Sens"]
[25.319999999999997,"1200 60.6"]
[]
[null,"Diff 200",{"$f":"A17-A21","v":0.55439999999999756},"Diff 1 cfm",{"$f":"C19/200","v":2.771999999999988E-3},"  1265 Sens",{"$f":"A17-(65*E19)","v":25.139819999999997}]
[]
[24.765599999999999,"1400 60.6"]

{"sheet":"13ACX_18","index":3,"n_rows":19,"n_cols":45,"rows_kept":19,"cut":false,"hidden":true,"merged":[[130,0,133,0],[120,12,121,12],[120,13,121,13],[120,14,121,14],[120,15,121,15],[122,0,125,0],[126,0,129,0],[119,12,119,13],[119,14,119,15],[120,4,121,4],[120,5,121,5],[120,6,121,6],[120,7,121,7],[120,8,121,8],[120,9,121,9],[120,10,121,10],[120,11,121,11],[119,0,121,0],[119,1,121,1],[119,4,119,5],[119,6,119,7],[119,8,119,9],[119,10,119,11],[111,0,114,0],[117,0,118,1],[117,4,117,15],[118,4,118,5],[118,6,118,7],[118,8,118,9],[118,10,118,11],[118,12,118,13],[118,14,118,15],[101,12,102,12],[101,13,102,13],[101,14,102,14],[101,15,102,15],[103,0,106,0],[107,0,110,0],[100,12,100,13],[100,14,100,15],[101,4,102,4],[101,5,102,5],[101,6,102,6],[101,7,102,7],[101,8,102,8],[101,9,102,9],[101,10,102,10],[101,11,102,11],[100,0,102,0],[100,1,102,1],[100,4,100,5],[100,6,100,7],[100,8,100,9],[100,10,100,11],[92,0,95,0],[98,0,99,1],[98,4,98,15],[99,4,99,5],[99,6,99,7],[99,8,99,9],[99,10,99,11],[99,12,99,13],[99,14,99,15],[82,12,83,12],[82,13,83,13],[82,14,83,14],[82,15,83,15],[84,0,87,0],[88,0,91,0],[81,12,81,13],[81,14,81,15],[82,4,83,4],[82,5,83,5],[82,6,83,6],[82,7,83,7],[82,8,83,8],[82,9,83,9],[82,10,83,10],[82,11,83,11],[81,0,83,0],[81,1,83,1],[81,4,81,5],[81,6,81,7],[81,8,81,9],[81,10,81,11],[73,0,76,0],[79,0,80,1],[79,4,79,15],[80,4,80,5],[80,6,80,7],[80,8,80,9],[80,10,80,11],[80,12,80,13],[80,14,80,15],[63,12,64,12],[63,13,64,13],[63,14,64,14],[63,15,64,15],[65,0,68,0],[69,0,72,0],[62,12,62,13],[62,14,62,15],[63,4,64,4],[63,5,64,5],[63,6,64,6],[63,7,64,7],[63,8,64,8],[63,9,64,9],[63,10,64,10],[63,11,64,11],[62,0,64,0],[62,1,64,1],[62,4,62,5],[62,6,62,7],[62,8,62,9],[62,10,62,11],[54,0,57,0],[60,0,61,1],[60,4,60,15],[61,4,61,5],[61,6,61,7],[61,8,61,9],[61,10,61,11],[61,12,61,13],[61,14,61,15],[44,12,45,12],[44,13,45,13],[44,14,45,14],[44,15,45,15],[46,0,49,0],[50,0,53,0],[43,12,43,13],[43,14,43,15],[44,4,45,4],[44,5,45,5],[44,6,45,6],[44,7,45,7],[44,8,45,8],[44,9,45,9],[44,10,45,10],[44,11,45,11],[43,0,45,0],[43,1,45,1],[43,4,43,5],[43,6,43,7],[43,8,43,9],[43,10,43,11],[35,0,38,0],[41,0,42,1],[41,4,41,15],[42,4,42,5],[42,6,42,7],[42,8,42,9],[42,10,42,11],[42,12,42,13],[42,14,42,15],[25,12,26,12],[25,13,26,13],[25,14,26,14],[25,15,26,15],[27,0,30,0],[31,0,34,0],[24,12,24,13],[24,14,24,15],[25,4,26,4],[25,5,26,5],[25,6,26,6],[25,7,26,7],[25,8,26,8],[25,9,26,9],[25,10,26,10],[25,11,26,11],[24,0,26,0],[24,1,26,1],[24,4,24,5],[24,6,24,7],[24,8,24,9],[24,10,24,11],[7,0,10,0],[11,0,14,0],[15,0,18,0],[22,4,22,15],[23,4,23,5],[23,6,23,7],[23,8,23,9],[23,10,23,11],[23,12,23,13],[23,14,23,15],[5,10,6,10],[5,11,6,11],[5,12,6,12],[5,13,6,13],[5,14,6,14],[5,15,6,15],[4,10,4,11],[4,12,4,13],[4,14,4,15],[5,2,6,2],[5,3,6,3],[5,4,6,4],[5,5,6,5],[5,6,6,6],[5,7,6,7],[5,8,6,8],[4,0,6,0],[4,1,6,1],[4,2,4,3],[4,4,4,5],[4,6,4,7],[4,8,4,9],[5,9,6,9],[2,0,2,1],[2,2,2,15],[3,2,3,3],[3,4,3,5],[3,6,3,7],[3,8,3,9],[3,10,3,11],[3,12,3,13],[3,14,3,15]]}
[]
["13ACX_18",18]
["Evaporator Air \n",null,"Condenser  Entering Air Temperature ˚F"]
[80,"°F DB",85,null,90,null,95,null,100,null,105,null,110,null,115]
["CFM","EWB†\n˚F","Capacity Mbtuh",null,"Capacity Mbtuh",null,"Capacity Mbtuh",null,"Capacity Mbtuh",null,"Capacity Mbtuh",null,"Capacity Mbtuh",null,"Capacity Mbtuh"]
[null,null,"Total","Sens.","Total","Sens.","Total","Sens.","Total","Sens.","Total","Sens.","Total","Sens.","Total","Sens."]
[null,null,null,null,null,null,null,null,null,null,null,null,null,null,null,null,null,"Total Factors",null,null,null,null,null,null,"Sens. %",null,null,null,null,null,null,"IDB Adj",null,null,null,null,null,null,"Sens Calc"]
[525,71,{"$f":"R8*$B$2","v":19.238095238095241},{"$f":"IF(AM8>C8,C8,AM8)","v":11.542857142857144},{"$f":"S8*$B$2","v":18.761904761904763},{"$f":"IF(AN8>E8,E8,AN8)","v":11.350952380952382},{"$f":"T8*$B$2","v":18.285714285714285},{"$f":"IF(AO8>G8,G8,AO8)","v":11.154285714285713},{"$f":"U8*$B$2","v":17.80952380952381},{"$f":"IF(AP8>I8,I8,AP8)","v":10.952857142857143},{"$f":"V8*$B$2","v":17.333333333333336},{"$f":"IF(AQ8>K8,K8,AQ8)","v":10.746666666666668},{"$f":"W8*$B$2","v":16.80952380952381},{"$f":"IF(AR8>M8,M8,AR8)","v":10.505952380952381},{"$f":"X8*$B$2","v":16.285714285714288},{"$f":"IF(AS8>O8,O8,AS8)","v":10.260000000000002},null,1.0687830687830688,1.0423280423280423,1.0158730158730158,0.98941798941798942,0.96296296296296302,0.93386243386243384,0.90476190476190488,0.6,0.60499999999999998,0.61,0.61499999999999999,0.62,0.625,0.63,{"$f":"IF(Y8<0.9,0.9,Y8*-3.6846+4.1276)","v":0.9},{"$f":"IF(Z8<0.9,0.9,Z8*-3.6846+4.1276)","v":0.9},0.9,0.9,0.9,0.9,0.9,{"$f":"Y8*C8+($A$4-80)*AF8*$A$8/1000","v":11.542857142857144},{"$f":"Z8*E8+($A$4-80)*AG8*$A$8/1000","v":11.350952380952382},{"$f":"AA8*G8+($A$4-80)*AH8*$A$8/1000","v":11.154285714285713},{"$f":"AB8*I8+($A$4-80)*AI8*$A$8/1000","v":10.952857142857143},{"$f":"AC8*K8+($A$4-80)*AJ8*$A$8/1000","v":10.746666666666668},{"$f":"AD8*M8+($A$4-80)*AK8*$A$8/1000","v":10.505952380952381},{"$f":"AE8*O8+($A$4-80)*AL8*$A$8/1000","v":10.260000000000002}]
[null,67,18.380952380952387,13.418095238095242,17.952380952380956,{"$f":"IF(AN9>E9,E9,AN9)","v":13.284761904761908},17.523809523809522,{"$f":"IF(AO9>G9,G9,AO9)","v":13.142857142857142},17.047619047619047,{"$f":"IF(AP9>I9,I9,AP9)","v":12.956190476190477},16.571428571428569,{"$f":"IF(AQ9>K9,K9,AQ9)","v":12.759999999999998},16.047619047619051,{"$f":"IF(AR9>M9,M9,AR9)","v":12.51714285714286},15.523809523809526,{"$f":"IF(AS9>O9,O9,AS9)","v":12.263809523809526},null,1.0211640211640214,0.99735449735449755,0.97354497354497349,0.94708994708994709,0.92063492063492058,0.89153439153439162,0.86243386243386255,0.73,0.74,0.75,0.76,0.77,0.78,0.79,{"$f":"IF(Y9<0.9,0.9,Y9*-3.6846+4.1276)","v":0.9},0.9,0.9,0.9,0.9,0.9,0.9,{"$f":"Y9*C9+($A$4-80)*AF9*$A$8/1000","v":13.418095238095242},{"$f":"Z9*E9+($A$4-80)*AG9*$A$8/1000","v":13.284761904761908},{"$f":"AA9*G9+($A$4-80)*AH9*$A$8/1000","v":13.142857142857142},{"$f":"AB9*I9+($A$4-80)*AI9*$A$8/1000","v":12.956190476190477},{"$f":"AC9*K9+($A$4-80)*AJ9*$A$8/1000","v":12.759999999999998},{"$f":"AD9*M9+($A$4-80)*AK9*$A$8/1000","v":12.51714285714286},{"$f":"AE9*O9+($A$4-80)*AL9*$A$8/1000","v":12.263809523809526}]
[null,65,17.904761904761909,14.413333333333336,17.476190476190478,14.286785714285715,17.047619047619047,14.14952380952381,16.595238095238095,13.940000000000001,16.142857142857142,13.721428571428573,15.642857142857146,13.531071428571432,15.142857142857146,13.325714285714289,null,0.99470899470899488,0.97089947089947104,0.94708994708994709,0.92195767195767186,0.89682539682539686,0.86904761904761918,0.84126984126984139,0.80499999999999994,0.8175,0.83000000000000007,0.84000000000000008,0.85000000000000009,0.86499999999999999,0.88,0.9,0.9,0.9,0.9,0.9,0.9,0.9,14.413333333333336,{"$f":"Z10*E10+($A$4-80)*AG10*$A$8/1000","v":14.286785714285715},{"$f":"AA10*G10+($A$4-80)*AH10*$A$8/1000","v":14.14952380952381},13.940000000000001,13.721428571428573,13.531071428571432,13.325714285714289]
[null,63,17.428571428571431,15.33714285714286,17.000000000000004,15.215000000000003,16.571428571428569,15.079999999999998,16.142857142857142,14.851428571428572,15.714285714285717,14.614285714285717,15.238095238095239,14.476190476190476,14.761904761904763,14.31904761904762,null,0.96825396825396837,0.94444444444444464,0.92063492063492058,0.89682539682539686,0.87301587301587313,0.84656084656084662,0.82010582010582012,0.88,0.89500000000000002,0.91,0.92,0.93,0.95,0.97,0.9,0.9,0.77461400000000014,0.73776799999999998,0.70092199999999982,0.6272300000000004,0.55353800000000009,15.33714285714286,{"$f":"Z11*E11+($A$4-80)*AG11*$A$8/1000","v":15.215000000000003},{"$f":"AA11*G11+($A$4-80)*AH11*$A$8/1000","v":15.079999999999998},{"$f":"AB11*I11+($A$4-80)*AI11*$A$8/1000","v":14.851428571428572},14.614285714285717,14.476190476190476,14.31904761904762]
[600,71,19.809523809523814,12.083809523809526,19.333333333333336,11.89,18.857142857142858,11.691428571428572,18.380952380952387,11.580000000000004,17.904761904761909,11.459047619047622,17.333333333333336,11.180000000000001,16.761904761904766,10.895238095238099,null,1.1005291005291007,1.0740740740740742,1.0476190476190477,1.0211640211640214,0.99470899470899488,0.96296296296296313,0.93121693121693139,0.61,0.61499999999999999,0.62,0.63,0.64,0.64500000000000002,0.65,0.9,0.9,0.9,0.9,0.9,0.9,0.9,{"$f":"Y12*C12+($A$4-80)*AF12*$A$12/1000","v":12.083809523809526},{"$f":"Z12*E12+($A$4-80)*AG12*$A$12/1000","v":11.89},{"$f":"AA12*G12+($A$4-80)*AH12*$A$12/1000","v":11.691428571428572},{"$f":"AB12*I12+($A$4-80)*AI12*$A$12/1000","v":11.580000000000004},{"$f":"AC12*K12+($A$4-80)*AJ12*$A$12/1000","v":11.459047619047622},{"$f":"AD12*M12+($A$4-80)*AK12*$A$12/1000","v":11.180000000000001},{"$f":"AE12*O12+($A$4-80)*AL12*$A$12/1000","v":10.895238095238099}]
[null,67,18.952380952380956,14.403809523809526,18.476190476190478,14.134285714285715,18,13.86,17.523809523809522,13.756190476190476,17.047619047619047,13.638095238095239,16.523809523809526,13.384285714285717,16,13.12,null,1.052910052910053,1.0264550264550265,1,0.97354497354497349,0.94708994708994709,0.91798941798941813,0.88888888888888895,0.76,0.76500000000000001,0.77,0.78500000000000003,0.8,0.81,0.82,0.9,0.9,0.9,0.9,0.9,0.9,0.9,{"$f":"Y13*C13+($A$4-80)*AF13*$A$12/1000","v":14.403809523809526},{"$f":"Z13*E13+($A$4-80)*AG13*$A$12/1000","v":14.134285714285715},{"$f":"AA13*G13+($A$4-80)*AH13*$A$12/1000","v":13.86},{"$f":"AB13*I13+($A$4-80)*AI13*$A$12/1000","v":13.756190476190476},{"$f":"AC13*K13+($A$4-80)*AJ13*$A$12/1000","v":13.638095238095239},{"$f":"AD13*M13+($A$4-80)*AK13*$A$12/1000","v":13.384285714285717},{"$f":"AE13*O13+($A$4-80)*AL13*$A$12/1000","v":13.12}]
[null,65,18.428571428571431,15.480000000000004,17.976190476190478,15.279761904761909,17.523809523809522,15.070476190476189,17.047619047619047,14.916666666666666,16.571428571428569,14.748571428571427,16.071428571428573,14.464285714285714,15.571428571428575,14.170000000000002,null,1.0238095238095239,0.99867724867724872,0.97354497354497349,0.94708994708994709,0.92063492063492058,0.8928571428571429,0.86507936507936523,0.84000000000000008,0.85000000000000009,0.86,0.875,0.89,0.89999999999999991,0.90999999999999992,0.9,0.9,0.9,0.9,0.9,0.81146000000000029,0.77461400000000058,15.480000000000004,{"$f":"Z14*E14+($A$4-80)*AG14*$A$12/1000","v":15.279761904761909},{"$f":"AA14*G14+($A$4-80)*AH14*$A$12/1000","v":15.070476190476189},14.916666666666666,14.748571428571427,14.464285714285714,14.170000000000002]
[null,63,17.904761904761909,16.472380952380956,17.476190476190478,16.340238095238099,17.047619047619047,16.195238095238093,16.571428571428569,15.991428571428569,16.095238095238095,15.773333333333333,15.619047619047619,15.462857142857143,15.142857142857146,15.142857142857146,null,0.99470899470899488,0.97089947089947104,0.94708994708994709,0.92063492063492058,0.89417989417989419,0.86772486772486768,0.84126984126984139,0.92,0.93500000000000005,0.95,0.96499999999999997,0.98,0.99,1,0.73776799999999998,0.68249899999999997,0.6272300000000004,0.57196100000000039,0.51669199999999993,0.47984600000000022,0.44300000000000006,16.472380952380956,{"$f":"Z15*E15+($A$4-80)*AG15*$A$12/1000","v":16.340238095238099},{"$f":"AA15*G15+($A$4-80)*AH15*$A$12/1000","v":16.195238095238093},15.991428571428569,15.773333333333333,15.462857142857143,15.142857142857146]
[675,71,20.380952380952383,12.840000000000002,19.904761904761905,12.63952380952381,19.428571428571427,12.434285714285714,18.857142857142854,12.257142857142856,18.285714285714285,12.068571428571428,17.714285714285719,11.868571428571432,17.142857142857142,11.657142857142858,null,1.1322751322751323,1.1058201058201058,1.0793650793650793,1.0476190476190474,1.0158730158730158,0.98412698412698429,0.95238095238095244,0.63,0.63500000000000001,0.64,0.65,0.66,0.67,0.68,0.9,0.9,0.9,0.9,0.9,0.9,0.9,{"$f":"Y16*C16+($A$4-80)*AF16*$A$16/1000","v":12.840000000000002},{"$f":"Z16*E16+($A$4-80)*AG16*$A$16/1000","v":12.63952380952381},{"$f":"AA16*G16+($A$4-80)*AH16*$A$16/1000","v":12.434285714285714},{"$f":"AB16*I16+($A$4-80)*AI16*$A$16/1000","v":12.257142857142856},{"$f":"AC16*K16+($A$4-80)*AJ16*$A$16/1000","v":12.068571428571428},{"$f":"AD16*M16+($A$4-80)*AK16*$A$16/1000","v":11.868571428571432},{"$f":"AE16*O16+($A$4-80)*AL16*$A$16/1000","v":11.657142857142858}]
[null,67,19.428571428571427,15.154285714285713,18.904761904761909,14.934761904761908,18.380952380952387,14.704761904761909,17.904761904761909,14.592380952380955,17.428571428571431,14.465714285714286,16.857142857142861,14.244285714285716,16.285714285714288,14.005714285714287,null,1.0793650793650793,1.0502645502645505,1.0211640211640214,0.99470899470899488,0.96825396825396837,0.93650793650793673,0.90476190476190488,0.78,0.79,0.8,0.81499999999999995,0.83,0.84499999999999997,0.86,0.9,0.9,0.9,0.9,0.9,0.9,0.9,{"$f":"Y17*C17+($A$4-80)*AF17*$A$16/1000","v":15.154285714285713},{"$f":"Z17*E17+($A$4-80)*AG17*$A$16/1000","v":14.934761904761908},{"$f":"AA17*G17+($A$4-80)*AH17*$A$16/1000","v":14.704761904761909},{"$f":"AB17*I17+($A$4-80)*AI17*$A$16/1000","v":14.592380952380955},{"$f":"AC17*K17+($A$4-80)*AJ17*$A$16/1000","v":14.465714285714286},{"$f":"AD17*M17+($A$4-80)*AK17*$A$16/1000","v":14.244285714285716},{"$f":"AE17*O17+($A$4-80)*AL17*$A$16/1000","v":14.005714285714287}]
[null,65,18.904761904761909,16.352619047619051,18.404761904761909,16.150178571428572,17.904761904761909,15.935238095238098,17.452380952380956,15.750773809523814,17.000000000000004,15.555000000000003,16.500000000000004,15.221250000000003,16,14.879999999999999,null,1.0502645502645505,1.0224867724867728,0.99470899470899488,0.96957671957671976,0.94444444444444464,0.91666666666666685,0.88888888888888895,0.86499999999999999,0.87749999999999995,0.89,0.90250000000000008,0.91500000000000004,0.92249999999999999,0.92999999999999994,0.9,0.9,0.9,0.8022484999999997,0.75619099999999984,0.72855650000000027,0.70092200000000027,16.352619047619051,{"$f":"Z18*E18+($A$4-80)*AG18*$A$16/1000","v":16.150178571428572},{"$f":"AA18*G18+($A$4-80)*AH18*$A$16/1000","v":15.935238095238098},15.750773809523814,15.555000000000003,15.221250000000003,14.879999999999999]
[null,63,18.380952380952387,17.461904761904766,17.904761904761909,17.27809523809524,17.428571428571431,17.080000000000002,17.000000000000004,16.830000000000002,16.571428571428569,16.571428571428569,16.142857142857142,16.142857142857142,15.714285714285717,15.714285714285717,null,1.0211640211640214,0.99470899470899488,0.96825396825396837,0.94444444444444464,0.92063492063492058,0.89682539682539686,0.87301587301587313,0.95,0.96499999999999997,0.98,0.99,1,1,1,0.6272300000000004,0.57196100000000039,0.51669199999999993,0.47984600000000022,0.44300000000000006,0.44300000000000006,0.44300000000000006,17.461904761904766,{"$f":"Z19*E19+($A$4-80)*AG19*$A$16/1000","v":17.27809523809524},{"$f":"AA19*G19+($A$4-80)*AH19*$A$16/1000","v":17.080000000000002},16.830000000000002,16.571428571428569,16.142857142857142,15.714285714285717]

{"sheet":"13ACX_24","index":4,"n_rows":19,"n_cols":45,"rows_kept":19,"cut":false,"hidden":true,"merged":[[130,0,133,0],[120,12,121,12],[120,13,121,13],[120,14,121,14],[120,15,121,15],[122,0,125,0],[126,0,129,0],[119,12,119,13],[119,14,119,15],[120,4,121,4],[120,5,121,5],[120,6,121,6],[120,7,121,7],[120,8,121,8],[120,9,121,9],[120,10,121,10],[120,11,121,11],[119,0,121,0],[119,1,121,1],[119,4,119,5],[119,6,119,7],[119,8,119,9],[119,10,119,11],[111,0,114,0],[117,0,118,1],[117,4,117,15],[118,4,118,5],[118,6,118,7],[118,8,118,9],[118,10,118,11],[118,12,118,13],[118,14,118,15],[101,12,102,12],[101,13,102,13],[101,14,102,14],[101,15,102,15],[103,0,106,0],[107,0,110,0],[100,12,100,13],[100,14,100,15],[101,4,102,4],[101,5,102,5],[101,6,102,6],[101,7,102,7],[101,8,102,8],[101,9,102,9],[101,10,102,10],[101,11,102,11],[100,0,102,0],[100,1,102,1],[100,4,100,5],[100,6,100,7],[100,8,100,9],[100,10,100,11],[92,0,95,0],[98,0,99,1],[98,4,98,15],[99,4,99,5],[99,6,99,7],[99,8,99,9],[99,10,99,11],[99,12,99,13],[99,14,99,15],[82,12,83,12],[82,13,83,13],[82,14,83,14],[82,15,83,15],[84,0,87,0],[88,0,91,0],[81,12,81,13],[81,14,81,15],[82,4,83,4],[82,5,83,5],[82,6,83,6],[82,7,83,7],[82,8,83,8],[82,9,83,9],[82,10,83,10],[82,11,83,11],[81,0,83,0],[81,1,83,1],[81,4,81,5],[81,6,81,7],[81,8,81,9],[81,10,81,11],[73,0,76,0],[79,0,80,1],[79,4,79,15],[80,4,80,5],[80,6,80,7],[80,8,80,9],[80,10,80,11],[80,12,80,13],[80,14,80,15],[63,12,64,12],[63,13,64,13],[63,14,64,14],[63,15,64,15],[65,0,68,0],[69,0,72,0],[62,12,62,13],[62,14,62,15],[63,4,64,4],[63,5,64,5],[63,6,64,6],[63,7,64,7],[63,8,64,8],[63,9,64,9],[63,10,64,10],[63,11,64,11],[62,0,64,0],[62,1,64,1],[62,4,62,5],[62,6,62,7],[62,8,62,9],[62,10,62,11],[54,0,57,0],[60,0,61,1],[60,4,60,15],[61,4,61,5],[61,6,61,7],[61,8,61,9],[61,10,61,11],[61,12,61,13],[61,14,61,15],[44,12,45,12],[44,13,45,13],[44,14,45,14],[44,15,45,15],[46,0,49,0],[50,0,53,0],[43,12,43,13],[43,14,43,15],[44,4,45,4],[44,5,45,5],[44,6,45,6],[44,7,45,7],[44,8,45,8],[44,9,45,9],[44,10,45,10],[44,11,45,11],[43,0,45,0],[43,1,45,1],[43,4,43,5],[43,6,43,7],[43,8,43,9],[43,10,43,11],[35,0,38,0],[41,0,42,1],[41,4,41,15],[42,4,42,5],[42,6,42,7],[42,8,42,9],[42,10,42,11],[42,12,42,13],[42,14,42,15],[25,12,26,12],[25,13,26,13],[25,14,26,14],[25,15,26,15],[27,0,30,0],[31,0,34,0],[24,12,24,13],[24,14,24,15],[25,4,26,4],[25,5,26,5],[25,6,26,6],[25,7,26,7],[25,8,26,8],[25,9,26,9],[25,10,26,10],[25,11,26,11],[24,0,26,0],[24,1,26,1],[24,4,24,5],[24,6,24,7],[24,8,24,9],[24,10,24,11],[7,0,10,0],[11,0,14,0],[15,0,18,0],[22,4,22,15],[23,4,23,5],[23,6,23,7],[23,8,23,9],[23,10,23,11],[23,12,23,13],[23,14,23,15],[5,10,6,10],[5,11,6,11],[5,12,6,12],[5,13,6,13],[5,14,6,14],[5,15,6,15],[4,10,4,11],[4,12,4,13],[4,14,4,15],[5,2,6,2],[5,3,6,3],[5,4,6,4],[5,5,6,5],[5,6,6,6],[5,7,6,7],[5,8,6,8],[4,0,6,0],[4,1,6,1],[4,2,4,3],[4,4,4,5],[4,6,4,7],[4,8,4,9],[5,9,6,9],[2,0,2,1],[2,2,2,15],[3,2,3,3],[3,4,3,5],[3,6,3,7],[3,8,3,9],[3,10,3,11],[3,12,3,13],[3,14,3,15]]}
[]
["13ACX_24"]
["Evaporator Air \n",null,"Condenser  Entering Air Temperature ˚F"]
[80,"°F DB",85,null,90,null,95,null,100,null,105,null,110,null,115]
["CFM","EWB†\n˚F","Capacity Mbtuh",null,"Capacity Mbtuh",null,"Capacity Mbtuh",null,"Capacity Mbtuh",null,"Capacity Mbtuh",null,"Capacity Mbtuh",null,"Capacity Mbtuh"]
[null,null,"Total","Sens.","Total","Sens.","Total","Sens.","Total","Sens.","Total","Sens.","Total","Sens.","Total","Sens."]
[null,null,null,null,null,null,null,null,null,null,null,null,null,null,null,null,null,"Total Factors",null,null,null,null,null,null,"Sens. %",null,null,null,null,null,null,"IDB Adj",null,null,null,null,null,null,"Sens Calc"]
[700,71,{"$f":"R8*$B$2","v":0},{"$f":"IF(AM8>C8,C8,AM8)","v":0},{"$f":"S8*$B$2","v":0},{"$f":"IF(AN8>E8,E8,AN8)","v":0},{"$f":"T8*$B$2","v":0},{"$f":"IF(AO8>G8,G8,AO8)","v":0},{"$f":"U8*$B$2","v":0},{"$f":"IF(AP8>I8,I8,AP8)","v":0},{"$f":"V8*$B$2","v":0},{"$f":"IF(AQ8>K8,K8,AQ8)","v":0},{"$f":"W8*$B$2","v":0},{"$f":"IF(AR8>M8,M8,AR8)","v":0},{"$f":"X8*$B$2","v":0},{"$f":"IF(AS8>O8,O8,AS8)","v":0},null,1.0666666666666667,1.0416666666666667,1.0166666666666666,0.99166666666666659,0.96666666666666667,0.9375,0.90833333333333333,0.61,0.61499999999999999,0.62,0.625,0.63,0.63500000000000001,0.64,{"$f":"IF(Y8<0.9,0.9,Y8*-3.6846+4.1276)","v":0.9},{"$f":"IF(Z8<0.9,0.9,Z8*-3.6846+4.1276)","v":0.9},0.9,0.9,0.9,0.9,0.9,{"$f":"Y8*C8+($A$4-80)*AF8*$A$8/1000","v":0},{"$f":"Z8*E8+($A$4-80)*AG8*$A$8/1000","v":0},{"$f":"AA8*G8+($A$4-80)*AH8*$A$8/1000","v":0},{"$f":"AB8*I8+($A$4-80)*AI8*$A$8/1000","v":0},{"$f":"AC8*K8+($A$4-80)*AJ8*$A$8/1000","v":0},{"$f":"AD8*M8+($A$4-80)*AK8*$A$8/1000","v":0},{"$f":"AE8*O8+($A$4-80)*AL8*$A$8/1000","v":0}]
[null,67,0,0,0,{"$f":"IF(AN9>E9,E9,AN9)","v":0},0,{"$f":"IF(AO9>G9,G9,AO9)","v":0},0,{"$f":"IF(AP9>I9,I9,AP9)","v":0},0,{"$f":"IF(AQ9>K9,K9,AQ9)","v":0},0,{"$f":"IF(AR9>M9,M9,AR9)","v":0},0,{"$f":"IF(AS9>O9,O9,AS9)","v":0},null,1.0250000000000001,1,0.97499999999999998,0.94999999999999984,0.92499999999999993,0.89583333333333337,0.8666666666666667,0.75,0.755,0.76,0.77,0.78,0.79500000000000004,0.81,{"$f":"IF(Y9<0.9,0.9,Y9*-3.6846+4.1276)","v":0.9},0.9,0.9,0.9,0.9,0.9,0.9,{"$f":"Y9*C9+($A$4-80)*AF9*$A$8/1000","v":0},{"$f":"Z9*E9+($A$4-80)*AG9*$A$8/1000","v":0},{"$f":"AA9*G9+($A$4-80)*AH9*$A$8/1000","v":0},{"$f":"AB9*I9+($A$4-80)*AI9*$A$8/1000","v":0},{"$f":"AC9*K9+($A$4-80)*AJ9*$A$8/1000","v":0},{"$f":"AD9*M9+($A$4-80)*AK9*$A$8/1000","v":0},{"$f":"AE9*O9+($A$4-80)*AL9*$A$8/1000","v":0}]
[null,65,0,0,0,0,0,0,0,0,0,0,0,0,0,0,null,1,0.97499999999999998,0.94999999999999984,0.92499999999999993,0.9,0.87187500000000007,0.84375,0.82499999999999996,0.83499999999999996,0.84499999999999997,0.85749999999999993,0.87,0.88500000000000001,0.9,0.9,0.9,0.9,0.9,0.9,0.9,0.81145999999999985,0,{"$f":"Z10*E10+($A$4-80)*AG10*$A$8/1000","v":0},{"$f":"AA10*G10+($A$4-80)*AH10*$A$8/1000","v":0},0,0,0,0]
[null,63,0,0,0,0,0,0,0,0,0,0,0,0,0,0,null,0.97499999999999998,0.94999999999999984,0.92499999999999993,0.9,0.875,0.84791666666666676,0.8208333333333333,0.9,0.91500000000000004,0.93,0.94500000000000006,0.96,0.97499999999999998,0.99,0.81145999999999985,0.75619099999999984,0.70092199999999982,0.64565299999999981,0.59038400000000024,0.53511500000000023,0.47984600000000022,0,{"$f":"Z11*E11+($A$4-80)*AG11*$A$8/1000","v":0},{"$f":"AA11*G11+($A$4-80)*AH11*$A$8/1000","v":0},{"$f":"AB11*I11+($A$4-80)*AI11*$A$8/1000","v":0},0,0,0]
[800,71,0,0,0,0,0,0,0,0,0,0,0,0,0,0,null,1.0999999999999999,1.075,1.05,1.0208333333333333,0.9916666666666667,0.96250000000000002,0.93333333333333324,0.62,0.63,0.64,0.64500000000000002,0.65,0.66,0.67,0.9,0.9,0.9,0.9,0.9,0.9,0.9,{"$f":"Y12*C12+($A$4-80)*AF12*$A$12/1000","v":0},{"$f":"Z12*E12+($A$4-80)*AG12*$A$12/1000","v":0},{"$f":"AA12*G12+($A$4-80)*AH12*$A$12/1000","v":0},{"$f":"AB12*I12+($A$4-80)*AI12*$A$12/1000","v":0},{"$f":"AC12*K12+($A$4-80)*AJ12*$A$12/1000","v":0},{"$f":"AD12*M12+($A$4-80)*AK12*$A$12/1000","v":0},{"$f":"AE12*O12+($A$4-80)*AL12*$A$12/1000","v":0}]
[null,67,0,0,0,0,0,0,0,0,0,0,0,0,0,0,null,1.05,1.0250000000000001,1,0.97499999999999998,0.95000000000000007,0.91666666666666663,0.8833333333333333,0.77,0.78,0.79,0.80499999999999994,0.82,0.83499999999999996,0.85,0.9,0.9,0.9,0.9,0.9,0.9,0.9,{"$f":"Y13*C13+($A$4-80)*AF13*$A$12/1000","v":0},{"$f":"Z13*E13+($A$4-80)*AG13*$A$12/1000","v":0},{"$f":"AA13*G13+($A$4-80)*AH13*$A$12/1000","v":0},{"$f":"AB13*I13+($A$4-80)*AI13*$A$12/1000","v":0},{"$f":"AC13*K13+($A$4-80)*AJ13*$A$12/1000","v":0},{"$f":"AD13*M13+($A$4-80)*AK13*$A$12/1000","v":0},{"$f":"AE13*O13+($A$4-80)*AL13*$A$12/1000","v":0}]
[null,65,0,0,0,0,0,0,0,0,0,0,0,0,0,0,null,1.0250000000000001,1,0.97499999999999998,0.95000000000000007,0.92500000000000016,0.89583333333333337,0.86666666666666659,0.85499999999999998,0.86749999999999994,0.88,0.89250000000000007,0.90500000000000003,0.91500000000000004,0.92500000000000004,0.9,0.9,0.9,0.9,0.79303699999999999,0.75619099999999984,0.71934500000000012,0,{"$f":"Z14*E14+($A$4-80)*AG14*$A$12/1000","v":0},{"$f":"AA14*G14+($A$4-80)*AH14*$A$12/1000","v":0},0,0,0,0]
[null,63,0,0,0,0,0,0,0,0,0,0,0,0,0,0,null,1,0.97499999999999998,0.95000000000000007,0.92500000000000016,0.9,0.875,0.85,0.94,0.95499999999999996,0.97,0.98,0.99,0.995,1,0.66407600000000011,0.6088070000000001,0.55353800000000009,0.51669199999999993,0.47984600000000022,0.46142299999999992,0.44300000000000006,0,{"$f":"Z15*E15+($A$4-80)*AG15*$A$12/1000","v":0},{"$f":"AA15*G15+($A$4-80)*AH15*$A$12/1000","v":0},0,0,0,0]
[900,71,0,0,0,0,0,0,0,0,0,0,0,0,0,0,null,1.125,1.0958333333333334,1.0666666666666667,1.0374999999999999,1.0083333333333333,0.97916666666666663,0.95000000000000007,0.64,0.65,0.66,0.66500000000000004,0.67,0.67999999999999994,0.69,0.9,0.9,0.9,0.9,0.9,0.9,0.9,{"$f":"Y16*C16+($A$4-80)*AF16*$A$16/1000","v":0},{"$f":"Z16*E16+($A$4-80)*AG16*$A$16/1000","v":0},{"$f":"AA16*G16+($A$4-80)*AH16*$A$16/1000","v":0},{"$f":"AB16*I16+($A$4-80)*AI16*$A$16/1000","v":0},{"$f":"AC16*K16+($A$4-80)*AJ16*$A$16/1000","v":0},{"$f":"AD16*M16+($A$4-80)*AK16*$A$16/1000","v":0},{"$f":"AE16*O16+($A$4-80)*AL16*$A$16/1000","v":0}]
[null,67,0,0,0,0,0,0,0,0,0,0,0,0,0,0,null,1.075,1.05,1.0250000000000001,0.99583333333333324,0.96666666666666667,0.93333333333333324,0.9,0.8,0.81,0.82,0.83499999999999996,0.85,0.86499999999999999,0.88,0.9,0.9,0.9,0.9,0.9,0.9,0.9,{"$f":"Y17*C17+($A$4-80)*AF17*$A$16/1000","v":0},{"$f":"Z17*E17+($A$4-80)*AG17*$A$16/1000","v":0},{"$f":"AA17*G17+($A$4-80)*AH17*$A$16/1000","v":0},{"$f":"AB17*I17+($A$4-80)*AI17*$A$16/1000","v":0},{"$f":"AC17*K17+($A$4-80)*AJ17*$A$16/1000","v":0},{"$f":"AD17*M17+($A$4-80)*AK17*$A$16/1000","v":0},{"$f":"AE17*O17+($A$4-80)*AL17*$A$16/1000","v":0}]
[null,65,0,0,0,0,0,0,0,0,0,0,0,0,0,0,null,1.0458333333333334,1.0229166666666667,1,0.97291666666666676,0.9458333333333333,0.91666666666666663,0.88750000000000007,0.89,0.89999999999999991,0.90999999999999992,0.91749999999999998,0.92500000000000004,0.9325,0.94,0.9,0.81146000000000029,0.77461400000000058,0.74697950000000013,0.71934500000000012,0.69171050000000012,0.66407600000000011,0,{"$f":"Z18*E18+($A$4-80)*AG18*$A$16/1000","v":0},{"$f":"AA18*G18+($A$4-80)*AH18*$A$16/1000","v":0},0,0,0,0]
[null,63,0,0,0,0,0,0,0,0,0,0,0,0,0,0,null,1.0166666666666666,0.99583333333333324,0.97499999999999998,0.94999999999999984,0.92499999999999993,0.9,0.875,0.98,0.99,1,1,1,1,1,0.51669199999999993,0.47984600000000022,0.44300000000000006,0.44300000000000006,0.44300000000000006,0.44300000000000006,0.44300000000000006,0,{"$f":"Z19*E19+($A$4-80)*AG19*$A$16/1000","v":0},{"$f":"AA19*G19+($A$4-80)*AH19*$A$16/1000","v":0},0,0,0,0]

{"sheet":"13ACX_30","index":5,"n_rows":19,"n_cols":45,"rows_kept":19,"cut":false,"hidden":true,"merged":[[130,0,133,0],[120,12,121,12],[120,13,121,13],[120,14,121,14],[120,15,121,15],[122,0,125,0],[126,0,129,0],[119,12,119,13],[119,14,119,15],[120,4,121,4],[120,5,121,5],[120,6,121,6],[120,7,121,7],[120,8,121,8],[120,9,121,9],[120,10,121,10],[120,11,121,11],[119,0,121,0],[119,1,121,1],[119,4,119,5],[119,6,119,7],[119,8,119,9],[119,10,119,11],[111,0,114,0],[117,0,118,1],[117,4,117,15],[118,4,118,5],[118,6,118,7],[118,8,118,9],[118,10,118,11],[118,12,118,13],[118,14,118,15],[101,12,102,12],[101,13,102,13],[101,14,102,14],[101,15,102,15],[103,0,106,0],[107,0,110,0],[100,12,100,13],[100,14,100,15],[101,4,102,4],[101,5,102,5],[101,6,102,6],[101,7,102,7],[101,8,102,8],[101,9,102,9],[101,10,102,10],[101,11,102,11],[100,0,102,0],[100,1,102,1],[100,4,100,5],[100,6,100,7],[100,8,100,9],[100,10,100,11],[92,0,95,0],[98,0,99,1],[98,4,98,15],[99,4,99,5],[99,6,99,7],[99,8,99,9],[99,10,99,11],[99,12,99,13],[99,14,99,15],[82,12,83,12],[82,13,83,13],[82,14,83,14],[82,15,83,15],[84,0,87,0],[88,0,91,0],[81,12,81,13],[81,14,81,15],[82,4,83,4],[82,5,83,5],[82,6,83,6],[82,7,83,7],[82,8,83,8],[82,9,83,9],[82,10,83,10],[82,11,83,11],[81,0,83,0],[81,1,83,1],[81,4,81,5],[81,6,81,7],[81,8,81,9],[81,10,81,11],[73,0,76,0],[79,0,80,1],[79,4,79,15],[80,4,80,5],[80,6,80,7],[80,8,80,9],[80,10,80,11],[80,12,80,13],[80,14,80,15],[63,12,64,12],[63,13,64,13],[63,14,64,14],[63,15,64,15],[65,0,68,0],[69,0,72,0],[62,12,62,13],[62,14,62,15],[63,4,64,4],[63,5,64,5],[63,6,64,6],[63,7,64,7],[63,8,64,8],[63,9,64,9],[63,10,64,10],[63,11,64,11],[62,0,64,0],[62,1,64,1],[62,4,62,5],[62,6,62,7],[62,8,62,9],[62,10,62,11],[54,0,57,0],[60,0,61,1],[60,4,60,15],[61,4,61,5],[61,6,61,7],[61,8,61,9],[61,10,61,11],[61,12,61,13],[61,14,61,15],[44,12,45,12],[44,13,45,13],[44,14,45,14],[44,15,45,15],[46,0,49,0],[50,0,53,0],[43,12,43,13],[43,14,43,15],[44,4,45,4],[44,5,45,5],[44,6,45,6],[44,7,45,7],[44,8,45,8],[44,9,45,9],[44,10,45,10],[44,11,45,11],[43,0,45,0],[43,1,45,1],[43,4,43,5],[43,6,43,7],[43,8,43,9],[43,10,43,11],[35,0,38,0],[41,0,42,1],[41,4,41,15],[42,4,42,5],[42,6,42,7],[42,8,42,9],[42,10,42,11],[42,12,42,13],[42,14,42,15],[25,12,26,12],[25,13,26,13],[25,14,26,14],[25,15,26,15],[27,0,30,0],[31,0,34,0],[24,12,24,13],[24,14,24,15],[25,4,26,4],[25,5,26,5],[25,6,26,6],[25,7,26,7],[25,8,26,8],[25,9,26,9],[25,10,26,10],[25,11,26,11],[24,0,26,0],[24,1,26,1],[24,4,24,5],[24,6,24,7],[24,8,24,9],[24,10,24,11],[7,0,10,0],[11,0,14,0],[15,0,18,0],[22,4,22,15],[23,4,23,5],[23,6,23,7],[23,8,23,9],[23,10,23,11],[23,12,23,13],[23,14,23,15],[5,10,6,10],[5,11,6,11],[5,12,6,12],[5,13,6,13],[5,14,6,14],[5,15,6,15],[4,10,4,11],[4,12,4,13],[4,14,4,15],[5,2,6,2],[5,3,6,3],[5,4,6,4],[5,5,6,5],[5,6,6,6],[5,7,6,7],[5,8,6,8],[4,0,6,0],[4,1,6,1],[4,2,4,3],[4,4,4,5],[4,6,4,7],[4,8,4,9],[5,9,6,9],[2,0,2,1],[2,2,2,15],[3,2,3,3],[3,4,3,5],[3,6,3,7],[3,8,3,9],[3,10,3,11],[3,12,3,13],[3,14,3,15]]}
[]
["13ACX_30",30]
["Evaporator Air \n",null,"Condenser  Entering Air Temperature ˚F"]
[80,"°F DB",85,null,90,null,95,null,100,null,105,null,110,null,115]
["CFM","EWB†\n˚F","Capacity Mbtuh",null,"Capacity Mbtuh",null,"Capacity Mbtuh",null,"Capacity Mbtuh",null,"Capacity Mbtuh",null,"Capacity Mbtuh",null,"Capacity Mbtuh"]
[null,null,"Total","Sens.","Total","Sens.","Total","Sens.","Total","Sens.","Total","Sens.","Total","Sens.","Total","Sens."]
[null,null,null,null,null,null,null,null,null,null,null,null,null,null,null,null,null,"Total Factors",null,null,null,null,null,null,"Sens. %",null,null,null,null,null,null,"IDB Adj",null,null,null,null,null,null,"Sens Calc"]
[850,71,{"$f":"R8*$B$2","v":32.013422818791945},{"$f":"IF(AM8>C8,C8,AM8)","v":19.208053691275165},{"$f":"S8*$B$2","v":31.308724832214764},{"$f":"IF(AN8>E8,E8,AN8)","v":18.941778523489933},{"$f":"T8*$B$2","v":30.604026845637581},{"$f":"IF(AO8>G8,G8,AO8)","v":18.668456375838925},{"$f":"U8*$B$2","v":29.798657718120804},{"$f":"IF(AP8>I8,I8,AP8)","v":18.326174496644295},{"$f":"V8*$B$2","v":28.993288590604028},{"$f":"IF(AQ8>K8,K8,AQ8)","v":17.975838926174497},{"$f":"W8*$B$2","v":28.087248322147648},{"$f":"IF(AR8>M8,M8,AR8)","v":17.694966442953017},{"$f":"X8*$B$2","v":27.181208053691275},{"$f":"IF(AS8>O8,O8,AS8)","v":17.395973154362416},null,1.0671140939597314,1.0436241610738255,1.0201342281879193,0.99328859060402686,0.96644295302013428,0.93624161073825496,0.90604026845637586,0.6,0.60499999999999998,0.61,0.61499999999999999,0.62,0.63,0.64,{"$f":"IF(Y8<0.9,0.9,Y8*-3.6846+4.1276)","v":0.9},{"$f":"IF(Z8<0.9,0.9,Z8*-3.6846+4.1276)","v":0.9},0.9,0.9,0.9,0.9,0.9,{"$f":"Y8*C8+($A$4-80)*AF8*$A$8/1000","v":19.208053691275165},{"$f":"Z8*E8+($A$4-80)*AG8*$A$8/1000","v":18.941778523489933},{"$f":"AA8*G8+($A$4-80)*AH8*$A$8/1000","v":18.668456375838925},{"$f":"AB8*I8+($A$4-80)*AI8*$A$8/1000","v":18.326174496644295},{"$f":"AC8*K8+($A$4-80)*AJ8*$A$8/1000","v":17.975838926174497},{"$f":"AD8*M8+($A$4-80)*AK8*$A$8/1000","v":17.694966442953017},{"$f":"AE8*O8+($A$4-80)*AL8*$A$8/1000","v":17.395973154362416}]
[null,67,30.604026845637581,22.646979865771808,29.8993288590604,{"$f":"IF(AN9>E9,E9,AN9)","v":22.274999999999999},29.19463087248322,{"$f":"IF(AO9>G9,G9,AO9)","v":21.895973154362416},28.48993288590604,{"$f":"IF(AP9>I9,I9,AP9)","v":21.652348993288591},27.785234899328859,{"$f":"IF(AQ9>K9,K9,AQ9)","v":21.394630872483223},26.879194630872487,{"$f":"IF(AR9>M9,M9,AR9)","v":20.96577181208054},25.973154362416107,{"$f":"IF(AS9>O9,O9,AS9)","v":20.518791946308724},null,1.0201342281879193,0.99664429530201337,0.97315436241610731,0.94966442953020136,0.9261744966442953,0.8959731543624162,0.86577181208053688,0.74,0.745,0.75,0.76,0.77,0.78,0.79,{"$f":"IF(Y9<0.9,0.9,Y9*-3.6846+4.1276)","v":0.9},0.9,0.9,0.9,0.9,0.9,0.9,{"$f":"Y9*C9+($A$4-80)*AF9*$A$8/1000","v":22.646979865771808},{"$f":"Z9*E9+($A$4-80)*AG9*$A$8/1000","v":22.274999999999999},{"$f":"AA9*G9+($A$4-80)*AH9*$A$8/1000","v":21.895973154362416},{"$f":"AB9*I9+($A$4-80)*AI9*$A$8/1000","v":21.652348993288591},{"$f":"AC9*K9+($A$4-80)*AJ9*$A$8/1000","v":21.394630872483223},{"$f":"AD9*M9+($A$4-80)*AK9*$A$8/1000","v":20.96577181208054},{"$f":"AE9*O9+($A$4-80)*AL9*$A$8/1000","v":20.518791946308724}]
[null,65,29.798657718120804,24.136912751677851,29.144295302013425,23.825461409395974,28.48993288590604,23.504194630872483,27.785234899328859,23.270134228187921,27.080536912751676,23.018456375838927,26.174496644295299,22.575503355704697,25.268456375838927,22.109899328859061,null,0.99328859060402686,0.97147651006711422,0.94966442953020136,0.9261744966442953,0.90268456375838924,0.87248322147651003,0.84228187919463093,0.81,0.8175,0.82499999999999996,0.83750000000000002,0.85000000000000009,0.86250000000000004,0.875,0.9,0.9,0.9,0.9,0.9,0.9,0.9,24.136912751677851,{"$f":"Z10*E10+($A$4-80)*AG10*$A$8/1000","v":23.825461409395974},{"$f":"AA10*G10+($A$4-80)*AH10*$A$8/1000","v":23.504194630872483},23.270134228187921,23.018456375838927,22.575503355704697,22.109899328859061]
[null,63,28.993288590604028,25.514093959731543,28.389261744966447,25.266442953020139,27.785234899328859,25.006711409395972,27.080536912751676,24.778691275167784,26.375838926174495,24.529530201342283,25.469798657718115,24.068959731543622,24.563758389261743,23.581208053691274,null,0.96644295302013428,0.94630872483221484,0.9261744966442953,0.90268456375838924,0.87919463087248317,0.84899328859060386,0.81879194630872476,0.88,0.89,0.9,0.91500000000000004,0.93,0.94500000000000006,0.96,0.9,0.9,0.81145999999999985,0.75619099999999984,0.70092199999999982,0.64565299999999981,0.59038400000000024,25.514093959731543,{"$f":"Z11*E11+($A$4-80)*AG11*$A$8/1000","v":25.266442953020139},{"$f":"AA11*G11+($A$4-80)*AH11*$A$8/1000","v":25.006711409395972},{"$f":"AB11*I11+($A$4-80)*AI11*$A$8/1000","v":24.778691275167784},24.529530201342283,24.068959731543622,23.581208053691274]
[1000,71,33.020134228187921,20.472483221476512,32.214765100671144,20.134228187919465,31.409395973154364,19.787919463087249,30.604026845637581,19.586577181208053,29.798657718120804,19.369127516778523,28.892617449664431,18.924664429530203,27.986577181208052,18.471140939597316,null,1.1006711409395973,1.0738255033557047,1.0469798657718121,1.0201342281879193,0.99328859060402686,0.96308724832214776,0.93288590604026844,0.62,0.625,0.63,0.64,0.65,0.65500000000000003,0.66,0.9,0.9,0.9,0.9,0.9,0.9,0.9,{"$f":"Y12*C12+($A$4-80)*AF12*$A$12/1000","v":20.472483221476512},{"$f":"Z12*E12+($A$4-80)*AG12*$A$12/1000","v":20.134228187919465},{"$f":"AA12*G12+($A$4-80)*AH12*$A$12/1000","v":19.787919463087249},{"$f":"AB12*I12+($A$4-80)*AI12*$A$12/1000","v":19.586577181208053},{"$f":"AC12*K12+($A$4-80)*AJ12*$A$12/1000","v":19.369127516778523},{"$f":"AD12*M12+($A$4-80)*AK12*$A$12/1000","v":18.924664429530203},{"$f":"AE12*O12+($A$4-80)*AL12*$A$12/1000","v":18.471140939597316}]
[null,67,31.610738255033553,24.0241610738255,30.805369127516776,23.72013422818792,30,23.400000000000002,29.29530201342282,23.14328859060403,28.590604026845636,22.872483221476511,27.68456375838926,22.562919463087244,26.778523489932887,22.226174496644294,null,1.0536912751677852,1.0268456375838926,1,0.97651006711409394,0.95302013422818788,0.92281879194630867,0.89261744966442957,0.76,0.77,0.78,0.79,0.8,0.81499999999999995,0.83,0.9,0.9,0.9,0.9,0.9,0.9,0.9,{"$f":"Y13*C13+($A$4-80)*AF13*$A$12/1000","v":24.0241610738255},{"$f":"Z13*E13+($A$4-80)*AG13*$A$12/1000","v":23.72013422818792},{"$f":"AA13*G13+($A$4-80)*AH13*$A$12/1000","v":23.400000000000002},{"$f":"AB13*I13+($A$4-80)*AI13*$A$12/1000","v":23.14328859060403},{"$f":"AC13*K13+($A$4-80)*AJ13*$A$12/1000","v":22.872483221476511},{"$f":"AD13*M13+($A$4-80)*AK13*$A$12/1000","v":22.562919463087244},{"$f":"AE13*O13+($A$4-80)*AL13*$A$12/1000","v":22.226174496644294}]
[null,65,30.805369127516776,25.876510067114094,30.050335570469798,25.617911073825503,29.29530201342282,25.340436241610739,28.590604026845636,25.088255033557044,27.885906040268456,24.818456375838927,27.030201342281881,24.327181208053691,26.174496644295299,23.818791946308721,null,1.0268456375838926,1.0016778523489933,0.97651006711409394,0.95302013422818788,0.92953020134228181,0.90100671140939603,0.87248322147651003,0.84000000000000008,0.85250000000000004,0.86499999999999999,0.87749999999999995,0.89,0.89999999999999991,0.90999999999999992,0.9,0.9,0.9,0.9,0.9,0.81146000000000029,0.77461400000000058,25.876510067114094,{"$f":"Z14*E14+($A$4-80)*AG14*$A$12/1000","v":25.617911073825503},{"$f":"AA14*G14+($A$4-80)*AH14*$A$12/1000","v":25.340436241610739},25.088255033557044,24.818456375838927,24.327181208053691,23.818791946308721]
[null,63,30,27.6,29.29530201342282,27.391107382550338,28.590604026845636,27.161073825503351,27.885906040268456,26.909899328859058,27.181208053691275,26.63758389261745,26.375838926174495,25.980201342281877,25.570469798657715,25.314765100671138,null,1,0.97651006711409394,0.95302013422818788,0.92953020134228181,0.90604026845637586,0.87919463087248317,0.85234899328859048,0.92,0.93500000000000005,0.95,0.96499999999999997,0.98,0.98499999999999999,0.99,0.73776799999999998,0.68249899999999997,0.6272300000000004,0.57196100000000039,0.51669199999999993,0.49826900000000007,0.47984600000000022,27.6,{"$f":"Z15*E15+($A$4-80)*AG15*$A$12/1000","v":27.391107382550338},{"$f":"AA15*G15+($A$4-80)*AH15*$A$12/1000","v":27.161073825503351},26.909899328859058,26.63758389261745,25.980201342281877,25.314765100671138]
[1150,71,33.825503355704697,21.648322147651008,33.020134228187921,21.297986577181209,32.214765100671144,20.939597315436245,31.409395973154364,20.573154362416108,30.604026845637581,20.198657718120803,29.597315436241608,19.830201342281878,28.590604026845636,19.441610738255033,null,1.1275167785234899,1.1006711409395973,1.0738255033557047,1.0469798657718121,1.0201342281879193,0.9865771812080536,0.95302013422818788,0.64,0.64500000000000002,0.65,0.65500000000000003,0.66,0.67,0.68,0.9,0.9,0.9,0.9,0.9,0.9,0.9,{"$f":"Y16*C16+($A$4-80)*AF16*$A$16/1000","v":21.648322147651008},{"$f":"Z16*E16+($A$4-80)*AG16*$A$16/1000","v":21.297986577181209},{"$f":"AA16*G16+($A$4-80)*AH16*$A$16/1000","v":20.939597315436245},{"$f":"AB16*I16+($A$4-80)*AI16*$A$16/1000","v":20.573154362416108},{"$f":"AC16*K16+($A$4-80)*AJ16*$A$16/1000","v":20.198657718120803},{"$f":"AD16*M16+($A$4-80)*AK16*$A$16/1000","v":19.830201342281878},{"$f":"AE16*O16+($A$4-80)*AL16*$A$16/1000","v":19.441610738255033}]
[null,67,32.416107382550337,25.608724832214769,31.61073825503356,25.288590604026851,30.805369127516776,24.952348993288592,30,24.6,29.19463087248322,24.23154362416107,28.288590604026847,23.903859060402684,27.382550335570468,23.548993288590601,null,1.080536912751678,1.0536912751677854,1.0268456375838926,1,0.97315436241610731,0.94295302013422821,0.9127516778523489,0.79,0.8,0.81,0.82000000000000006,0.83,0.84499999999999997,0.86,0.9,0.9,0.9,0.9,0.9,0.9,0.9,{"$f":"Y17*C17+($A$4-80)*AF17*$A$16/1000","v":25.608724832214769},{"$f":"Z17*E17+($A$4-80)*AG17*$A$16/1000","v":25.288590604026851},{"$f":"AA17*G17+($A$4-80)*AH17*$A$16/1000","v":24.952348993288592},{"$f":"AB17*I17+($A$4-80)*AI17*$A$16/1000","v":24.6},{"$f":"AC17*K17+($A$4-80)*AJ17*$A$16/1000","v":24.23154362416107},{"$f":"AD17*M17+($A$4-80)*AK17*$A$16/1000","v":23.903859060402684},{"$f":"AE17*O17+($A$4-80)*AL17*$A$16/1000","v":23.548993288590601}]
[null,65,31.61073825503356,27.659395973154364,30.855704697986578,27.307298657718121,30.100671140939593,26.940100671140936,29.345637583892614,26.557802013422815,28.590604026845636,26.160402684563756,27.785234899328856,25.631879194630869,26.979865771812079,25.091275167785231,null,1.0536912751677854,1.0285234899328859,1.0033557046979864,0.97818791946308714,0.95302013422818788,0.92617449664429519,0.89932885906040261,0.875,0.88500000000000001,0.89500000000000002,0.90500000000000003,0.91500000000000004,0.92249999999999999,0.92999999999999994,0.9,0.9,0.9,0.79303699999999999,0.75619099999999984,0.72855650000000027,0.70092200000000027,27.659395973154364,{"$f":"Z18*E18+($A$4-80)*AG18*$A$16/1000","v":27.307298657718121},{"$f":"AA18*G18+($A$4-80)*AH18*$A$16/1000","v":26.940100671140936},26.557802013422815,26.160402684563756,25.631879194630869,25.091275167785231]
[null,63,30.805369127516776,29.573154362416105,30.100671140939593,29.197651006711403,29.395973154362412,28.808053691275163,28.691275167785236,28.404362416107382,27.986577181208052,27.986577181208052,27.281879194630875,27.281879194630875,26.577181208053691,26.577181208053691,null,1.0268456375838926,1.0033557046979864,0.97986577181208045,0.9563758389261745,0.93288590604026844,0.90939597315436249,0.88590604026845632,0.96,0.97,0.98,0.99,1,1,1,0.59038400000000024,0.55353800000000009,0.51669199999999993,0.47984600000000022,0.44300000000000006,0.44300000000000006,0.44300000000000006,29.573154362416105,{"$f":"Z19*E19+($A$4-80)*AG19*$A$16/1000","v":29.197651006711403},{"$f":"AA19*G19+($A$4-80)*AH19*$A$16/1000","v":28.808053691275163},28.404362416107382,27.986577181208052,27.281879194630875,26.577181208053691]

{"sheet":"13ACX_36","index":6,"n_rows":19,"n_cols":45,"rows_kept":19,"cut":false,"hidden":true,"merged":[[130,0,133,0],[120,12,121,12],[120,13,121,13],[120,14,121,14],[120,15,121,15],[122,0,125,0],[126,0,129,0],[119,12,119,13],[119,14,119,15],[120,4,121,4],[120,5,121,5],[120,6,121,6],[120,7,121,7],[120,8,121,8],[120,9,121,9],[120,10,121,10],[120,11,121,11],[119,0,121,0],[119,1,121,1],[119,4,119,5],[119,6,119,7],[119,8,119,9],[119,10,119,11],[111,0,114,0],[117,0,118,1],[117,4,117,15],[118,4,118,5],[118,6,118,7],[118,8,118,9],[118,10,118,11],[118,12,118,13],[118,14,118,15],[101,12,102,12],[101,13,102,13],[101,14,102,14],[101,15,102,15],[103,0,106,0],[107,0,110,0],[100,12,100,13],[100,14,100,15],[101,4,102,4],[101,5,102,5],[101,6,102,6],[101,7,102,7],[101,8,102,8],[101,9,102,9],[101,10,102,10],[101,11,102,11],[100,0,102,0],[100,1,102,1],[100,4,100,5],[100,6,100,7],[100,8,100,9],[100,10,100,11],[92,0,95,0],[98,0,99,1],[98,4,98,15],[99,4,99,5],[99,6,99,7],[99,8,99,9],[99,10,99,11],[99,12,99,13],[99,14,99,15],[82,12,83,12],[82,13,83,13],[82,14,83,14],[82,15,83,15],[84,0,87,0],[88,0,91,0],[81,12,81,13],[81,14,81,15],[82,4,83,4],[82,5,83,5],[82,6,83,6],[82,7,83,7],[82,8,83,8],[82,9,83,9],[82,10,83,10],[82,11,83,11],[81,0,83,0],[81,1,83,1],[81,4,81,5],[81,6,81,7],[81,8,81,9],[81,10,81,11],[73,0,76,0],[79,0,80,1],[79,4,79,15],[80,4,80,5],[80,6,80,7],[80,8,80,9],[80,10,80,11],[80,12,80,13],[80,14,80,15],[63,12,64,12],[63,13,64,13],[63,14,64,14],[63,15,64,15],[65,0,68,0],[69,0,72,0],[62,12,62,13],[62,14,62,15],[63,4,64,4],[63,5,64,5],[63,6,64,6],[63,7,64,7],[63,8,64,8],[63,9,64,9],[63,10,64,10],[63,11,64,11],[62,0,64,0],[62,1,64,1],[62,4,62,5],[62,6,62,7],[62,8,62,9],[62,10,62,11],[54,0,57,0],[60,0,61,1],[60,4,60,15],[61,4,61,5],[61,6,61,7],[61,8,61,9],[61,10,61,11],[61,12,61,13],[61,14,61,15],[44,12,45,12],[44,13,45,13],[44,14,45,14],[44,15,45,15],[46,0,49,0],[50,0,53,0],[43,12,43,13],[43,14,43,15],[44,4,45,4],[44,5,45,5],[44,6,45,6],[44,7,45,7],[44,8,45,8],[44,9,45,9],[44,10,45,10],[44,11,45,11],[43,0,45,0],[43,1,45,1],[43,4,43,5],[43,6,43,7],[43,8,43,9],[43,10,43,11],[35,0,38,0],[41,0,42,1],[41,4,41,15],[42,4,42,5],[42,6,42,7],[42,8,42,9],[42,10,42,11],[42,12,42,13],[42,14,42,15],[25,12,26,12],[25,13,26,13],[25,14,26,14],[25,15,26,15],[27,0,30,0],[31,0,34,0],[24,12,24,13],[24,14,24,15],[25,4,26,4],[25,5,26,5],[25,6,26,6],[25,7,26,7],[25,8,26,8],[25,9,26,9],[25,10,26,10],[25,11,26,11],[24,0,26,0],[24,1,26,1],[24,4,24,5],[24,6,24,7],[24,8,24,9],[24,10,24,11],[7,0,10,0],[11,0,14,0],[15,0,18,0],[22,4,22,15],[23,4,23,5],[23,6,23,7],[23,8,23,9],[23,10,23,11],[23,12,23,13],[23,14,23,15],[5,10,6,10],[5,11,6,11],[5,12,6,12],[5,13,6,13],[5,14,6,14],[5,15,6,15],[4,10,4,11],[4,12,4,13],[4,14,4,15],[5,2,6,2],[5,3,6,3],[5,4,6,4],[5,5,6,5],[5,6,6,6],[5,7,6,7],[5,8,6,8],[4,0,6,0],[4,1,6,1],[4,2,4,3],[4,4,4,5],[4,6,4,7],[4,8,4,9],[5,9,6,9],[2,0,2,1],[2,2,2,15],[3,2,3,3],[3,4,3,5],[3,6,3,7],[3,8,3,9],[3,10,3,11],[3,12,3,13],[3,14,3,15]]}
[]
["13ACX_36",36]
["Evaporator Air \n",null,"Condenser  Entering Air Temperature ˚F"]
[80,"°F DB",85,null,90,null,95,null,100,null,105,null,110,null,115]
["CFM","EWB†\n˚F","Capacity Mbtuh",null,"Capacity Mbtuh",null,"Capacity Mbtuh",null,"Capacity Mbtuh",null,"Capacity Mbtuh",null,"Capacity Mbtuh",null,"Capacity Mbtuh"]
[null,null,"Total","Sens.","Total","Sens.","Total","Sens.","Total","Sens.","Total","Sens.","Total","Sens.","Total","Sens."]
[null,null,null,null,null,null,null,null,null,null,null,null,null,null,null,null,null,"Total Factors",null,null,null,null,null,null,"Sens. %",null,null,null,null,null,null,"IDB Adj",null,null,null,null,null,null,"Sens Calc"]
[1050,71,{"$f":"R8*$B$2","v":38.852459016393439},{"$f":"IF(AM8>C8,C8,AM8)","v":23.699999999999996},{"$f":"S8*$B$2","v":37.918032786885234},{"$f":"IF(AN8>E8,E8,AN8)","v":23.129999999999992},{"$f":"T8*$B$2","v":36.983606557377051},{"$f":"IF(AO8>G8,G8,AO8)","v":22.560000000000002},{"$f":"U8*$B$2","v":35.901639344262293},{"$f":"IF(AP8>I8,I8,AP8)","v":22.259016393442622},{"$f":"V8*$B$2","v":34.819672131147541},{"$f":"IF(AQ8>K8,K8,AQ8)","v":21.936393442622951},{"$f":"W8*$B$2","v":33.639344262295083},{"$f":"IF(AR8>M8,M8,AR8)","v":21.360983606557379},{"$f":"X8*$B$2","v":32.459016393442624},{"$f":"IF(AS8>O8,O8,AS8)","v":20.77377049180328},null,1.0792349726775956,1.0532786885245899,1.0273224043715847,0.99726775956284153,0.96721311475409832,0.93442622950819676,0.90163934426229508,0.61,0.61,0.61,0.62,0.63,0.63500000000000001,0.64,{"$f":"IF(Y8<0.9,0.9,Y8*-3.6846+4.1276)","v":0.9},{"$f":"IF(Z8<0.9,0.9,Z8*-3.6846+4.1276)","v":0.9},0.9,0.9,0.9,0.9,0.9,{"$f":"Y8*C8+($A$4-80)*AF8*$A$8/1000","v":23.699999999999996},{"$f":"Z8*E8+($A$4-80)*AG8*$A$8/1000","v":23.129999999999992},{"$f":"AA8*G8+($A$4-80)*AH8*$A$8/1000","v":22.560000000000002},{"$f":"AB8*I8+($A$4-80)*AI8*$A$8/1000","v":22.259016393442622},{"$f":"AC8*K8+($A$4-80)*AJ8*$A$8/1000","v":21.936393442622951},{"$f":"AD8*M8+($A$4-80)*AK8*$A$8/1000","v":21.360983606557379},{"$f":"AE8*O8+($A$4-80)*AL8*$A$8/1000","v":20.77377049180328}]
[null,67,36.983606557377051,27.73770491803279,36,{"$f":"IF(AN9>E9,E9,AN9)","v":27.18},35.016393442622949,{"$f":"IF(AO9>G9,G9,AO9)","v":26.612459016393441},34.032786885245905,{"$f":"IF(AP9>I9,I9,AP9)","v":26.205245901639348},33.049180327868854,{"$f":"IF(AQ9>K9,K9,AQ9)","v":25.778360655737707},31.967213114754099,{"$f":"IF(AR9>M9,M9,AR9)","v":25.41393442622951},30.885245901639344,{"$f":"IF(AS9>O9,O9,AS9)","v":25.01704918032787},null,1.0273224043715847,1,0.97267759562841527,0.94535519125683065,0.91803278688524592,0.88797814207650272,0.85792349726775952,0.75,0.755,0.76,0.77,0.78,0.79500000000000004,0.81,{"$f":"IF(Y9<0.9,0.9,Y9*-3.6846+4.1276)","v":0.9},0.9,0.9,0.9,0.9,0.9,0.9,{"$f":"Y9*C9+($A$4-80)*AF9*$A$8/1000","v":27.73770491803279},{"$f":"Z9*E9+($A$4-80)*AG9*$A$8/1000","v":27.18},{"$f":"AA9*G9+($A$4-80)*AH9*$A$8/1000","v":26.612459016393441},{"$f":"AB9*I9+($A$4-80)*AI9*$A$8/1000","v":26.205245901639348},{"$f":"AC9*K9+($A$4-80)*AJ9*$A$8/1000","v":25.778360655737707},{"$f":"AD9*M9+($A$4-80)*AK9*$A$8/1000","v":25.41393442622951},{"$f":"AE9*O9+($A$4-80)*AL9*$A$8/1000","v":25.01704918032787}]
[null,65,36.098360655737707,29.961639344262299,35.114754098360656,29.496393442622953,34.131147540983605,29.011475409836063,33.196721311475407,28.54918032786885,32.26229508196721,28.068196721311473,31.180327868852459,27.594590163934427,30.098360655737707,27.088524590163939,null,1.0027322404371586,0.97540983606557385,0.94808743169398912,0.92213114754098358,0.89617486338797803,0.86612021857923494,0.83606557377049184,0.83000000000000007,0.84000000000000008,0.85,0.86,0.87,0.88500000000000001,0.9,0.9,0.9,0.9,0.9,0.9,0.9,0.81145999999999985,29.961639344262299,{"$f":"Z10*E10+($A$4-80)*AG10*$A$8/1000","v":29.496393442622953},{"$f":"AA10*G10+($A$4-80)*AH10*$A$8/1000","v":29.011475409836063},28.54918032786885,28.068196721311473,27.594590163934427,27.088524590163939]
[null,63,35.213114754098356,32.043934426229505,34.229508196721305,31.662295081967208,33.245901639344261,31.251147540983602,32.360655737704917,30.742622950819669,31.475409836065573,30.216393442622948,30.393442622950818,29.633606557377046,29.311475409836067,29.018360655737705,null,0.97814207650273211,0.95081967213114738,0.92349726775956276,0.8989071038251365,0.87431693989071035,0.84426229508196715,0.81420765027322406,0.91,0.92500000000000004,0.94,0.95,0.96,0.97499999999999998,0.99,0.77461400000000014,0.71934500000000012,0.66407600000000011,0.6272300000000004,0.59038400000000024,0.53511500000000023,0.47984600000000022,32.043934426229505,{"$f":"Z11*E11+($A$4-80)*AG11*$A$8/1000","v":31.662295081967208},{"$f":"AA11*G11+($A$4-80)*AH11*$A$8/1000","v":31.251147540983602},{"$f":"AB11*I11+($A$4-80)*AI11*$A$8/1000","v":30.742622950819669},30.216393442622948,29.633606557377046,29.018360655737705]
[1200,71,39.83606557377049,24.698360655737705,38.852459016393439,24.477049180327867,37.868852459016395,24.236065573770492,36.639344262295076,23.449180327868849,35.409836065573771,22.662295081967212,34.229508196721305,22.420327868852457,33.049180327868854,22.142950819672134,null,1.1065573770491803,1.0792349726775956,1.0519125683060109,1.0177595628415299,0.98360655737704916,0.95081967213114738,0.91803278688524592,0.62,0.63,0.64,0.64,0.64,0.65500000000000003,0.67,0.9,0.9,0.9,0.9,0.9,0.9,0.9,{"$f":"Y12*C12+($A$4-80)*AF12*$A$12/1000","v":24.698360655737705},{"$f":"Z12*E12+($A$4-80)*AG12*$A$12/1000","v":24.477049180327867},{"$f":"AA12*G12+($A$4-80)*AH12*$A$12/1000","v":24.236065573770492},{"$f":"AB12*I12+($A$4-80)*AI12*$A$12/1000","v":23.449180327868849},{"$f":"AC12*K12+($A$4-80)*AJ12*$A$12/1000","v":22.662295081967212},{"$f":"AD12*M12+($A$4-80)*AK12*$A$12/1000","v":22.420327868852457},{"$f":"AE12*O12+($A$4-80)*AL12*$A$12/1000","v":22.142950819672134}]
[null,67,37.868852459016395,29.537704918032791,36.934426229508198,29.178196721311476,36,28.8,34.918032786885242,28.283606557377048,33.83606557377049,27.745573770491799,32.655737704918032,27.267540983606555,31.475409836065573,26.754098360655735,null,1.0519125683060109,1.0259562841530054,1,0.9699453551912568,0.93989071038251359,0.90710382513661203,0.87431693989071035,0.78,0.79,0.8,0.81,0.82,0.83499999999999996,0.85,0.9,0.9,0.9,0.9,0.9,0.9,0.9,{"$f":"Y13*C13+($A$4-80)*AF13*$A$12/1000","v":29.537704918032791},{"$f":"Z13*E13+($A$4-80)*AG13*$A$12/1000","v":29.178196721311476},{"$f":"AA13*G13+($A$4-80)*AH13*$A$12/1000","v":28.8},{"$f":"AB13*I13+($A$4-80)*AI13*$A$12/1000","v":28.283606557377048},{"$f":"AC13*K13+($A$4-80)*AJ13*$A$12/1000","v":27.745573770491799},{"$f":"AD13*M13+($A$4-80)*AK13*$A$12/1000","v":27.267540983606555},{"$f":"AE13*O13+($A$4-80)*AL13*$A$12/1000","v":26.754098360655735}]
[null,65,36.934426229508198,31.948278688524592,36.02459016393442,31.61157786885245,35.114754098360656,31.252131147540986,34.081967213114751,30.673770491803275,33.049180327868847,30.074754098360646,31.967213114754099,29.329918032786885,30.885245901639344,28.568852459016394,null,1.0259562841530054,1.0006830601092895,0.97540983606557385,0.94672131147540972,0.9180327868852457,0.88797814207650272,0.85792349726775952,0.86499999999999999,0.87749999999999995,0.89,0.89999999999999991,0.90999999999999992,0.91749999999999998,0.92500000000000004,0.9,0.9,0.9,0.81146000000000029,0.77461400000000058,0.74697950000000013,0.71934500000000012,31.948278688524592,{"$f":"Z14*E14+($A$4-80)*AG14*$A$12/1000","v":31.61157786885245},{"$f":"AA14*G14+($A$4-80)*AH14*$A$12/1000","v":31.252131147540986},30.673770491803275,30.074754098360646,29.329918032786885,28.568852459016394]
[null,63,36,34.199999999999996,35.114754098360656,33.885737704918029,34.229508196721305,33.544918032786882,33.245901639344261,32.913442622950818,32.26229508196721,32.26229508196721,31.278688524590159,31.278688524590159,30.295081967213111,30.295081967213111,null,1,0.97540983606557385,0.95081967213114738,0.92349726775956276,0.89617486338797803,0.8688524590163933,0.84153005464480868,0.95,0.96499999999999997,0.98,0.99,1,1,1,0.6272300000000004,0.57196100000000039,0.51669199999999993,0.47984600000000022,0.44300000000000006,0.44300000000000006,0.44300000000000006,34.199999999999996,{"$f":"Z15*E15+($A$4-80)*AG15*$A$12/1000","v":33.885737704918029},{"$f":"AA15*G15+($A$4-80)*AH15*$A$12/1000","v":33.544918032786882},32.913442622950818,32.26229508196721,31.278688524590159,30.295081967213111]
[1350,71,40.327868852459012,25.809836065573769,39.344262295081961,25.377049180327866,38.36065573770491,24.934426229508194,37.278688524590159,24.790327868852458,36.1967213114754,24.613770491803272,34.918032786885242,24.093442622950814,33.639344262295083,23.547540983606556,null,1.1202185792349726,1.0928961748633879,1.0655737704918031,1.03551912568306,1.0054644808743167,0.9699453551912568,0.93442622950819676,0.64,0.64500000000000002,0.65,0.66500000000000004,0.68,0.69,0.7,0.9,0.9,0.9,0.9,0.9,0.9,0.9,{"$f":"Y16*C16+($A$4-80)*AF16*$A$16/1000","v":25.809836065573769},{"$f":"Z16*E16+($A$4-80)*AG16*$A$16/1000","v":25.377049180327866},{"$f":"AA16*G16+($A$4-80)*AH16*$A$16/1000","v":24.934426229508194},{"$f":"AB16*I16+($A$4-80)*AI16*$A$16/1000","v":24.790327868852458},{"$f":"AC16*K16+($A$4-80)*AJ16*$A$16/1000","v":24.613770491803272},{"$f":"AD16*M16+($A$4-80)*AK16*$A$16/1000","v":24.093442622950814},{"$f":"AE16*O16+($A$4-80)*AL16*$A$16/1000","v":23.547540983606556}]
[null,67,38.852459016393439,31.470491803278687,37.819672131147541,31.012131147540988,36.786885245901644,30.533114754098364,35.606557377049178,30.087540983606555,34.42622950819672,29.606557377049178,33.245901639344261,29.090163934426229,32.065573770491802,28.538360655737705,null,1.0792349726775956,1.0505464480874318,1.0218579234972678,0.98907103825136611,0.95628415300546443,0.92349726775956276,0.89071038251366119,0.81,0.82000000000000006,0.83,0.84499999999999997,0.86,0.875,0.89,0.9,0.9,0.9,0.9,0.9,0.9,0.9,{"$f":"Y17*C17+($A$4-80)*AF17*$A$16/1000","v":31.470491803278687},{"$f":"Z17*E17+($A$4-80)*AG17*$A$16/1000","v":31.012131147540988},{"$f":"AA17*G17+($A$4-80)*AH17*$A$16/1000","v":30.533114754098364},{"$f":"AB17*I17+($A$4-80)*AI17*$A$16/1000","v":30.087540983606555},{"$f":"AC17*K17+($A$4-80)*AJ17*$A$16/1000","v":29.606557377049178},{"$f":"AD17*M17+($A$4-80)*AK17*$A$16/1000","v":29.090163934426229},{"$f":"AE17*O17+($A$4-80)*AL17*$A$16/1000","v":28.538360655737705}]
[null,65,37.819672131147541,34.037704918032787,36.860655737704917,33.451045081967209,35.901639344262293,32.85,34.868852459016395,32.166516393442627,33.83606557377049,31.467540983606554,32.704918032786885,30.660860655737704,31.573770491803277,29.8372131147541,null,1.0505464480874318,1.0239071038251366,0.99726775956284153,0.96857923497267762,0.93989071038251359,0.90846994535519121,0.87704918032786883,0.9,0.90749999999999997,0.91500000000000004,0.92249999999999999,0.92999999999999994,0.9375,0.94500000000000006,0.81145999999999985,0.78382550000000029,0.75619099999999984,0.72855650000000027,0.70092200000000027,0.67328750000000026,0.64565299999999981,34.037704918032787,{"$f":"Z18*E18+($A$4-80)*AG18*$A$16/1000","v":33.451045081967209},{"$f":"AA18*G18+($A$4-80)*AH18*$A$16/1000","v":32.85},32.166516393442627,31.467540983606554,30.660860655737704,29.8372131147541]
[null,63,36.786885245901644,36.419016393442625,35.901639344262293,35.722131147540978,35.016393442622949,35.016393442622949,34.131147540983605,34.131147540983605,33.245901639344261,33.245901639344261,32.16393442622951,32.16393442622951,31.081967213114751,31.081967213114751,null,1.0218579234972678,0.99726775956284153,0.97267759562841527,0.94808743169398912,0.92349726775956276,0.89344262295081966,0.86338797814207646,0.99,0.995,1,1,1,1,1,0.47984600000000022,0.46142299999999992,0.44300000000000006,0.44300000000000006,0.44300000000000006,0.44300000000000006,0.44300000000000006,36.419016393442625,{"$f":"Z19*E19+($A$4-80)*AG19*$A$16/1000","v":35.722131147540978},{"$f":"AA19*G19+($A$4-80)*AH19*$A$16/1000","v":35.016393442622949},34.131147540983605,33.245901639344261,32.16393442622951,31.081967213114751]

{"sheet":"13ACX_42","index":7,"n_rows":19,"n_cols":45,"rows_kept":19,"cut":false,"hidden":true,"merged":[[130,0,133,0],[120,12,121,12],[120,13,121,13],[120,14,121,14],[120,15,121,15],[122,0,125,0],[126,0,129,0],[119,12,119,13],[119,14,119,15],[120,4,121,4],[120,5,121,5],[120,6,121,6],[120,7,121,7],[120,8,121,8],[120,9,121,9],[120,10,121,10],[120,11,121,11],[119,0,121,0],[119,1,121,1],[119,4,119,5],[119,6,119,7],[119,8,119,9],[119,10,119,11],[111,0,114,0],[117,0,118,1],[117,4,117,15],[118,4,118,5],[118,6,118,7],[118,8,118,9],[118,10,118,11],[118,12,118,13],[118,14,118,15],[101,12,102,12],[101,13,102,13],[101,14,102,14],[101,15,102,15],[103,0,106,0],[107,0,110,0],[100,12,100,13],[100,14,100,15],[101,4,102,4],[101,5,102,5],[101,6,102,6],[101,7,102,7],[101,8,102,8],[101,9,102,9],[101,10,102,10],[101,11,102,11],[100,0,102,0],[100,1,102,1],[100,4,100,5],[100,6,100,7],[100,8,100,9],[100,10,100,11],[92,0,95,0],[98,0,99,1],[98,4,98,15],[99,4,99,5],[99,6,99,7],[99,8,99,9],[99,10,99,11],[99,12,99,13],[99,14,99,15],[82,12,83,12],[82,13,83,13],[82,14,83,14],[82,15,83,15],[84,0,87,0],[88,0,91,0],[81,12,81,13],[81,14,81,15],[82,4,83,4],[82,5,83,5],[82,6,83,6],[82,7,83,7],[82,8,83,8],[82,9,83,9],[82,10,83,10],[82,11,83,11],[81,0,83,0],[81,1,83,1],[81,4,81,5],[81,6,81,7],[81,8,81,9],[81,10,81,11],[73,0,76,0],[79,0,80,1],[79,4,79,15],[80,4,80,5],[80,6,80,7],[80,8,80,9],[80,10,80,11],[80,12,80,13],[80,14,80,15],[63,12,64,12],[63,13,64,13],[63,14,64,14],[63,15,64,15],[65,0,68,0],[69,0,72,0],[62,12,62,13],[62,14,62,15],[63,4,64,4],[63,5,64,5],[63,6,64,6],[63,7,64,7],[63,8,64,8],[63,9,64,9],[63,10,64,10],[63,11,64,11],[62,0,64,0],[62,1,64,1],[62,4,62,5],[62,6,62,7],[62,8,62,9],[62,10,62,11],[54,0,57,0],[60,0,61,1],[60,4,60,15],[61,4,61,5],[61,6,61,7],[61,8,61,9],[61,10,61,11],[61,12,61,13],[61,14,61,15],[44,12,45,12],[44,13,45,13],[44,14,45,14],[44,15,45,15],[46,0,49,0],[50,0,53,0],[43,12,43,13],[43,14,43,15],[44,4,45,4],[44,5,45,5],[44,6,45,6],[44,7,45,7],[44,8,45,8],[44,9,45,9],[44,10,45,10],[44,11,45,11],[43,0,45,0],[43,1,45,1],[43,4,43,5],[43,6,43,7],[43,8,43,9],[43,10,43,11],[35,0,38,0],[41,0,42,1],[41,4,41,15],[42,4,42,5],[42,6,42,7],[42,8,42,9],[42,10,42,11],[42,12,42,13],[42,14,42,15],[25,12,26,12],[25,13,26,13],[25,14,26,14],[25,15,26,15],[27,0,30,0],[31,0,34,0],[24,12,24,13],[24,14,24,15],[25,4,26,4],[25,5,26,5],[25,6,26,6],[25,7,26,7],[25,8,26,8],[25,9,26,9],[25,10,26,10],[25,11,26,11],[24,0,26,0],[24,1,26,1],[24,4,24,5],[24,6,24,7],[24,8,24,9],[24,10,24,11],[7,0,10,0],[11,0,14,0],[15,0,18,0],[22,4,22,15],[23,4,23,5],[23,6,23,7],[23,8,23,9],[23,10,23,11],[23,12,23,13],[23,14,23,15],[5,10,6,10],[5,11,6,11],[5,12,6,12],[5,13,6,13],[5,14,6,14],[5,15,6,15],[4,10,4,11],[4,12,4,13],[4,14,4,15],[5,2,6,2],[5,3,6,3],[5,4,6,4],[5,5,6,5],[5,6,6,6],[5,7,6,7],[5,8,6,8],[4,0,6,0],[4,1,6,1],[4,2,4,3],[4,4,4,5],[4,6,4,7],[4,8,4,9],[5,9,6,9],[2,0,2,1],[2,2,2,15],[3,2,3,3],[3,4,3,5],[3,6,3,7],[3,8,3,9],[3,10,3,11],[3,12,3,13],[3,14,3,15]]}
[]
["13ACX_42",42]
["Evaporator Air \n",null,"Condenser  Entering Air Temperature ˚F"]
[80,"°F DB",85,null,90,null,95,null,100,null,105,null,110,null,115]
["CFM","EWB†\n˚F","Capacity Mbtuh",null,"Capacity Mbtuh",null,"Capacity Mbtuh",null,"Capacity Mbtuh",null,"Capacity Mbtuh",null,"Capacity Mbtuh",null,"Capacity Mbtuh"]
[null,null,"Total","Sens.","Total","Sens.","Total","Sens.","Total","Sens.","Total","Sens.","Total","Sens.","Total","Sens."]
[null,null,null,null,null,null,null,null,null,null,null,null,null,null,null,null,null,"Total Factors",null,null,null,null,null,null,"Sens. %",null,null,null,null,null,null,"IDB Adj",null,null,null,null,null,null,"Sens Calc"]
[1150,71,{"$f":"R8*$B$2","v":45},{"$f":"IF(AM8>C8,C8,AM8)","v":26.549999999999997},{"$f":"S8*$B$2","v":44},{"$f":"IF(AN8>E8,E8,AN8)","v":25.959999999999997},{"$f":"T8*$B$2","v":43},{"$f":"IF(AO8>G8,G8,AO8)","v":25.369999999999997},{"$f":"U8*$B$2","v":42},{"$f":"IF(AP8>I8,I8,AP8)","v":24.99},{"$f":"V8*$B$2","v":41},{"$f":"IF(AQ8>K8,K8,AQ8)","v":24.599999999999998},{"$f":"W8*$B$2","v":39.75},{"$f":"IF(AR8>M8,M8,AR8)","v":24.048749999999998},{"$f":"X8*$B$2","v":38.5},{"$f":"IF(AS8>O8,O8,AS8)","v":23.484999999999999},null,1.0714285714285714,1.0476190476190477,1.0238095238095237,1,0.97619047619047616,0.9464285714285714,0.91666666666666663,0.59,0.59,0.59,0.59499999999999997,0.6,0.60499999999999998,0.61,{"$f":"IF(Y8<0.9,0.9,Y8*-3.6846+4.1276)","v":0.9},{"$f":"IF(Z8<0.9,0.9,Z8*-3.6846+4.1276)","v":0.9},0.9,0.9,0.9,0.9,0.9,{"$f":"Y8*C8+($A$4-80)*AF8*$A$8/1000","v":26.549999999999997},{"$f":"Z8*E8+($A$4-80)*AG8*$A$8/1000","v":25.959999999999997},{"$f":"AA8*G8+($A$4-80)*AH8*$A$8/1000","v":25.369999999999997},{"$f":"AB8*I8+($A$4-80)*AI8*$A$8/1000","v":24.99},{"$f":"AC8*K8+($A$4-80)*AJ8*$A$8/1000","v":24.599999999999998},{"$f":"AD8*M8+($A$4-80)*AK8*$A$8/1000","v":24.048749999999998},{"$f":"AE8*O8+($A$4-80)*AL8*$A$8/1000","v":23.484999999999999}]
[null,67,42.5,30.599999999999998,41.5,{"$f":"IF(AN9>E9,E9,AN9)","v":30.087499999999999},40.5,{"$f":"IF(AO9>G9,G9,AO9)","v":29.564999999999998},39.5,{"$f":"IF(AP9>I9,I9,AP9)","v":29.23},38.5,{"$f":"IF(AQ9>K9,K9,AQ9)","v":28.875},37.549999999999997,{"$f":"IF(AR9>M9,M9,AR9)","v":28.537999999999997},36.6,{"$f":"IF(AS9>O9,O9,AS9)","v":28.182000000000002},null,1.0119047619047619,0.98809523809523814,0.9642857142857143,0.94047619047619047,0.91666666666666663,0.89404761904761898,0.87142857142857144,0.72,0.72499999999999998,0.73,0.74,0.75,0.76,0.77,{"$f":"IF(Y9<0.9,0.9,Y9*-3.6846+4.1276)","v":0.9},0.9,0.9,0.9,0.9,0.9,0.9,{"$f":"Y9*C9+($A$4-80)*AF9*$A$8/1000","v":30.599999999999998},{"$f":"Z9*E9+($A$4-80)*AG9*$A$8/1000","v":30.087499999999999},{"$f":"AA9*G9+($A$4-80)*AH9*$A$8/1000","v":29.564999999999998},{"$f":"AB9*I9+($A$4-80)*AI9*$A$8/1000","v":29.23},{"$f":"AC9*K9+($A$4-80)*AJ9*$A$8/1000","v":28.875},{"$f":"AD9*M9+($A$4-80)*AK9*$A$8/1000","v":28.537999999999997},{"$f":"AE9*O9+($A$4-80)*AL9*$A$8/1000","v":28.182000000000002}]
[null,65,41.5,32.9925,40.5,32.501249999999999,39.5,31.995000000000001,38.575000000000003,31.631500000000006,37.65,31.249500000000001,36.674999999999997,30.898687499999998,35.700000000000003,30.523500000000002,null,0.98809523809523814,0.9642857142857143,0.94047619047619047,0.91845238095238102,0.89642857142857135,0.87321428571428561,0.85000000000000009,0.79499999999999993,0.80249999999999999,0.81,0.82000000000000006,0.83000000000000007,0.84250000000000003,0.85499999999999998,0.9,0.9,0.9,0.9,0.9,0.9,0.9,32.9925,{"$f":"Z10*E10+($A$4-80)*AG10*$A$8/1000","v":32.501249999999999},{"$f":"AA10*G10+($A$4-80)*AH10*$A$8/1000","v":31.995000000000001},31.631500000000006,31.249500000000001,30.898687499999998,30.523500000000002]
[null,63,40.5,35.234999999999999,39.5,34.76,38.5,34.265000000000001,37.65,33.884999999999998,36.799999999999997,33.488,35.799999999999997,33.115000000000002,34.799999999999997,32.711999999999996,null,0.9642857142857143,0.94047619047619047,0.91666666666666663,0.89642857142857135,0.87619047619047608,0.85238095238095235,0.82857142857142851,0.87,0.88,0.89,0.9,0.91,0.92500000000000004,0.94,0.9,0.9,0.9,0.81145999999999985,0.77461400000000014,0.71934500000000012,0.66407600000000011,35.234999999999999,{"$f":"Z11*E11+($A$4-80)*AG11*$A$8/1000","v":34.76},{"$f":"AA11*G11+($A$4-80)*AH11*$A$8/1000","v":34.265000000000001},{"$f":"AB11*I11+($A$4-80)*AI11*$A$8/1000","v":33.884999999999998},33.488,33.115000000000002,32.711999999999996]
[1350,71,46.5,28.364999999999998,45.25,27.602499999999999,44,26.84,43,26.66,42,26.46,40.75,25.876249999999999,39.5,25.28,null,1.1071428571428572,1.0773809523809523,1.0476190476190477,1.0238095238095237,1,0.97023809523809523,0.94047619047619047,0.61,0.61,0.61,0.62,0.63,0.63500000000000001,0.64,0.9,0.9,0.9,0.9,0.9,0.9,0.9,{"$f":"Y12*C12+($A$4-80)*AF12*$A$12/1000","v":28.364999999999998},{"$f":"Z12*E12+($A$4-80)*AG12*$A$12/1000","v":27.602499999999999},{"$f":"AA12*G12+($A$4-80)*AH12*$A$12/1000","v":26.84},{"$f":"AB12*I12+($A$4-80)*AI12*$A$12/1000","v":26.66},{"$f":"AC12*K12+($A$4-80)*AJ12*$A$12/1000","v":26.46},{"$f":"AD12*M12+($A$4-80)*AK12*$A$12/1000","v":25.876249999999999},{"$f":"AE12*O12+($A$4-80)*AL12*$A$12/1000","v":25.28}]
[null,67,44,33,43,32.68,42,32.340000000000003,41,31.98,40,31.6,38.9,31.12,37.799999999999997,30.617999999999999,null,1.0476190476190477,1.0238095238095237,1,0.97619047619047616,0.95238095238095233,0.92619047619047612,0.89999999999999991,0.75,0.76,0.77,0.78,0.79,0.8,0.81,0.9,0.9,0.9,0.9,0.9,0.9,0.9,{"$f":"Y13*C13+($A$4-80)*AF13*$A$12/1000","v":33},{"$f":"Z13*E13+($A$4-80)*AG13*$A$12/1000","v":32.68},{"$f":"AA13*G13+($A$4-80)*AH13*$A$12/1000","v":32.340000000000003},{"$f":"AB13*I13+($A$4-80)*AI13*$A$12/1000","v":31.98},{"$f":"AC13*K13+($A$4-80)*AJ13*$A$12/1000","v":31.6},{"$f":"AD13*M13+($A$4-80)*AK13*$A$12/1000","v":31.12},{"$f":"AE13*O13+($A$4-80)*AL13*$A$12/1000","v":30.617999999999999}]
[null,65,43,35.905000000000001,42,35.49,41,35.055,40,34.6,39,34.125,37.9,33.636249999999997,36.799999999999997,33.119999999999997,null,1.0238095238095237,1,0.97619047619047616,0.95238095238095233,0.9285714285714286,0.90238095238095239,0.87619047619047608,0.83499999999999996,0.84499999999999997,0.85499999999999998,0.86499999999999999,0.875,0.88749999999999996,0.9,0.9,0.9,0.9,0.9,0.9,0.9,0.81145999999999985,35.905000000000001,{"$f":"Z14*E14+($A$4-80)*AG14*$A$12/1000","v":35.49},{"$f":"AA14*G14+($A$4-80)*AH14*$A$12/1000","v":35.055},34.6,34.125,33.636249999999997,33.119999999999997]
[null,63,42,38.64,41,38.129999999999995,40,37.599999999999994,39,37.049999999999997,38,36.479999999999997,36.9,35.977499999999999,35.799999999999997,35.442,null,1,0.97619047619047616,0.95238095238095233,0.9285714285714286,0.90476190476190477,0.87857142857142856,0.85238095238095235,0.92,0.92999999999999994,0.94,0.95,0.96,0.97499999999999998,0.99,0.73776799999999998,0.70092200000000027,0.66407600000000011,0.6272300000000004,0.59038400000000024,0.53511500000000023,0.47984600000000022,38.64,{"$f":"Z15*E15+($A$4-80)*AG15*$A$12/1000","v":38.129999999999995},{"$f":"AA15*G15+($A$4-80)*AH15*$A$12/1000","v":37.599999999999994},37.049999999999997,36.479999999999997,35.977499999999999,35.442]
[1550,71,47.5,29.45,46.25,29.137499999999999,45,28.8,44,28.380000000000003,43,27.95,41.75,27.346250000000001,40.5,26.73,null,1.1309523809523809,1.1011904761904763,1.0714285714285714,1.0476190476190477,1.0238095238095237,0.99404761904761907,0.9642857142857143,0.62,0.63,0.64,0.64500000000000002,0.65,0.65500000000000003,0.66,0.9,0.9,0.9,0.9,0.9,0.9,0.9,{"$f":"Y16*C16+($A$4-80)*AF16*$A$16/1000","v":29.45},{"$f":"Z16*E16+($A$4-80)*AG16*$A$16/1000","v":29.137499999999999},{"$f":"AA16*G16+($A$4-80)*AH16*$A$16/1000","v":28.8},{"$f":"AB16*I16+($A$4-80)*AI16*$A$16/1000","v":28.380000000000003},{"$f":"AC16*K16+($A$4-80)*AJ16*$A$16/1000","v":27.95},{"$f":"AD16*M16+($A$4-80)*AK16*$A$16/1000","v":27.346250000000001},{"$f":"AE16*O16+($A$4-80)*AL16*$A$16/1000","v":26.73}]
[null,67,45,35.550000000000004,44,34.980000000000004,43,34.4,42,34.020000000000003,41,33.619999999999997,39.75,33.191249999999997,38.5,32.725000000000001,null,1.0714285714285714,1.0476190476190477,1.0238095238095237,1,0.97619047619047616,0.9464285714285714,0.91666666666666663,0.79,0.79500000000000004,0.8,0.81,0.82,0.83499999999999996,0.85,0.9,0.9,0.9,0.9,0.9,0.9,0.9,{"$f":"Y17*C17+($A$4-80)*AF17*$A$16/1000","v":35.550000000000004},{"$f":"Z17*E17+($A$4-80)*AG17*$A$16/1000","v":34.980000000000004},{"$f":"AA17*G17+($A$4-80)*AH17*$A$16/1000","v":34.4},{"$f":"AB17*I17+($A$4-80)*AI17*$A$16/1000","v":34.020000000000003},{"$f":"AC17*K17+($A$4-80)*AJ17*$A$16/1000","v":33.619999999999997},{"$f":"AD17*M17+($A$4-80)*AK17*$A$16/1000","v":33.191249999999997},{"$f":"AE17*O17+($A$4-80)*AL17*$A$16/1000","v":32.725000000000001}]
[null,65,44,38.5,43,37.947500000000005,42,37.380000000000003,41,36.9,40,36.4,38.825000000000003,35.621937500000001,37.65,34.826250000000002,null,1.0476190476190477,1.0238095238095237,1,0.97619047619047616,0.95238095238095233,0.92440476190476195,0.89642857142857135,0.875,0.88250000000000006,0.89,0.89999999999999991,0.90999999999999992,0.91749999999999998,0.92500000000000004,0.9,0.9,0.9,0.81146000000000029,0.77461400000000058,0.74697950000000013,0.71934500000000012,38.5,{"$f":"Z18*E18+($A$4-80)*AG18*$A$16/1000","v":37.947500000000005},{"$f":"AA18*G18+($A$4-80)*AH18*$A$16/1000","v":37.380000000000003},36.9,36.4,35.621937500000001,34.826250000000002]
[null,63,43,41.28,42,40.74,41,40.18,40,39.6,39,39,37.9,37.9,36.799999999999997,36.799999999999997,null,1.0238095238095237,1,0.97619047619047616,0.95238095238095233,0.9285714285714286,0.90238095238095239,0.87619047619047608,0.96,0.97,0.98,0.99,1,1,1,0.59038400000000024,0.55353800000000009,0.51669199999999993,0.47984600000000022,0.44300000000000006,0.44300000000000006,0.44300000000000006,41.28,{"$f":"Z19*E19+($A$4-80)*AG19*$A$16/1000","v":40.74},{"$f":"AA19*G19+($A$4-80)*AH19*$A$16/1000","v":40.18},39.6,39,37.9,36.799999999999997]

{"sheet":"13ACX_48","index":8,"n_rows":19,"n_cols":45,"rows_kept":19,"cut":false,"hidden":true,"merged":[[130,0,133,0],[120,12,121,12],[120,13,121,13],[120,14,121,14],[120,15,121,15],[122,0,125,0],[126,0,129,0],[119,12,119,13],[119,14,119,15],[120,4,121,4],[120,5,121,5],[120,6,121,6],[120,7,121,7],[120,8,121,8],[120,9,121,9],[120,10,121,10],[120,11,121,11],[119,0,121,0],[119,1,121,1],[119,4,119,5],[119,6,119,7],[119,8,119,9],[119,10,119,11],[111,0,114,0],[117,0,118,1],[117,4,117,15],[118,4,118,5],[118,6,118,7],[118,8,118,9],[118,10,118,11],[118,12,118,13],[118,14,118,15],[101,12,102,12],[101,13,102,13],[101,14,102,14],[101,15,102,15],[103,0,106,0],[107,0,110,0],[100,12,100,13],[100,14,100,15],[101,4,102,4],[101,5,102,5],[101,6,102,6],[101,7,102,7],[101,8,102,8],[101,9,102,9],[101,10,102,10],[101,11,102,11],[100,0,102,0],[100,1,102,1],[100,4,100,5],[100,6,100,7],[100,8,100,9],[100,10,100,11],[92,0,95,0],[98,0,99,1],[98,4,98,15],[99,4,99,5],[99,6,99,7],[99,8,99,9],[99,10,99,11],[99,12,99,13],[99,14,99,15],[82,12,83,12],[82,13,83,13],[82,14,83,14],[82,15,83,15],[84,0,87,0],[88,0,91,0],[81,12,81,13],[81,14,81,15],[82,4,83,4],[82,5,83,5],[82,6,83,6],[82,7,83,7],[82,8,83,8],[82,9,83,9],[82,10,83,10],[82,11,83,11],[81,0,83,0],[81,1,83,1],[81,4,81,5],[81,6,81,7],[81,8,81,9],[81,10,81,11],[73,0,76,0],[79,0,80,1],[79,4,79,15],[80,4,80,5],[80,6,80,7],[80,8,80,9],[80,10,80,11],[80,12,80,13],[80,14,80,15],[63,12,64,12],[63,13,64,13],[63,14,64,14],[63,15,64,15],[65,0,68,0],[69,0,72,0],[62,12,62,13],[62,14,62,15],[63,4,64,4],[63,5,64,5],[63,6,64,6],[63,7,64,7],[63,8,64,8],[63,9,64,9],[63,10,64,10],[63,11,64,11],[62,0,64,0],[62,1,64,1],[62,4,62,5],[62,6,62,7],[62,8,62,9],[62,10,62,11],[54,0,57,0],[60,0,61,1],[60,4,60,15],[61,4,61,5],[61,6,61,7],[61,8,61,9],[61,10,61,11],[61,12,61,13],[61,14,61,15],[44,12,45,12],[44,13,45,13],[44,14,45,14],[44,15,45,15],[46,0,49,0],[50,0,53,0],[43,12,43,13],[43,14,43,15],[44,4,45,4],[44,5,45,5],[44,6,45,6],[44,7,45,7],[44,8,45,8],[44,9,45,9],[44,10,45,10],[44,11,45,11],[43,0,45,0],[43,1,45,1],[43,4,43,5],[43,6,43,7],[43,8,43,9],[43,10,43,11],[35,0,38,0],[41,0,42,1],[41,4,41,15],[42,4,42,5],[42,6,42,7],[42,8,42,9],[42,10,42,11],[42,12,42,13],[42,14,42,15],[25,12,26,12],[25,13,26,13],[25,14,26,14],[25,15,26,15],[27,0,30,0],[31,0,34,0],[24,12,24,13],[24,14,24,15],[25,4,26,4],[25,5,26,5],[25,6,26,6],[25,7,26,7],[25,8,26,8],[25,9,26,9],[25,10,26,10],[25,11,26,11],[24,0,26,0],[24,1,26,1],[24,4,24,5],[24,6,24,7],[24,8,24,9],[24,10,24,11],[7,0,10,0],[11,0,14,0],[15,0,18,0],[22,4,22,15],[23,4,23,5],[23,6,23,7],[23,8,23,9],[23,10,23,11],[23,12,23,13],[23,14,23,15],[5,10,6,10],[5,11,6,11],[5,12,6,12],[5,13,6,13],[5,14,6,14],[5,15,6,15],[4,10,4,11],[4,12,4,13],[4,14,4,15],[5,2,6,2],[5,3,6,3],[5,4,6,4],[5,5,6,5],[5,6,6,6],[5,7,6,7],[5,8,6,8],[4,0,6,0],[4,1,6,1],[4,2,4,3],[4,4,4,5],[4,6,4,7],[4,8,4,9],[5,9,6,9],[2,0,2,1],[2,2,2,15],[3,2,3,3],[3,4,3,5],[3,6,3,7],[3,8,3,9],[3,10,3,11],[3,12,3,13],[3,14,3,15]]}
[]
["13ACX_48",48]
["Evaporator Air \n",null,"Condenser  Entering Air Temperature ˚F"]
[80,"°F DB",85,null,90,null,95,null,100,null,105,null,110,null,115]
["CFM","EWB†\n˚F","Capacity Mbtuh",null,"Capacity Mbtuh",null,"Capacity Mbtuh",null,"Capacity Mbtuh",null,"Capacity Mbtuh",null,"Capacity Mbtuh",null,"Capacity Mbtuh"]
[null,null,"Total","Sens.","Total","Sens.","Total","Sens.","Total","Sens.","Total","Sens.","Total","Sens.","Total","Sens."]
[null,null,null,null,null,null,null,null,null,null,null,null,null,null,null,null,null,"Total Factors",null,null,null,null,null,null,"Sens. %",null,null,null,null,null,null,"IDB Adj",null,null,null,null,null,null,"Sens Calc"]
[1400,71,{"$f":"R8*$B$2","v":51.428571428571431},{"$f":"IF(AM8>C8,C8,AM8)","v":30.342857142857142},{"$f":"S8*$B$2","v":50.204081632653057},{"$f":"IF(AN8>E8,E8,AN8)","v":29.871428571428567},{"$f":"T8*$B$2","v":48.979591836734699},{"$f":"IF(AO8>G8,G8,AO8)","v":29.387755102040817},{"$f":"U8*$B$2","v":47.755102040816325},{"$f":"IF(AP8>I8,I8,AP8)","v":28.891836734693875},{"$f":"V8*$B$2","v":46.530612244897959},{"$f":"IF(AQ8>K8,K8,AQ8)","v":28.383673469387755},{"$f":"W8*$B$2","v":45.061224489795919},{"$f":"IF(AR8>M8,M8,AR8)","v":27.71265306122449},{"$f":"X8*$B$2","v":43.591836734693878},{"$f":"IF(AS8>O8,O8,AS8)","v":27.026938775510203},null,1.0714285714285714,1.0459183673469388,1.0204081632653061,0.99489795918367352,0.96938775510204078,0.93877551020408168,0.90816326530612246,0.59,0.59499999999999997,0.6,0.60499999999999998,0.61,0.61499999999999999,0.62,{"$f":"IF(Y8<0.9,0.9,Y8*-3.6846+4.1276)","v":0.9},{"$f":"IF(Z8<0.9,0.9,Z8*-3.6846+4.1276)","v":0.9},0.9,0.9,0.9,0.9,0.9,{"$f":"Y8*C8+($A$4-80)*AF8*$A$8/1000","v":30.342857142857142},{"$f":"Z8*E8+($A$4-80)*AG8*$A$8/1000","v":29.871428571428567},{"$f":"AA8*G8+($A$4-80)*AH8*$A$8/1000","v":29.387755102040817},{"$f":"AB8*I8+($A$4-80)*AI8*$A$8/1000","v":28.891836734693875},{"$f":"AC8*K8+($A$4-80)*AJ8*$A$8/1000","v":28.383673469387755},{"$f":"AD8*M8+($A$4-80)*AK8*$A$8/1000","v":27.71265306122449},{"$f":"AE8*O8+($A$4-80)*AL8*$A$8/1000","v":27.026938775510203}]
[null,67,48.979591836734699,35.265306122448983,47.755102040816325,{"$f":"IF(AN9>E9,E9,AN9)","v":34.861224489795916},46.530612244897959,{"$f":"IF(AO9>G9,G9,AO9)","v":34.432653061224492},45.551020408163268,{"$f":"IF(AP9>I9,I9,AP9)","v":33.935510204081638},44.571428571428569,{"$f":"IF(AQ9>K9,K9,AQ9)","v":33.428571428571431},43.346938775510203,{"$f":"IF(AR9>M9,M9,AR9)","v":32.943673469387754},42.122448979591837,{"$f":"IF(AS9>O9,O9,AS9)","v":32.434285714285714},null,1.0204081632653061,0.99489795918367352,0.96938775510204078,0.94897959183673475,0.9285714285714286,0.90306122448979587,0.87755102040816324,0.72,0.73,0.74,0.745,0.75,0.76,0.77,{"$f":"IF(Y9<0.9,0.9,Y9*-3.6846+4.1276)","v":0.9},0.9,0.9,0.9,0.9,0.9,0.9,{"$f":"Y9*C9+($A$4-80)*AF9*$A$8/1000","v":35.265306122448983},{"$f":"Z9*E9+($A$4-80)*AG9*$A$8/1000","v":34.861224489795916},{"$f":"AA9*G9+($A$4-80)*AH9*$A$8/1000","v":34.432653061224492},{"$f":"AB9*I9+($A$4-80)*AI9*$A$8/1000","v":33.935510204081638},{"$f":"AC9*K9+($A$4-80)*AJ9*$A$8/1000","v":33.428571428571431},{"$f":"AD9*M9+($A$4-80)*AK9*$A$8/1000","v":32.943673469387754},{"$f":"AE9*O9+($A$4-80)*AL9*$A$8/1000","v":32.434285714285714}]
[null,65,47.755102040816325,37.965306122448972,46.653061224489797,37.555714285714281,45.551020408163268,37.124081632653059,44.448979591836732,36.559285714285714,43.346938775510203,35.97795918367347,42.122448979591837,35.488163265306127,40.897959183673471,34.967755102040819,null,0.99489795918367352,0.97193877551020413,0.94897959183673475,0.92602040816326525,0.90306122448979587,0.87755102040816324,0.85204081632653061,0.79499999999999993,0.80499999999999994,0.81499999999999995,0.82250000000000001,0.83000000000000007,0.84250000000000003,0.85499999999999998,0.9,0.9,0.9,0.9,0.9,0.9,0.9,37.965306122448972,{"$f":"Z10*E10+($A$4-80)*AG10*$A$8/1000","v":37.555714285714281},{"$f":"AA10*G10+($A$4-80)*AH10*$A$8/1000","v":37.124081632653059},36.559285714285714,35.97795918367347,35.488163265306127,34.967755102040819]
[null,63,46.530612244897959,40.481632653061226,45.551020408163268,40.084897959183678,44.571428571428569,39.668571428571425,43.346938775510203,39.012244897959185,42.122448979591837,38.331428571428575,40.897959183673471,37.830612244897964,39.673469387755105,37.293061224489797,null,0.96938775510204078,0.94897959183673475,0.9285714285714286,0.90306122448979587,0.87755102040816324,0.85204081632653061,0.82653061224489799,0.87,0.88,0.89,0.9,0.91,0.92500000000000004,0.94,0.9,0.9,0.9,0.81145999999999985,0.77461400000000014,0.71934500000000012,0.66407600000000011,40.481632653061226,{"$f":"Z11*E11+($A$4-80)*AG11*$A$8/1000","v":40.084897959183678},{"$f":"AA11*G11+($A$4-80)*AH11*$A$8/1000","v":39.668571428571425},{"$f":"AB11*I11+($A$4-80)*AI11*$A$8/1000","v":39.012244897959185},38.331428571428575,37.830612244897964,37.293061224489797]
[1600,71,52.408163265306122,31.968979591836735,51.183673469387756,31.22204081632653,49.95918367346939,30.475102040816328,48.734693877551024,29.971836734693881,47.510204081632651,29.456326530612245,46.04081632653061,28.77551020408163,44.571428571428569,28.08,null,1.0918367346938775,1.0663265306122449,1.0408163265306123,1.0153061224489797,0.98979591836734693,0.95918367346938771,0.9285714285714286,0.61,0.61,0.61,0.61499999999999999,0.62,0.625,0.63,0.9,0.9,0.9,0.9,0.9,0.9,0.9,{"$f":"Y12*C12+($A$4-80)*AF12*$A$12/1000","v":31.968979591836735},{"$f":"Z12*E12+($A$4-80)*AG12*$A$12/1000","v":31.22204081632653},{"$f":"AA12*G12+($A$4-80)*AH12*$A$12/1000","v":30.475102040816328},{"$f":"AB12*I12+($A$4-80)*AI12*$A$12/1000","v":29.971836734693881},{"$f":"AC12*K12+($A$4-80)*AJ12*$A$12/1000","v":29.456326530612245},{"$f":"AD12*M12+($A$4-80)*AK12*$A$12/1000","v":28.77551020408163},{"$f":"AE12*O12+($A$4-80)*AL12*$A$12/1000","v":28.08}]
[null,67,50.448979591836732,37.836734693877546,49.224489795918366,37.164489795918364,48,36.480000000000004,46.775510204081634,36.017142857142858,45.551020408163268,35.529795918367348,44.326530612244895,35.017959183673469,43.102040816326529,34.481632653061226,null,1.0510204081632653,1.0255102040816326,1,0.97448979591836737,0.94897959183673475,0.92346938775510201,0.89795918367346939,0.75,0.755,0.76,0.77,0.78,0.79,0.8,0.9,0.9,0.9,0.9,0.9,0.9,0.9,{"$f":"Y13*C13+($A$4-80)*AF13*$A$12/1000","v":37.836734693877546},{"$f":"Z13*E13+($A$4-80)*AG13*$A$12/1000","v":37.164489795918364},{"$f":"AA13*G13+($A$4-80)*AH13*$A$12/1000","v":36.480000000000004},{"$f":"AB13*I13+($A$4-80)*AI13*$A$12/1000","v":36.017142857142858},{"$f":"AC13*K13+($A$4-80)*AJ13*$A$12/1000","v":35.529795918367348},{"$f":"AD13*M13+($A$4-80)*AK13*$A$12/1000","v":35.017959183673469},{"$f":"AE13*O13+($A$4-80)*AL13*$A$12/1000","v":34.481632653061226}]
[null,65,49.224489795918366,40.85632653061225,48,40.200000000000003,46.775510204081634,39.525306122448981,45.673469387755105,39.050816326530615,44.571428571428569,38.554285714285712,43.224489795918366,37.929489795918364,41.877551020408163,37.271020408163267,null,1.0255102040816326,1,0.97448979591836737,0.95153061224489799,0.9285714285714286,0.90051020408163263,0.87244897959183676,0.83000000000000007,0.83750000000000002,0.84499999999999997,0.85499999999999998,0.86499999999999999,0.87749999999999995,0.89,0.9,0.9,0.9,0.9,0.9,0.9,0.9,40.85632653061225,{"$f":"Z14*E14+($A$4-80)*AG14*$A$12/1000","v":40.200000000000003},{"$f":"AA14*G14+($A$4-80)*AH14*$A$12/1000","v":39.525306122448981},39.050816326530615,38.554285714285712,37.929489795918364,37.271020408163267]
[null,63,48,43.68,46.775510204081634,43.033469387755105,45.551020408163268,42.362448979591839,44.571428571428569,41.897142857142853,43.591836734693878,41.412244897959184,42.122448979591837,40.648163265306124,40.653061224489797,39.840000000000003,null,1,0.97448979591836737,0.94897959183673475,0.9285714285714286,0.90816326530612246,0.87755102040816324,0.84693877551020413,0.91,0.92,0.93,0.94,0.95,0.96499999999999997,0.98,0.77461400000000014,0.73776799999999998,0.70092199999999982,0.66407600000000011,0.6272300000000004,0.57196100000000039,0.51669199999999993,43.68,{"$f":"Z15*E15+($A$4-80)*AG15*$A$12/1000","v":43.033469387755105},{"$f":"AA15*G15+($A$4-80)*AH15*$A$12/1000","v":42.362448979591839},41.897142857142853,41.412244897959184,40.648163265306124,39.840000000000003]
[1800,71,53.387755102040813,33.100408163265307,52.163265306122454,32.602040816326536,50.938775510204081,32.091428571428573,49.714285714285722,31.568571428571435,48.489795918367342,31.033469387755101,47.020408163265301,30.563265306122446,45.551020408163268,30.063673469387759,null,1.1122448979591837,1.0867346938775511,1.0612244897959184,1.0357142857142858,1.010204081632653,0.97959183673469385,0.94897959183673475,0.62,0.625,0.63,0.63500000000000001,0.64,0.65,0.66,0.9,0.9,0.9,0.9,0.9,0.9,0.9,{"$f":"Y16*C16+($A$4-80)*AF16*$A$16/1000","v":33.100408163265307},{"$f":"Z16*E16+($A$4-80)*AG16*$A$16/1000","v":32.602040816326536},{"$f":"AA16*G16+($A$4-80)*AH16*$A$16/1000","v":32.091428571428573},{"$f":"AB16*I16+($A$4-80)*AI16*$A$16/1000","v":31.568571428571435},{"$f":"AC16*K16+($A$4-80)*AJ16*$A$16/1000","v":31.033469387755101},{"$f":"AD16*M16+($A$4-80)*AK16*$A$16/1000","v":30.563265306122446},{"$f":"AE16*O16+($A$4-80)*AL16*$A$16/1000","v":30.063673469387759}]
[null,67,51.428571428571431,39.6,50.204081632653057,39.159183673469386,48.979591836734699,38.693877551020414,47.755102040816325,38.204081632653065,46.530612244897959,37.689795918367352,45.061224489795919,36.950204081632656,43.591836734693878,36.181224489795916,null,1.0714285714285714,1.0459183673469388,1.0204081632653061,0.99489795918367352,0.96938775510204078,0.93877551020408168,0.90816326530612246,0.77,0.78,0.79,0.8,0.81,0.82000000000000006,0.83,0.9,0.9,0.9,0.9,0.9,0.9,0.9,{"$f":"Y17*C17+($A$4-80)*AF17*$A$16/1000","v":39.6},{"$f":"Z17*E17+($A$4-80)*AG17*$A$16/1000","v":39.159183673469386},{"$f":"AA17*G17+($A$4-80)*AH17*$A$16/1000","v":38.693877551020414},{"$f":"AB17*I17+($A$4-80)*AI17*$A$16/1000","v":38.204081632653065},{"$f":"AC17*K17+($A$4-80)*AJ17*$A$16/1000","v":37.689795918367352},{"$f":"AD17*M17+($A$4-80)*AK17*$A$16/1000","v":36.950204081632656},{"$f":"AE17*O17+($A$4-80)*AL17*$A$16/1000","v":36.181224489795916}]
[null,65,50.204081632653057,42.924489795918362,48.979591836734699,42.367346938775512,47.755102040816325,41.785714285714285,46.530612244897959,41.295918367346935,45.306122448979593,40.775510204081634,43.95918367346939,39.892959183673469,42.612244897959187,38.990204081632655,null,1.0459183673469388,1.0204081632653061,0.99489795918367352,0.96938775510204078,0.94387755102040816,0.91581632653061229,0.88775510204081631,0.85499999999999998,0.86499999999999999,0.875,0.88749999999999996,0.9,0.90749999999999997,0.91500000000000004,0.9,0.9,0.9,0.9,0.81145999999999985,0.78382550000000029,0.75619099999999984,42.924489795918362,{"$f":"Z18*E18+($A$4-80)*AG18*$A$16/1000","v":42.367346938775512},{"$f":"AA18*G18+($A$4-80)*AH18*$A$16/1000","v":41.785714285714285},41.295918367346935,40.775510204081634,39.892959183673469,38.990204081632655]
[null,63,48.979591836734699,46.040816326530617,47.755102040816325,45.367346938775505,46.530612244897959,44.669387755102036,45.306122448979593,44.173469387755105,44.081632653061227,43.640816326530611,42.857142857142861,42.642857142857146,41.632653061224488,41.632653061224488,null,1.0204081632653061,0.99489795918367352,0.96938775510204078,0.94387755102040816,0.91836734693877553,0.8928571428571429,0.86734693877551017,0.94,0.95,0.96,0.97499999999999998,0.99,0.995,1,0.66407600000000011,0.6272300000000004,0.59038400000000024,0.53511500000000023,0.47984600000000022,0.46142299999999992,0.44300000000000006,46.040816326530617,{"$f":"Z19*E19+($A$4-80)*AG19*$A$16/1000","v":45.367346938775505},{"$f":"AA19*G19+($A$4-80)*AH19*$A$16/1000","v":44.669387755102036},44.173469387755105,43.640816326530611,42.642857142857146,41.632653061224488]

{"sheet":"13ACX_60","index":9,"n_rows":19,"n_cols":45,"rows_kept":19,"cut":false,"hidden":true,"merged":[[130,0,133,0],[120,12,121,12],[120,13,121,13],[120,14,121,14],[120,15,121,15],[122,0,125,0],[126,0,129,0],[119,12,119,13],[119,14,119,15],[120,4,121,4],[120,5,121,5],[120,6,121,6],[120,7,121,7],[120,8,121,8],[120,9,121,9],[120,10,121,10],[120,11,121,11],[119,0,121,0],[119,1,121,1],[119,4,119,5],[119,6,119,7],[119,8,119,9],[119,10,119,11],[111,0,114,0],[117,0,118,1],[117,4,117,15],[118,4,118,5],[118,6,118,7],[118,8,118,9],[118,10,118,11],[118,12,118,13],[118,14,118,15],[101,12,102,12],[101,13,102,13],[101,14,102,14],[101,15,102,15],[103,0,106,0],[107,0,110,0],[100,12,100,13],[100,14,100,15],[101,4,102,4],[101,5,102,5],[101,6,102,6],[101,7,102,7],[101,8,102,8],[101,9,102,9],[101,10,102,10],[101,11,102,11],[100,0,102,0],[100,1,102,1],[100,4,100,5],[100,6,100,7],[100,8,100,9],[100,10,100,11],[92,0,95,0],[98,0,99,1],[98,4,98,15],[99,4,99,5],[99,6,99,7],[99,8,99,9],[99,10,99,11],[99,12,99,13],[99,14,99,15],[82,12,83,12],[82,13,83,13],[82,14,83,14],[82,15,83,15],[84,0,87,0],[88,0,91,0],[81,12,81,13],[81,14,81,15],[82,4,83,4],[82,5,83,5],[82,6,83,6],[82,7,83,7],[82,8,83,8],[82,9,83,9],[82,10,83,10],[82,11,83,11],[81,0,83,0],[81,1,83,1],[81,4,81,5],[81,6,81,7],[81,8,81,9],[81,10,81,11],[73,0,76,0],[79,0,80,1],[79,4,79,15],[80,4,80,5],[80,6,80,7],[80,8,80,9],[80,10,80,11],[80,12,80,13],[80,14,80,15],[63,12,64,12],[63,13,64,13],[63,14,64,14],[63,15,64,15],[65,0,68,0],[69,0,72,0],[62,12,62,13],[62,14,62,15],[63,4,64,4],[63,5,64,5],[63,6,64,6],[63,7,64,7],[63,8,64,8],[63,9,64,9],[63,10,64,10],[63,11,64,11],[62,0,64,0],[62,1,64,1],[62,4,62,5],[62,6,62,7],[62,8,62,9],[62,10,62,11],[54,0,57,0],[60,0,61,1],[60,4,60,15],[61,4,61,5],[61,6,61,7],[61,8,61,9],[61,10,61,11],[61,12,61,13],[61,14,61,15],[44,12,45,12],[44,13,45,13],[44,14,45,14],[44,15,45,15],[46,0,49,0],[50,0,53,0],[43,12,43,13],[43,14,43,15],[44,4,45,4],[44,5,45,5],[44,6,45,6],[44,7,45,7],[44,8,45,8],[44,9,45,9],[44,10,45,10],[44,11,45,11],[43,0,45,0],[43,1,45,1],[43,4,43,5],[43,6,43,7],[43,8,43,9],[43,10,43,11],[35,0,38,0],[41,0,42,1],[41,4,41,15],[42,4,42,5],[42,6,42,7],[42,8,42,9],[42,10,42,11],[42,12,42,13],[42,14,42,15],[25,12,26,12],[25,13,26,13],[25,14,26,14],[25,15,26,15],[27,0,30,0],[31,0,34,0],[24,12,24,13],[24,14,24,15],[25,4,26,4],[25,5,26,5],[25,6,26,6],[25,7,26,7],[25,8,26,8],[25,9,26,9],[25,10,26,10],[25,11,26,11],[24,0,26,0],[24,1,26,1],[24,4,24,5],[24,6,24,7],[24,8,24,9],[24,10,24,11],[7,0,10,0],[11,0,14,0],[15,0,18,0],[22,4,22,15],[23,4,23,5],[23,6,23,7],[23,8,23,9],[23,10,23,11],[23,12,23,13],[23,14,23,15],[5,10,6,10],[5,11,6,11],[5,12,6,12],[5,13,6,13],[5,14,6,14],[5,15,6,15],[4,10,4,11],[4,12,4,13],[4,14,4,15],[5,2,6,2],[5,3,6,3],[5,4,6,4],[5,5,6,5],[5,6,6,6],[5,7,6,7],[5,8,6,8],[4,0,6,0],[4,1,6,1],[4,2,4,3],[4,4,4,5],[4,6,4,7],[4,8,4,9],[5,9,6,9],[2,0,2,1],[2,2,2,15],[3,2,3,3],[3,4,3,5],[3,6,3,7],[3,8,3,9],[3,10,3,11],[3,12,3,13],[3,14,3,15]]}
[]
["13ACX_60",60]
["Evaporator Air \n",null,"Condenser  Entering Air Temperature ˚F"]
[80,"°F DB",85,null,90,null,95,null,100,null,105,null,110,null,115]
["CFM","EWB†\n˚F","Capacity Mbtuh",null,"Capacity Mbtuh",null,"Capacity Mbtuh",null,"Capacity Mbtuh",null,"Capacity Mbtuh",null,"Capacity Mbtuh",null,"Capacity Mbtuh"]
[null,null,"Total","Sens.","Total","Sens.","Total","Sens.","Total","Sens.","Total","Sens.","Total","Sens.","Total","Sens."]
[null,null,null,null,null,null,null,null,null,null,null,null,null,null,null,null,null,"Total Factors",null,null,null,null,null,null,"Sens. %",null,null,null,null,null,null,"IDB Adj",null,null,null,null,null,null,"Sens Calc"]
[1550,71,{"$f":"R8*$B$2","v":64.918032786885249},{"$f":"IF(AM8>C8,C8,AM8)","v":37.652459016393443},{"$f":"S8*$B$2","v":63.196721311475407},{"$f":"IF(AN8>E8,E8,AN8)","v":36.970081967213112},{"$f":"T8*$B$2","v":61.475409836065566},{"$f":"IF(AO8>G8,G8,AO8)","v":36.270491803278681},{"$f":"U8*$B$2","v":59.754098360655739},{"$f":"IF(AP8>I8,I8,AP8)","v":35.553688524590164},{"$f":"V8*$B$2","v":58.032786885245898},{"$f":"IF(AQ8>K8,K8,AQ8)","v":34.819672131147534},{"$f":"W8*$B$2","v":56.065573770491802},{"$f":"IF(AR8>M8,M8,AR8)","v":34.199999999999996},{"$f":"X8*$B$2","v":54.098360655737707},{"$f":"IF(AS8>O8,O8,AS8)","v":33.540983606557376},null,1.0819672131147542,1.0532786885245902,1.0245901639344261,0.99590163934426235,0.96721311475409832,0.93442622950819676,0.90163934426229508,0.57999999999999996,0.58499999999999996,0.59,0.59499999999999997,0.6,0.61,0.62,{"$f":"IF(Y8<0.9,0.9,Y8*-3.6846+4.1276)","v":0.9},{"$f":"IF(Z8<0.9,0.9,Z8*-3.6846+4.1276)","v":0.9},0.9,0.9,0.9,0.9,0.9,{"$f":"Y8*C8+($A$4-80)*AF8*$A$8/1000","v":37.652459016393443},{"$f":"Z8*E8+($A$4-80)*AG8*$A$8/1000","v":36.970081967213112},{"$f":"AA8*G8+($A$4-80)*AH8*$A$8/1000","v":36.270491803278681},{"$f":"AB8*I8+($A$4-80)*AI8*$A$8/1000","v":35.553688524590164},{"$f":"AC8*K8+($A$4-80)*AJ8*$A$8/1000","v":34.819672131147534},{"$f":"AD8*M8+($A$4-80)*AK8*$A$8/1000","v":34.199999999999996},{"$f":"AE8*O8+($A$4-80)*AL8*$A$8/1000","v":33.540983606557376}]
[null,67,61.475409836065566,43.647540983606547,60,{"$f":"IF(AN9>E9,E9,AN9)","v":43.199999999999996},58.524590163934427,{"$f":"IF(AO9>G9,G9,AO9)","v":42.722950819672128},56.803278688524593,{"$f":"IF(AP9>I9,I9,AP9)","v":42.034426229508199},55.081967213114758,{"$f":"IF(AQ9>K9,K9,AQ9)","v":41.311475409836071},53.360655737704917,{"$f":"IF(AR9>M9,M9,AR9)","v":40.554098360655736},51.639344262295083,{"$f":"IF(AS9>O9,O9,AS9)","v":39.762295081967217},null,1.0245901639344261,1,0.97540983606557374,0.94672131147540983,0.91803278688524592,0.88934426229508201,0.86065573770491799,0.71,0.72,0.73,0.74,0.75,0.76,0.77,{"$f":"IF(Y9<0.9,0.9,Y9*-3.6846+4.1276)","v":0.9},0.9,0.9,0.9,0.9,0.9,0.9,{"$f":"Y9*C9+($A$4-80)*AF9*$A$8/1000","v":43.647540983606547},{"$f":"Z9*E9+($A$4-80)*AG9*$A$8/1000","v":43.199999999999996},{"$f":"AA9*G9+($A$4-80)*AH9*$A$8/1000","v":42.722950819672128},{"$f":"AB9*I9+($A$4-80)*AI9*$A$8/1000","v":42.034426229508199},{"$f":"AC9*K9+($A$4-80)*AJ9*$A$8/1000","v":41.311475409836071},{"$f":"AD9*M9+($A$4-80)*AK9*$A$8/1000","v":40.554098360655736},{"$f":"AE9*O9+($A$4-80)*AL9*$A$8/1000","v":39.762295081967217}]
[null,65,60,47.099999999999994,58.524590163934427,46.527049180327865,57.049180327868847,45.924590163934418,55.450819672131153,45.331045081967218,53.852459016393446,44.697540983606565,52.131147540983605,43.920491803278686,50.409836065573771,43.100409836065573,null,1,0.97540983606557374,0.95081967213114749,0.92418032786885251,0.89754098360655743,0.86885245901639341,0.8401639344262295,0.78499999999999992,0.79499999999999993,0.80499999999999994,0.8175,0.83000000000000007,0.84250000000000003,0.85499999999999998,0.9,0.9,0.9,0.9,0.9,0.9,0.9,47.099999999999994,{"$f":"Z10*E10+($A$4-80)*AG10*$A$8/1000","v":46.527049180327865},{"$f":"AA10*G10+($A$4-80)*AH10*$A$8/1000","v":45.924590163934418},45.331045081967218,44.697540983606565,43.920491803278686,43.100409836065573]
[null,63,58.524590163934427,50.331147540983608,57.049180327868847,49.632786885245899,55.57377049180328,48.904918032786888,54.098360655737707,48.418032786885249,52.622950819672127,47.886885245901638,50.901639344262293,47.084016393442624,49.180327868852459,46.229508196721305,null,0.97540983606557374,0.95081967213114749,0.92622950819672134,0.90163934426229508,0.87704918032786883,0.84836065573770492,0.81967213114754101,0.86,0.87,0.88,0.89500000000000002,0.91,0.92500000000000004,0.94,0.9,0.9,0.9,0.9,0.77461400000000014,0.71934500000000012,0.66407600000000011,50.331147540983608,{"$f":"Z11*E11+($A$4-80)*AG11*$A$8/1000","v":49.632786885245899},{"$f":"AA11*G11+($A$4-80)*AH11*$A$8/1000","v":48.904918032786888},{"$f":"AB11*I11+($A$4-80)*AI11*$A$8/1000","v":48.418032786885249},47.886885245901638,47.084016393442624,46.229508196721305]
[1750,71,65.901639344262307,39.540983606557383,64.426229508196712,38.977868852459011,62.950819672131153,38.400000000000006,61.229508196721312,37.656147540983604,59.508196721311478,36.895081967213116,57.540983606557376,36.250819672131144,55.57377049180328,35.567213114754104,null,1.098360655737705,1.0737704918032787,1.0491803278688525,1.0204918032786885,0.99180327868852458,0.95901639344262291,0.92622950819672134,0.6,0.60499999999999998,0.61,0.61499999999999999,0.62,0.63,0.64,0.9,0.9,0.9,0.9,0.9,0.9,0.9,{"$f":"Y12*C12+($A$4-80)*AF12*$A$12/1000","v":39.540983606557383},{"$f":"Z12*E12+($A$4-80)*AG12*$A$12/1000","v":38.977868852459011},{"$f":"AA12*G12+($A$4-80)*AH12*$A$12/1000","v":38.400000000000006},{"$f":"AB12*I12+($A$4-80)*AI12*$A$12/1000","v":37.656147540983604},{"$f":"AC12*K12+($A$4-80)*AJ12*$A$12/1000","v":36.895081967213116},{"$f":"AD12*M12+($A$4-80)*AK12*$A$12/1000","v":36.250819672131144},{"$f":"AE12*O12+($A$4-80)*AL12*$A$12/1000","v":35.567213114754104}]
[null,67,62.950819672131153,46.583606557377053,61.475409836065566,45.799180327868847,60,45,58.278688524590166,44.291803278688526,56.557377049180332,43.549180327868854,54.83606557377049,43.046311475409837,53.114754098360656,42.491803278688529,null,1.0491803278688525,1.0245901639344261,1,0.97131147540983609,0.94262295081967218,0.91393442622950816,0.88524590163934425,0.74,0.745,0.75,0.76,0.77,0.78500000000000003,0.8,0.9,0.9,0.9,0.9,0.9,0.9,0.9,{"$f":"Y13*C13+($A$4-80)*AF13*$A$12/1000","v":46.583606557377053},{"$f":"Z13*E13+($A$4-80)*AG13*$A$12/1000","v":45.799180327868847},{"$f":"AA13*G13+($A$4-80)*AH13*$A$12/1000","v":45},{"$f":"AB13*I13+($A$4-80)*AI13*$A$12/1000","v":44.291803278688526},{"$f":"AC13*K13+($A$4-80)*AJ13*$A$12/1000","v":43.549180327868854},{"$f":"AD13*M13+($A$4-80)*AK13*$A$12/1000","v":43.046311475409837},{"$f":"AE13*O13+($A$4-80)*AL13*$A$12/1000","v":42.491803278688529}]
[null,65,61.475409836065566,50.102459016393432,60,49.35,58.524590163934427,48.575409836065582,56.92622950819672,47.960348360655736,55.327868852459012,47.305327868852451,53.483606557377051,46.664446721311478,51.639344262295083,45.959016393442624,null,1.0245901639344261,1,0.97540983606557374,0.94877049180327866,0.92213114754098358,0.89139344262295084,0.86065573770491799,0.81499999999999995,0.82250000000000001,0.83000000000000007,0.84250000000000003,0.85499999999999998,0.87250000000000005,0.89,0.9,0.9,0.9,0.9,0.9,0.9,0.9,50.102459016393432,{"$f":"Z14*E14+($A$4-80)*AG14*$A$12/1000","v":49.35},{"$f":"AA14*G14+($A$4-80)*AH14*$A$12/1000","v":48.575409836065582},47.960348360655736,47.305327868852451,46.664446721311478,45.959016393442624]
[null,63,60,53.4,58.524590163934427,52.672131147540988,57.049180327868847,51.914754098360653,55.57377049180328,51.405737704918039,54.098360655737707,50.852459016393439,52.131147540983605,50.045901639344258,50.16393442622951,49.160655737704921,null,1,0.97540983606557374,0.95081967213114749,0.92622950819672134,0.90163934426229508,0.86885245901639341,0.83606557377049184,0.89,0.9,0.91,0.92500000000000004,0.94,0.96,0.98,0.9,0.81145999999999985,0.77461400000000014,0.71934500000000012,0.66407600000000011,0.59038400000000024,0.51669199999999993,53.4,{"$f":"Z15*E15+($A$4-80)*AG15*$A$12/1000","v":52.672131147540988},{"$f":"AA15*G15+($A$4-80)*AH15*$A$12/1000","v":51.914754098360653},51.405737704918039,50.852459016393439,50.045901639344258,49.160655737704921]
[1950,71,67.868852459016395,41.4,65.901639344262307,40.529508196721316,63.934426229508205,39.63934426229509,62.213114754098356,39.194262295081963,60.491803278688522,38.714754098360658,58.524590163934427,38.040983606557376,56.557377049180332,37.327868852459019,null,1.1311475409836065,1.098360655737705,1.0655737704918034,1.0368852459016393,1.0081967213114753,0.97540983606557374,0.94262295081967218,0.61,0.61499999999999999,0.62,0.63,0.64,0.65,0.66,0.9,0.9,0.9,0.9,0.9,0.9,0.9,{"$f":"Y16*C16+($A$4-80)*AF16*$A$16/1000","v":41.4},{"$f":"Z16*E16+($A$4-80)*AG16*$A$16/1000","v":40.529508196721316},{"$f":"AA16*G16+($A$4-80)*AH16*$A$16/1000","v":39.63934426229509},{"$f":"AB16*I16+($A$4-80)*AI16*$A$16/1000","v":39.194262295081963},{"$f":"AC16*K16+($A$4-80)*AJ16*$A$16/1000","v":38.714754098360658},{"$f":"AD16*M16+($A$4-80)*AK16*$A$16/1000","v":38.040983606557376},{"$f":"AE16*O16+($A$4-80)*AL16*$A$16/1000","v":37.327868852459019}]
[null,67,64.918032786885249,49.337704918032792,63.196721311475407,48.661475409836065,61.475409836065566,47.950819672131146,59.754098360655739,47.205737704918036,58.032786885245898,46.42622950819672,56.065573770491802,45.693442622950819,54.098360655737707,44.901639344262293,null,1.0819672131147542,1.0532786885245902,1.0245901639344261,0.99590163934426235,0.96721311475409832,0.93442622950819676,0.90163934426229508,0.76,0.77,0.78,0.79,0.8,0.81499999999999995,0.83,0.9,0.9,0.9,0.9,0.9,0.9,0.9,{"$f":"Y17*C17+($A$4-80)*AF17*$A$16/1000","v":49.337704918032792},{"$f":"Z17*E17+($A$4-80)*AG17*$A$16/1000","v":48.661475409836065},{"$f":"AA17*G17+($A$4-80)*AH17*$A$16/1000","v":47.950819672131146},{"$f":"AB17*I17+($A$4-80)*AI17*$A$16/1000","v":47.205737704918036},{"$f":"AC17*K17+($A$4-80)*AJ17*$A$16/1000","v":46.42622950819672},{"$f":"AD17*M17+($A$4-80)*AK17*$A$16/1000","v":45.693442622950819},{"$f":"AE17*O17+($A$4-80)*AL17*$A$16/1000","v":44.901639344262293}]
[null,65,63.196721311475407,53.085245901639347,61.475409836065566,52.407786885245898,59.754098360655739,51.687295081967214,58.155737704918039,51.031659836065579,56.557377049180332,50.336065573770497,54.713114754098356,49.378586065573771,52.868852459016395,48.375,null,1.0532786885245902,1.0245901639344261,0.99590163934426235,0.96926229508196726,0.94262295081967218,0.91188524590163933,0.88114754098360659,0.84000000000000008,0.85250000000000004,0.86499999999999999,0.87749999999999995,0.89,0.90250000000000008,0.91500000000000004,0.9,0.9,0.9,0.9,0.9,0.8022484999999997,0.75619099999999984,53.085245901639347,{"$f":"Z18*E18+($A$4-80)*AG18*$A$16/1000","v":52.407786885245898},{"$f":"AA18*G18+($A$4-80)*AH18*$A$16/1000","v":51.687295081967214},51.031659836065579,50.336065573770497,49.378586065573771,48.375]
[null,63,61.475409836065566,56.557377049180324,59.754098360655739,55.870081967213117,58.032786885245898,55.131147540983598,56.557377049180332,54.577868852459019,55.081967213114758,53.980327868852463,53.360655737704917,52.827049180327869,51.639344262295083,51.639344262295083,null,1.0245901639344261,0.99590163934426235,0.96721311475409832,0.94262295081967218,0.91803278688524592,0.88934426229508201,0.86065573770491799,0.92,0.93500000000000005,0.95,0.96499999999999997,0.98,0.99,1,0.73776799999999998,0.68249899999999997,0.6272300000000004,0.57196100000000039,0.51669199999999993,0.47984600000000022,0.44300000000000006,56.557377049180324,{"$f":"Z19*E19+($A$4-80)*AG19*$A$16/1000","v":55.870081967213117},{"$f":"AA19*G19+($A$4-80)*AH19*$A$16/1000","v":55.131147540983598},54.577868852459019,53.980327868852463,52.827049180327869,51.639344262295083]

{"sheet":"14ACX_18","index":10,"n_rows":19,"n_cols":45,"rows_kept":19,"cut":false,"hidden":true,"merged":[[130,0,133,0],[120,12,121,12],[120,13,121,13],[120,14,121,14],[120,15,121,15],[122,0,125,0],[126,0,129,0],[119,12,119,13],[119,14,119,15],[120,4,121,4],[120,5,121,5],[120,6,121,6],[120,7,121,7],[120,8,121,8],[120,9,121,9],[120,10,121,10],[120,11,121,11],[119,0,121,0],[119,1,121,1],[119,4,119,5],[119,6,119,7],[119,8,119,9],[119,10,119,11],[111,0,114,0],[117,0,118,1],[117,4,117,15],[118,4,118,5],[118,6,118,7],[118,8,118,9],[118,10,118,11],[118,12,118,13],[118,14,118,15],[101,12,102,12],[101,13,102,13],[101,14,102,14],[101,15,102,15],[103,0,106,0],[107,0,110,0],[100,12,100,13],[100,14,100,15],[101,4,102,4],[101,5,102,5],[101,6,102,6],[101,7,102,7],[101,8,102,8],[101,9,102,9],[101,10,102,10],[101,11,102,11],[100,0,102,0],[100,1,102,1],[100,4,100,5],[100,6,100,7],[100,8,100,9],[100,10,100,11],[92,0,95,0],[98,0,99,1],[98,4,98,15],[99,4,99,5],[99,6,99,7],[99,8,99,9],[99,10,99,11],[99,12,99,13],[99,14,99,15],[82,12,83,12],[82,13,83,13],[82,14,83,14],[82,15,83,15],[84,0,87,0],[88,0,91,0],[81,12,81,13],[81,14,81,15],[82,4,83,4],[82,5,83,5],[82,6,83,6],[82,7,83,7],[82,8,83,8],[82,9,83,9],[82,10,83,10],[82,11,83,11],[81,0,83,0],[81,1,83,1],[81,4,81,5],[81,6,81,7],[81,8,81,9],[81,10,81,11],[73,0,76,0],[79,0,80,1],[79,4,79,15],[80,4,80,5],[80,6,80,7],[80,8,80,9],[80,10,80,11],[80,12,80,13],[80,14,80,15],[63,12,64,12],[63,13,64,13],[63,14,64,14],[63,15,64,15],[65,0,68,0],[69,0,72,0],[62,12,62,13],[62,14,62,15],[63,4,64,4],[63,5,64,5],[63,6,64,6],[63,7,64,7],[63,8,64,8],[63,9,64,9],[63,10,64,10],[63,11,64,11],[62,0,64,0],[62,1,64,1],[62,4,62,5],[62,6,62,7],[62,8,62,9],[62,10,62,11],[54,0,57,0],[60,0,61,1],[60,4,60,15],[61,4,61,5],[61,6,61,7],[61,8,61,9],[61,10,61,11],[61,12,61,13],[61,14,61,15],[44,12,45,12],[44,13,45,13],[44,14,45,14],[44,15,45,15],[46,0,49,0],[50,0,53,0],[43,12,43,13],[43,14,43,15],[44,4,45,4],[44,5,45,5],[44,6,45,6],[44,7,45,7],[44,8,45,8],[44,9,45,9],[44,10,45,10],[44,11,45,11],[43,0,45,0],[43,1,45,1],[43,4,43,5],[43,6,43,7],[43,8,43,9],[43,10,43,11],[35,0,38,0],[41,0,42,1],[41,4,41,15],[42,4,42,5],[42,6,42,7],[42,8,42,9],[42,10,42,11],[42,12,42,13],[42,14,42,15],[25,12,26,12],[25,13,26,13],[25,14,26,14],[25,15,26,15],[27,0,30,0],[31,0,34,0],[24,12,24,13],[24,14,24,15],[25,4,26,4],[25,5,26,5],[25,6,26,6],[25,7,26,7],[25,8,26,8],[25,9,26,9],[25,10,26,10],[25,11,26,11],[24,0,26,0],[24,1,26,1],[24,4,24,5],[24,6,24,7],[24,8,24,9],[24,10,24,11],[7,0,10,0],[11,0,14,0],[15,0,18,0],[22,4,22,15],[23,4,23,5],[23,6,23,7],[23,8,23,9],[23,10,23,11],[23,12,23,13],[23,14,23,15],[5,10,6,10],[5,11,6,11],[5,12,6,12],[5,13,6,13],[5,14,6,14],[5,15,6,15],[4,10,4,11],[4,12,4,13],[4,14,4,15],[5,2,6,2],[5,3,6,3],[5,4,6,4],[5,5,6,5],[5,6,6,6],[5,7,6,7],[5,8,6,8],[4,0,6,0],[4,1,6,1],[4,2,4,3],[4,4,4,5],[4,6,4,7],[4,8,4,9],[5,9,6,9],[2,0,2,1],[2,2,2,15],[3,2,3,3],[3,4,3,5],[3,6,3,7],[3,8,3,9],[3,10,3,11],[3,12,3,13],[3,14,3,15]]}
[]
["14ACX_18",18]
["Evaporator Air \n",null,"Condenser  Entering Air Temperature ˚F"]
[80,"°F DB",85,null,90,null,95,null,100,null,105,null,110,null,115]
["CFM","EWB†\n˚F","Capacity Mbtuh",null,"Capacity Mbtuh",null,"Capacity Mbtuh",null,"Capacity Mbtuh",null,"Capacity Mbtuh",null,"Capacity Mbtuh",null,"Capacity Mbtuh"]
[null,null,"Total","Sens.","Total","Sens.","Total","Sens.","Total","Sens.","Total","Sens.","Total","Sens.","Total","Sens."]
[null,null,null,null,null,null,null,null,null,null,null,null,null,null,null,null,null,"Total Factors",null,null,null,null,null,null,"Sens. %",null,null,null,null,null,null,"IDB Adj",null,null,null,null,null,null,"Sens Calc"]
[525,71,{"$f":"R8*$B$2","v":19.356783919597991},{"$f":"IF(AM8>C8,C8,AM8)","v":11.614070351758794},{"$f":"S8*$B$2","v":18.81407035175879},{"$f":"IF(AN8>E8,E8,AN8)","v":11.19437185929648},{"$f":"T8*$B$2","v":18.271356783919597},{"$f":"IF(AO8>G8,G8,AO8)","v":10.780100502512562},{"$f":"U8*$B$2","v":17.819095477386934},{"$f":"IF(AP8>I8,I8,AP8)","v":10.780552763819095},{"$f":"V8*$B$2","v":17.366834170854272},{"$f":"IF(AQ8>K8,K8,AQ8)","v":10.767437185929648},{"$f":"W8*$B$2","v":16.778894472361806},{"$f":"IF(AR8>M8,M8,AR8)","v":10.40291457286432},{"$f":"X8*$B$2","v":16.190954773869347},{"$f":"IF(AS8>O8,O8,AS8)","v":10.038391959798995},null,1.0753768844221105,1.0452261306532662,1.0150753768844221,0.98994974874371866,0.96482412060301515,0.93216080402010038,0.89949748743718594,0.6,0.59499999999999997,0.59,0.60499999999999998,0.62,0.62,0.62,{"$f":"IF(Y8<0.9,0.9,Y8*-3.6846+4.1276)","v":0.9},{"$f":"IF(Z8<0.9,0.9,Z8*-3.6846+4.1276)","v":0.9},0.9,0.9,0.9,0.9,0.9,{"$f":"Y8*C8+($A$4-80)*AF8*$A$8/1000","v":11.614070351758794},{"$f":"Z8*E8+($A$4-80)*AG8*$A$8/1000","v":11.19437185929648},{"$f":"AA8*G8+($A$4-80)*AH8*$A$8/1000","v":10.780100502512562},{"$f":"AB8*I8+($A$4-80)*AI8*$A$8/1000","v":10.780552763819095},{"$f":"AC8*K8+($A$4-80)*AJ8*$A$8/1000","v":10.767437185929648},{"$f":"AD8*M8+($A$4-80)*AK8*$A$8/1000","v":10.40291457286432},{"$f":"AE8*O8+($A$4-80)*AL8*$A$8/1000","v":10.038391959798995}]
[null,67,18.271356783919597,13.520804020100501,17.909547738693465,{"$f":"IF(AN9>E9,E9,AN9)","v":13.4321608040201},17.547738693467338,{"$f":"IF(AO9>G9,G9,AO9)","v":13.336281407035177},17.05025125628141,{"$f":"IF(AP9>I9,I9,AP9)","v":13.043442211055279},16.552763819095478,{"$f":"IF(AQ9>K9,K9,AQ9)","v":12.745628140703518},16.055276381909547,{"$f":"IF(AR9>M9,M9,AR9)","v":12.603391959798994},15.557788944723619,{"$f":"IF(AS9>O9,O9,AS9)","v":12.446231155778896},null,1.0150753768844221,0.99497487437185927,0.97487437185929648,0.94723618090452277,0.91959798994974884,0.89195979899497491,0.86432160804020108,0.74,0.75,0.76,0.76500000000000001,0.77,0.78500000000000003,0.8,{"$f":"IF(Y9<0.9,0.9,Y9*-3.6846+4.1276)","v":0.9},0.9,0.9,0.9,0.9,0.9,0.9,{"$f":"Y9*C9+($A$4-80)*AF9*$A$8/1000","v":13.520804020100501},{"$f":"Z9*E9+($A$4-80)*AG9*$A$8/1000","v":13.4321608040201},{"$f":"AA9*G9+($A$4-80)*AH9*$A$8/1000","v":13.336281407035177},{"$f":"AB9*I9+($A$4-80)*AI9*$A$8/1000","v":13.043442211055279},{"$f":"AC9*K9+($A$4-80)*AJ9*$A$8/1000","v":12.745628140703518},{"$f":"AD9*M9+($A$4-80)*AK9*$A$8/1000","v":12.603391959798994},{"$f":"AE9*O9+($A$4-80)*AL9*$A$8/1000","v":12.446231155778896}]
[null,65,17.8643216080402,14.559422110552761,17.457286432160807,14.445904522613068,17.05025125628141,14.322211055276385,16.597989949748747,14.066796482412064,16.145728643216085,13.804597989949752,15.648241206030153,13.613969849246233,15.150753768844222,13.408417085427137,null,0.99246231155778897,0.96984924623115587,0.94723618090452277,0.92211055276381926,0.89698492462311574,0.86934673366834181,0.84170854271356788,0.81499999999999995,0.82750000000000001,0.84000000000000008,0.84750000000000003,0.85499999999999998,0.87,0.88500000000000001,0.9,0.9,0.9,0.9,0.9,0.9,0.9,14.559422110552761,{"$f":"Z10*E10+($A$4-80)*AG10*$A$8/1000","v":14.445904522613068},{"$f":"AA10*G10+($A$4-80)*AH10*$A$8/1000","v":14.322211055276385},14.066796482412064,13.804597989949752,13.613969849246233,13.408417085427137]
[null,63,17.457286432160807,15.536984924623118,17.005025125628144,15.389547738693471,16.552763819095478,15.22854271356784,16.145728643216085,15.015527638190958,15.738693467336685,14.794371859296483,15.241206030150757,14.555351758793972,14.743718592964825,14.301407035175879,null,0.96984924623115587,0.94472361809045236,0.91959798994974884,0.89698492462311574,0.87437185929648242,0.84673366834170871,0.81909547738693478,0.89,0.90500000000000003,0.92,0.92999999999999994,0.94,0.95499999999999996,0.97,0.9,0.79303699999999999,0.73776799999999998,0.70092200000000027,0.66407600000000011,0.6088070000000001,0.55353800000000009,15.536984924623118,{"$f":"Z11*E11+($A$4-80)*AG11*$A$8/1000","v":15.389547738693471},{"$f":"AA11*G11+($A$4-80)*AH11*$A$8/1000","v":15.22854271356784},{"$f":"AB11*I11+($A$4-80)*AI11*$A$8/1000","v":15.015527638190958},14.794371859296483,14.555351758793972,14.301407035175879]
[600,71,19.899497487437188,12.138693467336685,19.356783919597991,12.001206030150755,18.814070351758794,11.85286432160804,18.2713567839196,11.510954773869349,17.728643216080403,11.169045226130654,17.231155778894475,11.114095477386936,16.733668341708544,11.04422110552764,null,1.1055276381909549,1.0753768844221105,1.0452261306532664,1.0150753768844223,0.98492462311557805,0.95728643216080411,0.92964824120603018,0.61,0.62,0.63,0.63,0.63,0.64500000000000002,0.66,0.9,0.9,0.9,0.9,0.9,0.9,0.9,{"$f":"Y12*C12+($A$4-80)*AF12*$A$12/1000","v":12.138693467336685},{"$f":"Z12*E12+($A$4-80)*AG12*$A$12/1000","v":12.001206030150755},{"$f":"AA12*G12+($A$4-80)*AH12*$A$12/1000","v":11.85286432160804},{"$f":"AB12*I12+($A$4-80)*AI12*$A$12/1000","v":11.510954773869349},{"$f":"AC12*K12+($A$4-80)*AJ12*$A$12/1000","v":11.169045226130654},{"$f":"AD12*M12+($A$4-80)*AK12*$A$12/1000","v":11.114095477386936},{"$f":"AE12*O12+($A$4-80)*AL12*$A$12/1000","v":11.04422110552764}]
[null,67,18.994974874371863,14.436180904522615,18.497487437185928,14.335552763819095,18,14.22,17.502512562814072,14.002010050251258,17.005025125628144,13.774070351758798,16.462311557788947,13.499095477386938,15.919597989949752,13.213266331658293,null,1.0552763819095479,1.0276381909547738,1,0.97236180904522629,0.94472361809045236,0.91457286432160823,0.88442211055276398,0.76,0.77500000000000002,0.79,0.8,0.81,0.82000000000000006,0.83,0.9,0.9,0.9,0.9,0.9,0.9,0.9,{"$f":"Y13*C13+($A$4-80)*AF13*$A$12/1000","v":14.436180904522615},{"$f":"Z13*E13+($A$4-80)*AG13*$A$12/1000","v":14.335552763819095},{"$f":"AA13*G13+($A$4-80)*AH13*$A$12/1000","v":14.22},{"$f":"AB13*I13+($A$4-80)*AI13*$A$12/1000","v":14.002010050251258},{"$f":"AC13*K13+($A$4-80)*AJ13*$A$12/1000","v":13.774070351758798},{"$f":"AD13*M13+($A$4-80)*AK13*$A$12/1000","v":13.499095477386938},{"$f":"AE13*O13+($A$4-80)*AL13*$A$12/1000","v":13.213266331658293}]
[null,65,18.497487437185928,15.722864321608037,18.022613065326631,15.544503768844221,17.547738693467338,15.35427135678392,17.05025125628141,15.132097989949751,16.552763819095478,14.89748743718593,16.055276381909547,14.570163316582914,15.557788944723622,14.235376884422115,null,1.0276381909547738,1.0012562814070352,0.97487437185929648,0.94723618090452277,0.91959798994974884,0.89195979899497491,0.86432160804020119,0.85,0.86250000000000004,0.875,0.88749999999999996,0.9,0.90749999999999997,0.91500000000000004,0.9,0.9,0.9,0.9,0.81145999999999985,0.78382550000000029,0.75619099999999984,15.722864321608037,{"$f":"Z14*E14+($A$4-80)*AG14*$A$12/1000","v":15.544503768844221},{"$f":"AA14*G14+($A$4-80)*AH14*$A$12/1000","v":15.35427135678392},15.132097989949751,14.89748743718593,14.570163316582914,14.235376884422115]
[null,63,18,16.919999999999998,17.547738693467338,16.67035175879397,17.095477386934675,16.411658291457286,16.597989949748747,16.183040201005028,16.100502512562816,15.939497487437187,15.648241206030153,15.570000000000002,15.195979899497489,15.195979899497489,null,1,0.97487437185929648,0.94974874371859297,0.92211055276381926,0.89447236180904532,0.86934673366834181,0.84422110552763829,0.94,0.95,0.96,0.97499999999999998,0.99,0.995,1,0.66407600000000011,0.6272300000000004,0.59038400000000024,0.53511500000000023,0.47984600000000022,0.46142299999999992,0.44300000000000006,16.919999999999998,{"$f":"Z15*E15+($A$4-80)*AG15*$A$12/1000","v":16.67035175879397},{"$f":"AA15*G15+($A$4-80)*AH15*$A$12/1000","v":16.411658291457286},16.183040201005028,15.939497487437187,15.570000000000002,15.195979899497489]
[675,71,20.261306532663315,12.967236180904521,19.809045226130653,12.776834170854272,19.356783919597991,12.581909547738695,18.81407035175879,12.323216080402007,18.271356783919597,12.059095477386935,17.683417085427134,11.847889447236181,17.095477386934675,11.624924623115581,null,1.1256281407035176,1.1005025125628141,1.0753768844221105,1.0452261306532662,1.0150753768844221,0.98241206030150752,0.94974874371859297,0.64,0.64500000000000002,0.65,0.65500000000000003,0.66,0.67,0.68,0.9,0.9,0.9,0.9,0.9,0.9,0.9,{"$f":"Y16*C16+($A$4-80)*AF16*$A$16/1000","v":12.967236180904521},{"$f":"Z16*E16+($A$4-80)*AG16*$A$16/1000","v":12.776834170854272},{"$f":"AA16*G16+($A$4-80)*AH16*$A$16/1000","v":12.581909547738695},{"$f":"AB16*I16+($A$4-80)*AI16*$A$16/1000","v":12.323216080402007},{"$f":"AC16*K16+($A$4-80)*AJ16*$A$16/1000","v":12.059095477386935},{"$f":"AD16*M16+($A$4-80)*AK16*$A$16/1000","v":11.847889447236181},{"$f":"AE16*O16+($A$4-80)*AL16*$A$16/1000","v":11.624924623115581}]
[null,67,19.356783919597991,15.485427135678393,18.904522613065325,15.312663316582913,18.452261306532662,15.130854271356782,17.909547738693465,14.864924623115575,17.366834170854272,14.588140703517588,16.778894472361806,14.345954773869344,16.190954773869347,14.086130653266332,null,1.0753768844221105,1.050251256281407,1.0251256281407035,0.99497487437185927,0.96482412060301515,0.93216080402010038,0.89949748743718594,0.8,0.81,0.82,0.83,0.84,0.85499999999999998,0.87,0.9,0.9,0.9,0.9,0.9,0.9,0.9,{"$f":"Y17*C17+($A$4-80)*AF17*$A$16/1000","v":15.485427135678393},{"$f":"Z17*E17+($A$4-80)*AG17*$A$16/1000","v":15.312663316582913},{"$f":"AA17*G17+($A$4-80)*AH17*$A$16/1000","v":15.130854271356782},{"$f":"AB17*I17+($A$4-80)*AI17*$A$16/1000","v":14.864924623115575},{"$f":"AC17*K17+($A$4-80)*AJ17*$A$16/1000","v":14.588140703517588},{"$f":"AD17*M17+($A$4-80)*AK17*$A$16/1000","v":14.345954773869344},{"$f":"AE17*O17+($A$4-80)*AL17*$A$16/1000","v":14.086130653266332}]
[null,65,18.904522613065325,16.825025125628141,18.429648241206031,16.586683417085428,17.954773869346738,16.338844221105528,17.457286432160807,15.973417085427137,16.959798994974875,15.603015075376884,16.439698492462313,15.247820351758795,15.919597989949752,14.884824120603019,null,1.050251256281407,1.0238693467336684,0.9974874371859298,0.96984924623115587,0.94221105527638194,0.91331658291457296,0.88442211055276398,0.89,0.89999999999999991,0.90999999999999992,0.91499999999999992,0.91999999999999993,0.92749999999999999,0.93500000000000005,0.9,0.81146000000000029,0.77461400000000058,0.75619100000000028,0.73776800000000042,0.71013349999999997,0.68249899999999997,16.825025125628141,{"$f":"Z18*E18+($A$4-80)*AG18*$A$16/1000","v":16.586683417085428},{"$f":"AA18*G18+($A$4-80)*AH18*$A$16/1000","v":16.338844221105528},15.973417085427137,15.603015075376884,15.247820351758795,14.884824120603019]
[null,63,18.452261306532662,18.083216080402011,17.954773869346738,17.77522613065327,17.457286432160807,17.457286432160807,17.005025125628144,17.005025125628144,16.552763819095478,16.552763819095478,16.100502512562816,16.100502512562816,15.648241206030153,15.648241206030153,null,1.0251256281407035,0.9974874371859298,0.96984924623115587,0.94472361809045236,0.91959798994974884,0.89447236180904532,0.86934673366834181,0.98,0.99,1,1,1,1,1,0.51669199999999993,0.47984600000000022,0.44300000000000006,0.44300000000000006,0.44300000000000006,0.44300000000000006,0.44300000000000006,18.083216080402011,{"$f":"Z19*E19+($A$4-80)*AG19*$A$16/1000","v":17.77522613065327},{"$f":"AA19*G19+($A$4-80)*AH19*$A$16/1000","v":17.457286432160807},17.005025125628144,16.552763819095478,16.100502512562816,15.648241206030153]

{"sheet":"14ACX_24","index":11,"n_rows":19,"n_cols":45,"rows_kept":19,"cut":false,"hidden":true,"merged":[[130,0,133,0],[120,12,121,12],[120,13,121,13],[120,14,121,14],[120,15,121,15],[122,0,125,0],[126,0,129,0],[119,12,119,13],[119,14,119,15],[120,4,121,4],[120,5,121,5],[120,6,121,6],[120,7,121,7],[120,8,121,8],[120,9,121,9],[120,10,121,10],[120,11,121,11],[119,0,121,0],[119,1,121,1],[119,4,119,5],[119,6,119,7],[119,8,119,9],[119,10,119,11],[111,0,114,0],[117,0,118,1],[117,4,117,15],[118,4,118,5],[118,6,118,7],[118,8,118,9],[118,10,118,11],[118,12,118,13],[118,14,118,15],[101,12,102,12],[101,13,102,13],[101,14,102,14],[101,15,102,15],[103,0,106,0],[107,0,110,0],[100,12,100,13],[100,14,100,15],[101,4,102,4],[101,5,102,5],[101,6,102,6],[101,7,102,7],[101,8,102,8],[101,9,102,9],[101,10,102,10],[101,11,102,11],[100,0,102,0],[100,1,102,1],[100,4,100,5],[100,6,100,7],[100,8,100,9],[100,10,100,11],[92,0,95,0],[98,0,99,1],[98,4,98,15],[99,4,99,5],[99,6,99,7],[99,8,99,9],[99,10,99,11],[99,12,99,13],[99,14,99,15],[82,12,83,12],[82,13,83,13],[82,14,83,14],[82,15,83,15],[84,0,87,0],[88,0,91,0],[81,12,81,13],[81,14,81,15],[82,4,83,4],[82,5,83,5],[82,6,83,6],[82,7,83,7],[82,8,83,8],[82,9,83,9],[82,10,83,10],[82,11,83,11],[81,0,83,0],[81,1,83,1],[81,4,81,5],[81,6,81,7],[81,8,81,9],[81,10,81,11],[73,0,76,0],[79,0,80,1],[79,4,79,15],[80,4,80,5],[80,6,80,7],[80,8,80,9],[80,10,80,11],[80,12,80,13],[80,14,80,15],[63,12,64,12],[63,13,64,13],[63,14,64,14],[63,15,64,15],[65,0,68,0],[69,0,72,0],[62,12,62,13],[62,14,62,15],[63,4,64,4],[63,5,64,5],[63,6,64,6],[63,7,64,7],[63,8,64,8],[63,9,64,9],[63,10,64,10],[63,11,64,11],[62,0,64,0],[62,1,64,1],[62,4,62,5],[62,6,62,7],[62,8,62,9],[62,10,62,11],[54,0,57,0],[60,0,61,1],[60,4,60,15],[61,4,61,5],[61,6,61,7],[61,8,61,9],[61,10,61,11],[61,12,61,13],[61,14,61,15],[44,12,45,12],[44,13,45,13],[44,14,45,14],[44,15,45,15],[46,0,49,0],[50,0,53,0],[43,12,43,13],[43,14,43,15],[44,4,45,4],[44,5,45,5],[44,6,45,6],[44,7,45,7],[44,8,45,8],[44,9,45,9],[44,10,45,10],[44,11,45,11],[43,0,45,0],[43,1,45,1],[43,4,43,5],[43,6,43,7],[43,8,43,9],[43,10,43,11],[35,0,38,0],[41,0,42,1],[41,4,41,15],[42,4,42,5],[42,6,42,7],[42,8,42,9],[42,10,42,11],[42,12,42,13],[42,14,42,15],[25,12,26,12],[25,13,26,13],[25,14,26,14],[25,15,26,15],[27,0,30,0],[31,0,34,0],[24,12,24,13],[24,14,24,15],[25,4,26,4],[25,5,26,5],[25,6,26,6],[25,7,26,7],[25,8,26,8],[25,9,26,9],[25,10,26,10],[25,11,26,11],[24,0,26,0],[24,1,26,1],[24,4,24,5],[24,6,24,7],[24,8,24,9],[24,10,24,11],[7,0,10,0],[11,0,14,0],[15,0,18,0],[22,4,22,15],[23,4,23,5],[23,6,23,7],[23,8,23,9],[23,10,23,11],[23,12,23,13],[23,14,23,15],[5,10,6,10],[5,11,6,11],[5,12,6,12],[5,13,6,13],[5,14,6,14],[5,15,6,15],[4,10,4,11],[4,12,4,13],[4,14,4,15],[5,2,6,2],[5,3,6,3],[5,4,6,4],[5,5,6,5],[5,6,6,6],[5,7,6,7],[5,8,6,8],[4,0,6,0],[4,1,6,1],[4,2,4,3],[4,4,4,5],[4,6,4,7],[4,8,4,9],[5,9,6,9],[2,0,2,1],[2,2,2,15],[3,2,3,3],[3,4,3,5],[3,6,3,7],[3,8,3,9],[3,10,3,11],[3,12,3,13],[3,14,3,15]]}
[]
["14ACX_24",24]
["Evaporator Air \n",null,"Condenser  Entering Air Temperature ˚F"]
[80,"°F DB",85,null,90,null,95,null,100,null,105,null,110,null,115]
["CFM","EWB†\n˚F","Capacity Mbtuh",null,"Capacity Mbtuh",null,"Capacity Mbtuh",null,"Capacity Mbtuh",null,"Capacity Mbtuh",null,"Capacity Mbtuh",null,"Capacity Mbtuh"]
[null,null,"Total","Sens.","Total","Sens.","Total","Sens.","Total","Sens.","Total","Sens.","Total","Sens.","Total","Sens."]
[null,null,null,null,null,null,null,null,null,null,null,null,null,null,null,null,null,"Total Factors",null,null,null,null,null,null,"Sens. %",null,null,null,null,null,null,"IDB Adj",null,null,null,null,null,null,"Sens Calc"]
[700,71,{"$f":"R8*$B$2","v":25.92},{"$f":"IF(AM8>C8,C8,AM8)","v":15.2928},{"$f":"S8*$B$2","v":25.344000000000001},{"$f":"IF(AN8>E8,E8,AN8)","v":15.2064},{"$f":"T8*$B$2","v":24.768000000000001},{"$f":"IF(AO8>G8,G8,AO8)","v":15.10848},{"$f":"U8*$B$2","v":24.096},{"$f":"IF(AP8>I8,I8,AP8)","v":14.819039999999999},{"$f":"V8*$B$2","v":23.423999999999999},{"$f":"IF(AQ8>K8,K8,AQ8)","v":14.522879999999999},{"$f":"W8*$B$2","v":22.656000000000002},{"$f":"IF(AR8>M8,M8,AR8)","v":14.273280000000002},{"$f":"X8*$B$2","v":21.888000000000002},{"$f":"IF(AS8>O8,O8,AS8)","v":14.008320000000001},null,1.08,1.056,1.032,1.004,0.97599999999999998,0.94400000000000006,0.91200000000000003,0.59,0.6,0.61,0.61499999999999999,0.62,0.63,0.64,{"$f":"IF(Y8<0.9,0.9,Y8*-3.6846+4.1276)","v":0.9},{"$f":"IF(Z8<0.9,0.9,Z8*-3.6846+4.1276)","v":0.9},0.9,0.9,0.9,0.9,0.9,{"$f":"Y8*C8+($A$4-80)*AF8*$A$8/1000","v":15.2928},{"$f":"Z8*E8+($A$4-80)*AG8*$A$8/1000","v":15.2064},{"$f":"AA8*G8+($A$4-80)*AH8*$A$8/1000","v":15.10848},{"$f":"AB8*I8+($A$4-80)*AI8*$A$8/1000","v":14.819039999999999},{"$f":"AC8*K8+($A$4-80)*AJ8*$A$8/1000","v":14.522879999999999},{"$f":"AD8*M8+($A$4-80)*AK8*$A$8/1000","v":14.273280000000002},{"$f":"AE8*O8+($A$4-80)*AL8*$A$8/1000","v":14.008320000000001}]
[null,67,24.768000000000001,18.328320000000001,24.096,{"$f":"IF(AN9>E9,E9,AN9)","v":18.071999999999999},23.423999999999999,{"$f":"IF(AO9>G9,G9,AO9)","v":17.802240000000001},22.751999999999999,{"$f":"IF(AP9>I9,I9,AP9)","v":17.51904},22.080000000000002,{"$f":"IF(AQ9>K9,K9,AQ9)","v":17.2224},21.312000000000001,{"$f":"IF(AR9>M9,M9,AR9)","v":16.943040000000003},20.544,{"$f":"IF(AS9>O9,O9,AS9)","v":16.640640000000001},null,1.032,1.004,0.97599999999999998,0.94799999999999995,0.92,0.88800000000000001,0.85599999999999998,0.74,0.75,0.76,0.77,0.78,0.79500000000000004,0.81,{"$f":"IF(Y9<0.9,0.9,Y9*-3.6846+4.1276)","v":0.9},0.9,0.9,0.9,0.9,0.9,0.9,{"$f":"Y9*C9+($A$4-80)*AF9*$A$8/1000","v":18.328320000000001},{"$f":"Z9*E9+($A$4-80)*AG9*$A$8/1000","v":18.071999999999999},{"$f":"AA9*G9+($A$4-80)*AH9*$A$8/1000","v":17.802240000000001},{"$f":"AB9*I9+($A$4-80)*AI9*$A$8/1000","v":17.51904},{"$f":"AC9*K9+($A$4-80)*AJ9*$A$8/1000","v":17.2224},{"$f":"AD9*M9+($A$4-80)*AK9*$A$8/1000","v":16.943040000000003},{"$f":"AE9*O9+($A$4-80)*AL9*$A$8/1000","v":16.640640000000001}]
[null,65,24,19.799999999999997,23.376000000000001,19.51896,22.751999999999999,19.225439999999999,22.128,18.97476,21.503999999999998,18.708479999999998,20.783999999999999,18.393840000000001,20.064,18.057600000000001,null,1,0.97400000000000009,0.94799999999999995,0.92199999999999993,0.89599999999999991,0.86599999999999999,0.83599999999999997,0.82499999999999996,0.83499999999999996,0.84499999999999997,0.85749999999999993,0.87,0.88500000000000001,0.9,0.9,0.9,0.9,0.9,0.9,0.9,0.81145999999999985,19.799999999999997,{"$f":"Z10*E10+($A$4-80)*AG10*$A$8/1000","v":19.51896},{"$f":"AA10*G10+($A$4-80)*AH10*$A$8/1000","v":19.225439999999999},18.97476,18.708479999999998,18.393840000000001,18.057600000000001]
[null,63,23.231999999999999,21.141120000000001,22.656000000000002,20.843520000000002,22.080000000000002,20.534400000000002,21.503999999999998,20.321279999999998,20.928000000000001,20.090879999999999,20.256,19.749600000000001,19.584,19.388159999999999,null,0.96799999999999997,0.94400000000000006,0.92,0.89599999999999991,0.872,0.84400000000000008,0.81599999999999995,0.91,0.92,0.93,0.94500000000000006,0.96,0.97499999999999998,0.99,0.77461400000000014,0.73776799999999998,0.70092199999999982,0.64565299999999981,0.59038400000000024,0.53511500000000023,0.47984600000000022,21.141120000000001,{"$f":"Z11*E11+($A$4-80)*AG11*$A$8/1000","v":20.843520000000002},{"$f":"AA11*G11+($A$4-80)*AH11*$A$8/1000","v":20.534400000000002},{"$f":"AB11*I11+($A$4-80)*AI11*$A$8/1000","v":20.321279999999998},20.090879999999999,19.749600000000001,19.388159999999999]
[800,71,26.688000000000002,16.546560000000003,26.016000000000002,16.260000000000002,25.344000000000001,15.96672,24.672000000000001,15.790080000000001,24,15.600000000000001,23.136000000000003,15.154080000000002,22.271999999999998,14.69952,null,1.1120000000000001,1.0840000000000001,1.056,1.028,1,0.96400000000000008,0.92799999999999994,0.62,0.625,0.63,0.64,0.65,0.65500000000000003,0.66,0.9,0.9,0.9,0.9,0.9,0.9,0.9,{"$f":"Y12*C12+($A$4-80)*AF12*$A$12/1000","v":16.546560000000003},{"$f":"Z12*E12+($A$4-80)*AG12*$A$12/1000","v":16.260000000000002},{"$f":"AA12*G12+($A$4-80)*AH12*$A$12/1000","v":15.96672},{"$f":"AB12*I12+($A$4-80)*AI12*$A$12/1000","v":15.790080000000001},{"$f":"AC12*K12+($A$4-80)*AJ12*$A$12/1000","v":15.600000000000001},{"$f":"AD12*M12+($A$4-80)*AK12*$A$12/1000","v":15.154080000000002},{"$f":"AE12*O12+($A$4-80)*AL12*$A$12/1000","v":14.69952}]
[null,67,25.344000000000001,19.768320000000003,24.672000000000001,19.490880000000001,24,19.200000000000003,23.327999999999999,18.895680000000002,22.656000000000002,18.577920000000002,21.888000000000002,18.276479999999999,21.12,17.952000000000002,null,1.056,1.028,1,0.97199999999999998,0.94400000000000006,0.91200000000000003,0.88,0.78,0.79,0.8,0.81,0.82,0.83499999999999996,0.85,0.9,0.9,0.9,0.9,0.9,0.9,0.9,{"$f":"Y13*C13+($A$4-80)*AF13*$A$12/1000","v":19.768320000000003},{"$f":"Z13*E13+($A$4-80)*AG13*$A$12/1000","v":19.490880000000001},{"$f":"AA13*G13+($A$4-80)*AH13*$A$12/1000","v":19.200000000000003},{"$f":"AB13*I13+($A$4-80)*AI13*$A$12/1000","v":18.895680000000002},{"$f":"AC13*K13+($A$4-80)*AJ13*$A$12/1000","v":18.577920000000002},{"$f":"AD13*M13+($A$4-80)*AK13*$A$12/1000","v":18.276479999999999},{"$f":"AE13*O13+($A$4-80)*AL13*$A$12/1000","v":17.952000000000002}]
[null,65,24.672000000000001,21.341280000000001,24,21.06,23.327999999999999,20.76192,22.704000000000001,20.433599999999998,22.080000000000002,20.0928,21.36,19.597799999999999,20.64,19.092000000000002,null,1.028,1,0.97199999999999998,0.94599999999999995,0.92,0.89,0.86,0.86499999999999999,0.87749999999999995,0.89,0.89999999999999991,0.90999999999999992,0.91749999999999998,0.92500000000000004,0.9,0.9,0.9,0.81146000000000029,0.77461400000000058,0.74697950000000013,0.71934500000000012,21.341280000000001,{"$f":"Z14*E14+($A$4-80)*AG14*$A$12/1000","v":21.06},{"$f":"AA14*G14+($A$4-80)*AH14*$A$12/1000","v":20.76192},20.433599999999998,20.0928,19.597799999999999,19.092000000000002]
[null,63,24,22.799999999999997,23.327999999999999,22.511519999999997,22.656000000000002,22.20288,22.080000000000002,21.859200000000001,21.503999999999998,21.503999999999998,20.832000000000001,20.832000000000001,20.16,20.16,null,1,0.97199999999999998,0.94400000000000006,0.92,0.89599999999999991,0.86799999999999999,0.84,0.95,0.96499999999999997,0.98,0.99,1,1,1,0.6272300000000004,0.57196100000000039,0.51669199999999993,0.47984600000000022,0.44300000000000006,0.44300000000000006,0.44300000000000006,22.799999999999997,{"$f":"Z15*E15+($A$4-80)*AG15*$A$12/1000","v":22.511519999999997},{"$f":"AA15*G15+($A$4-80)*AH15*$A$12/1000","v":22.20288},21.859200000000001,21.503999999999998,20.832000000000001,20.16]
[900,71,27.263999999999996,17.448959999999996,26.591999999999999,17.15184,25.92,16.848000000000003,25.152000000000001,16.60032,24.384,16.33728,23.52,16.1112,22.656000000000002,15.859200000000001,null,1.1359999999999999,1.1079999999999999,1.08,1.048,1.016,0.98,0.94400000000000006,0.64,0.64500000000000002,0.65,0.66,0.67,0.68500000000000005,0.7,0.9,0.9,0.9,0.9,0.9,0.9,0.9,{"$f":"Y16*C16+($A$4-80)*AF16*$A$16/1000","v":17.448959999999996},{"$f":"Z16*E16+($A$4-80)*AG16*$A$16/1000","v":17.15184},{"$f":"AA16*G16+($A$4-80)*AH16*$A$16/1000","v":16.848000000000003},{"$f":"AB16*I16+($A$4-80)*AI16*$A$16/1000","v":16.60032},{"$f":"AC16*K16+($A$4-80)*AJ16*$A$16/1000","v":16.33728},{"$f":"AD16*M16+($A$4-80)*AK16*$A$16/1000","v":16.1112},{"$f":"AE16*O16+($A$4-80)*AL16*$A$16/1000","v":15.859200000000001}]
[null,67,25.92,20.736000000000004,25.248000000000001,20.577120000000001,24.576000000000001,20.39808,23.808,19.87968,23.04,19.3536,22.271999999999998,19.265279999999997,21.503999999999998,19.138559999999998,null,1.08,1.052,1.024,0.99199999999999999,0.96,0.92799999999999994,0.89599999999999991,0.8,0.81499999999999995,0.83,0.83499999999999996,0.84,0.86499999999999999,0.89,0.9,0.9,0.9,0.9,0.9,0.9,0.9,{"$f":"Y17*C17+($A$4-80)*AF17*$A$16/1000","v":20.736000000000004},{"$f":"Z17*E17+($A$4-80)*AG17*$A$16/1000","v":20.577120000000001},{"$f":"AA17*G17+($A$4-80)*AH17*$A$16/1000","v":20.39808},{"$f":"AB17*I17+($A$4-80)*AI17*$A$16/1000","v":19.87968},{"$f":"AC17*K17+($A$4-80)*AJ17*$A$16/1000","v":19.3536},{"$f":"AD17*M17+($A$4-80)*AK17*$A$16/1000","v":19.265279999999997},{"$f":"AE17*O17+($A$4-80)*AL17*$A$16/1000","v":19.138559999999998}]
[null,65,25.248000000000001,22.596960000000003,24.576000000000001,22.24128,23.904,21.872160000000001,23.231999999999999,21.315359999999998,22.56,20.755199999999999,21.84,20.3658,21.12,19.958400000000001,null,1.052,1.024,0.996,0.96799999999999997,0.94,0.91,0.88,0.89500000000000002,0.90500000000000003,0.91500000000000004,0.91749999999999998,0.91999999999999993,0.9325,0.94500000000000006,0.9,0.79303699999999999,0.75619099999999984,0.74697950000000013,0.73776800000000042,0.69171050000000012,0.64565299999999981,22.596960000000003,{"$f":"Z18*E18+($A$4-80)*AG18*$A$16/1000","v":22.24128},{"$f":"AA18*G18+($A$4-80)*AH18*$A$16/1000","v":21.872160000000001},21.315359999999998,20.755199999999999,20.3658,19.958400000000001]
[null,63,24.576000000000001,24.33024,23.904,23.784479999999999,23.231999999999999,23.231999999999999,22.656000000000002,22.656000000000002,22.080000000000002,22.080000000000002,21.408000000000001,21.408000000000001,20.736000000000004,20.736000000000004,null,1.024,0.996,0.96799999999999997,0.94400000000000006,0.92,0.89200000000000002,0.8640000000000001,0.99,0.995,1,1,1,1,1,0.47984600000000022,0.46142299999999992,0.44300000000000006,0.44300000000000006,0.44300000000000006,0.44300000000000006,0.44300000000000006,24.33024,{"$f":"Z19*E19+($A$4-80)*AG19*$A$16/1000","v":23.784479999999999},{"$f":"AA19*G19+($A$4-80)*AH19*$A$16/1000","v":23.231999999999999},22.656000000000002,22.080000000000002,21.408000000000001,20.736000000000004]

{"sheet":"14ACX_30","index":12,"n_rows":19,"n_cols":45,"rows_kept":19,"cut":false,"hidden":true,"merged":[[130,0,133,0],[120,12,121,12],[120,13,121,13],[120,14,121,14],[120,15,121,15],[122,0,125,0],[126,0,129,0],[119,12,119,13],[119,14,119,15],[120,4,121,4],[120,5,121,5],[120,6,121,6],[120,7,121,7],[120,8,121,8],[120,9,121,9],[120,10,121,10],[120,11,121,11],[119,0,121,0],[119,1,121,1],[119,4,119,5],[119,6,119,7],[119,8,119,9],[119,10,119,11],[111,0,114,0],[117,0,118,1],[117,4,117,15],[118,4,118,5],[118,6,118,7],[118,8,118,9],[118,10,118,11],[118,12,118,13],[118,14,118,15],[101,12,102,12],[101,13,102,13],[101,14,102,14],[101,15,102,15],[103,0,106,0],[107,0,110,0],[100,12,100,13],[100,14,100,15],[101,4,102,4],[101,5,102,5],[101,6,102,6],[101,7,102,7],[101,8,102,8],[101,9,102,9],[101,10,102,10],[101,11,102,11],[100,0,102,0],[100,1,102,1],[100,4,100,5],[100,6,100,7],[100,8,100,9],[100,10,100,11],[92,0,95,0],[98,0,99,1],[98,4,98,15],[99,4,99,5],[99,6,99,7],[99,8,99,9],[99,10,99,11],[99,12,99,13],[99,14,99,15],[82,12,83,12],[82,13,83,13],[82,14,83,14],[82,15,83,15],[84,0,87,0],[88,0,91,0],[81,12,81,13],[81,14,81,15],[82,4,83,4],[82,5,83,5],[82,6,83,6],[82,7,83,7],[82,8,83,8],[82,9,83,9],[82,10,83,10],[82,11,83,11],[81,0,83,0],[81,1,83,1],[81,4,81,5],[81,6,81,7],[81,8,81,9],[81,10,81,11],[73,0,76,0],[79,0,80,1],[79,4,79,15],[80,4,80,5],[80,6,80,7],[80,8,80,9],[80,10,80,11],[80,12,80,13],[80,14,80,15],[63,12,64,12],[63,13,64,13],[63,14,64,14],[63,15,64,15],[65,0,68,0],[69,0,72,0],[62,12,62,13],[62,14,62,15],[63,4,64,4],[63,5,64,5],[63,6,64,6],[63,7,64,7],[63,8,64,8],[63,9,64,9],[63,10,64,10],[63,11,64,11],[62,0,64,0],[62,1,64,1],[62,4,62,5],[62,6,62,7],[62,8,62,9],[62,10,62,11],[54,0,57,0],[60,0,61,1],[60,4,60,15],[61,4,61,5],[61,6,61,7],[61,8,61,9],[61,10,61,11],[61,12,61,13],[61,14,61,15],[44,12,45,12],[44,13,45,13],[44,14,45,14],[44,15,45,15],[46,0,49,0],[50,0,53,0],[43,12,43,13],[43,14,43,15],[44,4,45,4],[44,5,45,5],[44,6,45,6],[44,7,45,7],[44,8,45,8],[44,9,45,9],[44,10,45,10],[44,11,45,11],[43,0,45,0],[43,1,45,1],[43,4,43,5],[43,6,43,7],[43,8,43,9],[43,10,43,11],[35,0,38,0],[41,0,42,1],[41,4,41,15],[42,4,42,5],[42,6,42,7],[42,8,42,9],[42,10,42,11],[42,12,42,13],[42,14,42,15],[25,12,26,12],[25,13,26,13],[25,14,26,14],[25,15,26,15],[27,0,30,0],[31,0,34,0],[24,12,24,13],[24,14,24,15],[25,4,26,4],[25,5,26,5],[25,6,26,6],[25,7,26,7],[25,8,26,8],[25,9,26,9],[25,10,26,10],[25,11,26,11],[24,0,26,0],[24,1,26,1],[24,4,24,5],[24,6,24,7],[24,8,24,9],[24,10,24,11],[7,0,10,0],[11,0,14,0],[15,0,18,0],[22,4,22,15],[23,4,23,5],[23,6,23,7],[23,8,23,9],[23,10,23,11],[23,12,23,13],[23,14,23,15],[5,10,6,10],[5,11,6,11],[5,12,6,12],[5,13,6,13],[5,14,6,14],[5,15,6,15],[4,10,4,11],[4,12,4,13],[4,14,4,15],[5,2,6,2],[5,3,6,3],[5,4,6,4],[5,5,6,5],[5,6,6,6],[5,7,6,7],[5,8,6,8],[4,0,6,0],[4,1,6,1],[4,2,4,3],[4,4,4,5],[4,6,4,7],[4,8,4,9],[5,9,6,9],[2,0,2,1],[2,2,2,15],[3,2,3,3],[3,4,3,5],[3,6,3,7],[3,8,3,9],[3,10,3,11],[3,12,3,13],[3,14,3,15]]}
[]
["14ACX_30",30]
["Evaporator Air \n",null,"Condenser  Entering Air Temperature ˚F"]
[80,"°F DB",85,null,90,null,95,null,100,null,105,null,110,null,115]
["CFM","EWB†\n˚F","Capacity Mbtuh",null,"Capacity Mbtuh",null,"Capacity Mbtuh",null,"Capacity Mbtuh",null,"Capacity Mbtuh",null,"Capacity Mbtuh",null,"Capacity Mbtuh"]
[null,null,"Total","Sens.","Total","Sens.","Total","Sens.","Total","Sens.","Total","Sens.","Total","Sens.","Total","Sens."]
[null,null,null,null,null,null,null,null,null,null,null,null,null,null,null,null,null,"Total Factors",null,null,null,null,null,null,"Sens. %",null,null,null,null,null,null,"IDB Adj",null,null,null,null,null,null,"Sens Calc"]
[875,71,{"$f":"R8*$B$2","v":32.432432432432428},{"$f":"IF(AM8>C8,C8,AM8)","v":19.459459459459456},{"$f":"S8*$B$2","v":31.722972972972975},{"$f":"IF(AN8>E8,E8,AN8)","v":19.351013513513514},{"$f":"T8*$B$2","v":31.013513513513512},{"$f":"IF(AO8>G8,G8,AO8)","v":19.228378378378377},{"$f":"U8*$B$2","v":30.101351351351354},{"$f":"IF(AP8>I8,I8,AP8)","v":18.813344594594597},{"$f":"V8*$B$2","v":29.189189189189186},{"$f":"IF(AQ8>K8,K8,AQ8)","v":18.389189189189189},{"$f":"W8*$B$2","v":28.277027027027025},{"$f":"IF(AR8>M8,M8,AR8)","v":18.097297297297295},{"$f":"X8*$B$2","v":27.364864864864867},{"$f":"IF(AS8>O8,O8,AS8)","v":17.787162162162165},null,1.0810810810810809,1.0574324324324325,1.0337837837837838,1.0033783783783785,0.97297297297297292,0.94256756756756743,0.91216216216216217,0.6,0.61,0.62,0.625,0.63,0.64,0.65,{"$f":"IF(Y8<0.9,0.9,Y8*-3.6846+4.1276)","v":0.9},{"$f":"IF(Z8<0.9,0.9,Z8*-3.6846+4.1276)","v":0.9},0.9,0.9,0.9,0.9,0.9,{"$f":"Y8*C8+($A$4-80)*AF8*$A$8/1000","v":19.459459459459456},{"$f":"Z8*E8+($A$4-80)*AG8*$A$8/1000","v":19.351013513513514},{"$f":"AA8*G8+($A$4-80)*AH8*$A$8/1000","v":19.228378378378377},{"$f":"AB8*I8+($A$4-80)*AI8*$A$8/1000","v":18.813344594594597},{"$f":"AC8*K8+($A$4-80)*AJ8*$A$8/1000","v":18.389189189189189},{"$f":"AD8*M8+($A$4-80)*AK8*$A$8/1000","v":18.097297297297295},{"$f":"AE8*O8+($A$4-80)*AL8*$A$8/1000","v":17.787162162162165}]
[null,67,30.810810810810811,23.108108108108109,30.101351351351347,{"$f":"IF(AN9>E9,E9,AN9)","v":22.877027027027026},29.391891891891891,{"$f":"IF(AO9>G9,G9,AO9)","v":22.631756756756758},28.47972972972973,{"$f":"IF(AP9>I9,I9,AP9)","v":22.356587837837839},27.567567567567565,{"$f":"IF(AQ9>K9,K9,AQ9)","v":22.054054054054053},26.756756756756754,{"$f":"IF(AR9>M9,M9,AR9)","v":21.672972972972971},25.945945945945947,{"$f":"IF(AS9>O9,O9,AS9)","v":21.275675675675675},null,1.027027027027027,1.0033783783783783,0.97972972972972971,0.94932432432432434,0.91891891891891886,0.89189189189189177,0.86486486486486491,0.75,0.76,0.77,0.78500000000000003,0.8,0.81,0.82,{"$f":"IF(Y9<0.9,0.9,Y9*-3.6846+4.1276)","v":0.9},0.9,0.9,0.9,0.9,0.9,0.9,{"$f":"Y9*C9+($A$4-80)*AF9*$A$8/1000","v":23.108108108108109},{"$f":"Z9*E9+($A$4-80)*AG9*$A$8/1000","v":22.877027027027026},{"$f":"AA9*G9+($A$4-80)*AH9*$A$8/1000","v":22.631756756756758},{"$f":"AB9*I9+($A$4-80)*AI9*$A$8/1000","v":22.356587837837839},{"$f":"AC9*K9+($A$4-80)*AJ9*$A$8/1000","v":22.054054054054053},{"$f":"AD9*M9+($A$4-80)*AK9*$A$8/1000","v":21.672972972972971},{"$f":"AE9*O9+($A$4-80)*AL9*$A$8/1000","v":21.275675675675675}]
[null,65,29.898648648648649,24.965371621621621,29.189189189189186,24.737837837837834,28.47972972972973,24.492567567567566,27.668918918918919,24.210304054054056,26.858108108108105,23.903716216216214,26.047297297297295,23.442567567567561,25.236486486486484,22.965202702702697,null,0.9966216216216216,0.97297297297297292,0.94932432432432434,0.92229729729729726,0.89527027027027017,0.8682432432432432,0.84121621621621612,0.83499999999999996,0.84749999999999992,0.86,0.875,0.89,0.89999999999999991,0.90999999999999992,0.9,0.9,0.9,0.9,0.9,0.81146000000000029,0.77461400000000058,24.965371621621621,{"$f":"Z10*E10+($A$4-80)*AG10*$A$8/1000","v":24.737837837837834},{"$f":"AA10*G10+($A$4-80)*AH10*$A$8/1000","v":24.492567567567566},24.210304054054056,23.903716216216214,23.442567567567561,22.965202702702697]
[null,63,28.986486486486488,26.66756756756757,28.277027027027025,26.439020270270269,27.567567567567565,26.189189189189186,26.858108108108105,25.918074324324319,26.148648648648649,25.625675675675677,25.337837837837835,25.084459459459456,24.527027027027025,24.527027027027025,null,0.96621621621621623,0.94256756756756743,0.91891891891891886,0.89527027027027017,0.8716216216216216,0.84459459459459452,0.81756756756756754,0.92,0.93500000000000005,0.95,0.96499999999999997,0.98,0.99,1,0.73776799999999998,0.68249899999999997,0.6272300000000004,0.57196100000000039,0.51669199999999993,0.47984600000000022,0.44300000000000006,26.66756756756757,{"$f":"Z11*E11+($A$4-80)*AG11*$A$8/1000","v":26.439020270270269},{"$f":"AA11*G11+($A$4-80)*AH11*$A$8/1000","v":26.189189189189186},{"$f":"AB11*I11+($A$4-80)*AI11*$A$8/1000","v":25.918074324324319},25.625675675675677,25.084459459459456,24.527027027027025]
[1000,71,33.243243243243235,20.943243243243238,32.432432432432428,20.594594594594593,31.621621621621617,20.237837837837837,30.810810810810811,20.027027027027028,30,19.8,28.986486486486488,19.420945945945949,27.972972972972975,19.021621621621623,null,1.1081081081081079,1.0810810810810809,1.0540540540540539,1.027027027027027,1,0.96621621621621623,0.93243243243243246,0.63,0.63500000000000001,0.64,0.65,0.66,0.67,0.68,0.9,0.9,0.9,0.9,0.9,0.9,0.9,{"$f":"Y12*C12+($A$4-80)*AF12*$A$12/1000","v":20.943243243243238},{"$f":"Z12*E12+($A$4-80)*AG12*$A$12/1000","v":20.594594594594593},{"$f":"AA12*G12+($A$4-80)*AH12*$A$12/1000","v":20.237837837837837},{"$f":"AB12*I12+($A$4-80)*AI12*$A$12/1000","v":20.027027027027028},{"$f":"AC12*K12+($A$4-80)*AJ12*$A$12/1000","v":19.8},{"$f":"AD12*M12+($A$4-80)*AK12*$A$12/1000","v":19.420945945945949},{"$f":"AE12*O12+($A$4-80)*AL12*$A$12/1000","v":19.021621621621623}]
[null,67,31.621621621621617,24.981081081081079,30.810810810810811,24.648648648648649,30,24.3,29.189189189189186,23.935135135135134,28.378378378378379,23.554054054054053,27.466216216216218,23.208952702702703,26.554054054054053,22.836486486486486,null,1.0540540540540539,1.027027027027027,1,0.97297297297297292,0.94594594594594594,0.91554054054054057,0.88513513513513509,0.79,0.8,0.81,0.82000000000000006,0.83,0.84499999999999997,0.86,0.9,0.9,0.9,0.9,0.9,0.9,0.9,{"$f":"Y13*C13+($A$4-80)*AF13*$A$12/1000","v":24.981081081081079},{"$f":"Z13*E13+($A$4-80)*AG13*$A$12/1000","v":24.648648648648649},{"$f":"AA13*G13+($A$4-80)*AH13*$A$12/1000","v":24.3},{"$f":"AB13*I13+($A$4-80)*AI13*$A$12/1000","v":23.935135135135134},{"$f":"AC13*K13+($A$4-80)*AJ13*$A$12/1000","v":23.554054054054053},{"$f":"AD13*M13+($A$4-80)*AK13*$A$12/1000","v":23.208952702702703},{"$f":"AE13*O13+($A$4-80)*AL13*$A$12/1000","v":22.836486486486486}]
[null,65,30.709459459459453,27.024324324324319,29.949324324324319,26.654898648648643,29.189189189189186,26.270270270270267,28.429054054054053,25.799366554054053,27.668918918918919,25.317060810810812,26.807432432432435,24.729856418918921,25.945945945945947,24.129729729729728,null,1.0236486486486485,0.99831081081081063,0.97297297297297292,0.94763513513513509,0.92229729729729726,0.89358108108108114,0.86486486486486491,0.88,0.89,0.9,0.90749999999999997,0.91500000000000004,0.92249999999999999,0.92999999999999994,0.9,0.9,0.81145999999999985,0.78382550000000029,0.75619099999999984,0.72855650000000027,0.70092200000000027,27.024324324324319,{"$f":"Z14*E14+($A$4-80)*AG14*$A$12/1000","v":26.654898648648643},{"$f":"AA14*G14+($A$4-80)*AH14*$A$12/1000","v":26.270270270270267},25.799366554054053,25.317060810810812,24.729856418918921,24.129729729729728]
[null,63,29.797297297297295,28.903378378378374,29.087837837837835,28.506081081081078,28.378378378378379,28.094594594594597,27.668918918918919,27.530574324324323,26.95945945945946,26.95945945945946,26.148648648648649,26.148648648648649,25.337837837837835,25.337837837837835,null,0.9932432432432432,0.96959459459459452,0.94594594594594594,0.92229729729729726,0.89864864864864868,0.8716216216216216,0.84459459459459452,0.97,0.98,0.99,0.995,1,1,1,0.55353800000000009,0.51669199999999993,0.47984600000000022,0.46142299999999992,0.44300000000000006,0.44300000000000006,0.44300000000000006,28.903378378378374,{"$f":"Z15*E15+($A$4-80)*AG15*$A$12/1000","v":28.506081081081078},{"$f":"AA15*G15+($A$4-80)*AH15*$A$12/1000","v":28.094594594594597},27.530574324324323,26.95945945945946,26.148648648648649,25.337837837837835]
[1125,71,34.054054054054049,22.135135135135133,33.141891891891895,21.70793918918919,32.229729729729733,21.271621621621627,31.317567567567565,20.982770270270269,30.4054054054054,20.675675675675674,29.493243243243242,20.350337837837834,28.581081081081081,20.006756756756754,null,1.1351351351351351,1.1047297297297298,1.0743243243243243,1.0439189189189189,1.0135135135135134,0.98310810810810811,0.95270270270270263,0.65,0.65500000000000003,0.66,0.67,0.68,0.69,0.7,0.9,0.9,0.9,0.9,0.9,0.9,0.9,{"$f":"Y16*C16+($A$4-80)*AF16*$A$16/1000","v":22.135135135135133},{"$f":"Z16*E16+($A$4-80)*AG16*$A$16/1000","v":21.70793918918919},{"$f":"AA16*G16+($A$4-80)*AH16*$A$16/1000","v":21.271621621621627},{"$f":"AB16*I16+($A$4-80)*AI16*$A$16/1000","v":20.982770270270269},{"$f":"AC16*K16+($A$4-80)*AJ16*$A$16/1000","v":20.675675675675674},{"$f":"AD16*M16+($A$4-80)*AK16*$A$16/1000","v":20.350337837837834},{"$f":"AE16*O16+($A$4-80)*AL16*$A$16/1000","v":20.006756756756754}]
[null,67,32.229729729729733,26.42837837837838,31.418918918918916,26.234797297297295,30.608108108108105,26.016891891891888,29.69594594594594,25.538513513513507,28.783783783783779,25.041891891891886,27.871621621621621,24.805743243243242,26.95945945945946,24.533108108108109,null,1.0743243243243243,1.0472972972972971,1.0202702702702702,0.98986486486486469,0.95945945945945932,0.92905405405405406,0.89864864864864868,0.82,0.83499999999999996,0.85,0.86,0.87,0.89,0.91,0.9,0.9,0.9,0.9,0.9,0.9,0.77461400000000014,{"$f":"Y17*C17+($A$4-80)*AF17*$A$16/1000","v":26.42837837837838},{"$f":"Z17*E17+($A$4-80)*AG17*$A$16/1000","v":26.234797297297295},{"$f":"AA17*G17+($A$4-80)*AH17*$A$16/1000","v":26.016891891891888},{"$f":"AB17*I17+($A$4-80)*AI17*$A$16/1000","v":25.538513513513507},{"$f":"AC17*K17+($A$4-80)*AJ17*$A$16/1000","v":25.041891891891886},{"$f":"AD17*M17+($A$4-80)*AK17*$A$16/1000","v":24.805743243243242},{"$f":"AE17*O17+($A$4-80)*AL17*$A$16/1000","v":24.533108108108109}]
[null,65,31.418918918918916,28.59121621621621,30.658783783783782,28.129434121621621,29.898648648648649,27.65625,29.087837837837835,27.051689189189187,28.277027027027025,26.439020270270269,27.41554054054054,25.907685810810811,26.554054054054056,25.359121621621625,null,1.0472972972972971,1.0219594594594594,0.9966216216216216,0.96959459459459452,0.94256756756756743,0.91385135135135132,0.8851351351351352,0.90999999999999992,0.91749999999999998,0.92500000000000004,0.93,0.93500000000000005,0.94500000000000006,0.95500000000000007,0.77461400000000058,0.74697950000000013,0.71934500000000012,0.70092199999999982,0.68249899999999997,0.64565299999999981,0.60880699999999965,28.59121621621621,{"$f":"Z18*E18+($A$4-80)*AG18*$A$16/1000","v":28.129434121621621},{"$f":"AA18*G18+($A$4-80)*AH18*$A$16/1000","v":27.65625},27.051689189189187,26.439020270270269,25.907685810810811,25.359121621621625]
[null,63,30.608108108108105,30.608108108108105,29.898648648648649,29.898648648648649,29.189189189189186,29.189189189189186,28.47972972972973,28.47972972972973,27.770270270270267,27.770270270270267,26.95945945945946,26.95945945945946,26.148648648648649,26.148648648648649,null,1.0202702702702702,0.9966216216216216,0.97297297297297292,0.94932432432432434,0.92567567567567555,0.89864864864864868,0.8716216216216216,1,1,1,1,1,1,1,0.44300000000000006,0.44300000000000006,0.44300000000000006,0.44300000000000006,0.44300000000000006,0.44300000000000006,0.44300000000000006,30.608108108108105,{"$f":"Z19*E19+($A$4-80)*AG19*$A$16/1000","v":29.898648648648649},{"$f":"AA19*G19+($A$4-80)*AH19*$A$16/1000","v":29.189189189189186},28.47972972972973,27.770270270270267,26.95945945945946,26.148648648648649]

{"sheet":"14ACX_36","index":13,"n_rows":19,"n_cols":45,"rows_kept":19,"cut":false,"hidden":true,"merged":[[130,0,133,0],[120,12,121,12],[120,13,121,13],[120,14,121,14],[120,15,121,15],[122,0,125,0],[126,0,129,0],[119,12,119,13],[119,14,119,15],[120,4,121,4],[120,5,121,5],[120,6,121,6],[120,7,121,7],[120,8,121,8],[120,9,121,9],[120,10,121,10],[120,11,121,11],[119,0,121,0],[119,1,121,1],[119,4,119,5],[119,6,119,7],[119,8,119,9],[119,10,119,11],[111,0,114,0],[117,0,118,1],[117,4,117,15],[118,4,118,5],[118,6,118,7],[118,8,118,9],[118,10,118,11],[118,12,118,13],[118,14,118,15],[101,12,102,12],[101,13,102,13],[101,14,102,14],[101,15,102,15],[103,0,106,0],[107,0,110,0],[100,12,100,13],[100,14,100,15],[101,4,102,4],[101,5,102,5],[101,6,102,6],[101,7,102,7],[101,8,102,8],[101,9,102,9],[101,10,102,10],[101,11,102,11],[100,0,102,0],[100,1,102,1],[100,4,100,5],[100,6,100,7],[100,8,100,9],[100,10,100,11],[92,0,95,0],[98,0,99,1],[98,4,98,15],[99,4,99,5],[99,6,99,7],[99,8,99,9],[99,10,99,11],[99,12,99,13],[99,14,99,15],[82,12,83,12],[82,13,83,13],[82,14,83,14],[82,15,83,15],[84,0,87,0],[88,0,91,0],[81,12,81,13],[81,14,81,15],[82,4,83,4],[82,5,83,5],[82,6,83,6],[82,7,83,7],[82,8,83,8],[82,9,83,9],[82,10,83,10],[82,11,83,11],[81,0,83,0],[81,1,83,1],[81,4,81,5],[81,6,81,7],[81,8,81,9],[81,10,81,11],[73,0,76,0],[79,0,80,1],[79,4,79,15],[80,4,80,5],[80,6,80,7],[80,8,80,9],[80,10,80,11],[80,12,80,13],[80,14,80,15],[63,12,64,12],[63,13,64,13],[63,14,64,14],[63,15,64,15],[65,0,68,0],[69,0,72,0],[62,12,62,13],[62,14,62,15],[63,4,64,4],[63,5,64,5],[63,6,64,6],[63,7,64,7],[63,8,64,8],[63,9,64,9],[63,10,64,10],[63,11,64,11],[62,0,64,0],[62,1,64,1],[62,4,62,5],[62,6,62,7],[62,8,62,9],[62,10,62,11],[54,0,57,0],[60,0,61,1],[60,4,60,15],[61,4,61,5],[61,6,61,7],[61,8,61,9],[61,10,61,11],[61,12,61,13],[61,14,61,15],[44,12,45,12],[44,13,45,13],[44,14,45,14],[44,15,45,15],[46,0,49,0],[50,0,53,0],[43,12,43,13],[43,14,43,15],[44,4,45,4],[44,5,45,5],[44,6,45,6],[44,7,45,7],[44,8,45,8],[44,9,45,9],[44,10,45,10],[44,11,45,11],[43,0,45,0],[43,1,45,1],[43,4,43,5],[43,6,43,7],[43,8,43,9],[43,10,43,11],[35,0,38,0],[41,0,42,1],[41,4,41,15],[42,4,42,5],[42,6,42,7],[42,8,42,9],[42,10,42,11],[42,12,42,13],[42,14,42,15],[25,12,26,12],[25,13,26,13],[25,14,26,14],[25,15,26,15],[27,0,30,0],[31,0,34,0],[24,12,24,13],[24,14,24,15],[25,4,26,4],[25,5,26,5],[25,6,26,6],[25,7,26,7],[25,8,26,8],[25,9,26,9],[25,10,26,10],[25,11,26,11],[24,0,26,0],[24,1,26,1],[24,4,24,5],[24,6,24,7],[24,8,24,9],[24,10,24,11],[7,0,10,0],[11,0,14,0],[15,0,18,0],[22,4,22,15],[23,4,23,5],[23,6,23,7],[23,8,23,9],[23,10,23,11],[23,12,23,13],[23,14,23,15],[5,10,6,10],[5,11,6,11],[5,12,6,12],[5,13,6,13],[5,14,6,14],[5,15,6,15],[4,10,4,11],[4,12,4,13],[4,14,4,15],[5,2,6,2],[5,3,6,3],[5,4,6,4],[5,5,6,5],[5,6,6,6],[5,7,6,7],[5,8,6,8],[4,0,6,0],[4,1,6,1],[4,2,4,3],[4,4,4,5],[4,6,4,7],[4,8,4,9],[5,9,6,9],[2,0,2,1],[2,2,2,15],[3,2,3,3],[3,4,3,5],[3,6,3,7],[3,8,3,9],[3,10,3,11],[3,12,3,13],[3,14,3,15]]}
[]
["14ACX_36",36]
["Evaporator Air \n",null,"Condenser  Entering Air Temperature ˚F"]
[80,"°F DB",85,null,90,null,95,null,100,null,105,null,110,null,115]
["CFM","EWB†\n˚F","Capacity Mbtuh",null,"Capacity Mbtuh",null,"Capacity Mbtuh",null,"Capacity Mbtuh",null,"Capacity Mbtuh",null,"Capacity Mbtuh",null,"Capacity Mbtuh"]
[null,null,"Total","Sens.","Total","Sens.","Total","Sens.","Total","Sens.","Total","Sens.","Total","Sens.","Total","Sens."]
[null,null,null,null,null,null,null,null,null,null,null,null,null,null,null,null,null,"Total Factors",null,null,null,null,null,null,"Sens. %",null,null,null,null,null,null,"IDB Adj",null,null,null,null,null,null,"Sens Calc"]
[1050,71,{"$f":"R8*$B$2","v":38.879999999999995},{"$f":"IF(AM8>C8,C8,AM8)","v":23.716799999999996},{"$f":"S8*$B$2","v":37.954285714285717},{"$f":"IF(AN8>E8,E8,AN8)","v":23.341885714285716},{"$f":"T8*$B$2","v":37.028571428571425},{"$f":"IF(AO8>G8,G8,AO8)","v":22.957714285714282},{"$f":"U8*$B$2","v":36.102857142857147},{"$f":"IF(AP8>I8,I8,AP8)","v":22.564285714285717},{"$f":"V8*$B$2","v":35.177142857142861},{"$f":"IF(AQ8>K8,K8,AQ8)","v":22.161600000000004},{"$f":"W8*$B$2","v":34.148571428571429},{"$f":"IF(AR8>M8,M8,AR8)","v":21.684342857142859},{"$f":"X8*$B$2","v":33.120000000000005},{"$f":"IF(AS8>O8,O8,AS8)","v":21.196800000000003},null,1.0799999999999998,1.0542857142857143,1.0285714285714285,1.0028571428571429,0.9771428571428572,0.94857142857142862,0.92,0.61,0.61499999999999999,0.62,0.625,0.63,0.63500000000000001,0.64,{"$f":"IF(Y8<0.9,0.9,Y8*-3.6846+4.1276)","v":0.9},{"$f":"IF(Z8<0.9,0.9,Z8*-3.6846+4.1276)","v":0.9},0.9,0.9,0.9,0.9,0.9,{"$f":"Y8*C8+($A$4-80)*AF8*$A$8/1000","v":23.716799999999996},{"$f":"Z8*E8+($A$4-80)*AG8*$A$8/1000","v":23.341885714285716},{"$f":"AA8*G8+($A$4-80)*AH8*$A$8/1000","v":22.957714285714282},{"$f":"AB8*I8+($A$4-80)*AI8*$A$8/1000","v":22.564285714285717},{"$f":"AC8*K8+($A$4-80)*AJ8*$A$8/1000","v":22.161600000000004},{"$f":"AD8*M8+($A$4-80)*AK8*$A$8/1000","v":21.684342857142859},{"$f":"AE8*O8+($A$4-80)*AL8*$A$8/1000","v":21.196800000000003}]
[null,67,36.822857142857139,27.617142857142852,36,{"$f":"IF(AN9>E9,E9,AN9)","v":27.36},35.177142857142861,{"$f":"IF(AO9>G9,G9,AO9)","v":27.086400000000005},34.251428571428569,{"$f":"IF(AP9>I9,I9,AP9)","v":26.544857142857143},33.325714285714284,{"$f":"IF(AQ9>K9,K9,AQ9)","v":25.994057142857141},32.297142857142859,{"$f":"IF(AR9>M9,M9,AR9)","v":25.676228571428574},31.268571428571427,{"$f":"IF(AS9>O9,O9,AS9)","v":25.327542857142859},null,1.0228571428571427,1,0.9771428571428572,0.9514285714285714,0.92571428571428571,0.89714285714285713,0.86857142857142855,0.75,0.76,0.77,0.77500000000000002,0.78,0.79500000000000004,0.81,{"$f":"IF(Y9<0.9,0.9,Y9*-3.6846+4.1276)","v":0.9},0.9,0.9,0.9,0.9,0.9,0.9,{"$f":"Y9*C9+($A$4-80)*AF9*$A$8/1000","v":27.617142857142852},{"$f":"Z9*E9+($A$4-80)*AG9*$A$8/1000","v":27.36},{"$f":"AA9*G9+($A$4-80)*AH9*$A$8/1000","v":27.086400000000005},{"$f":"AB9*I9+($A$4-80)*AI9*$A$8/1000","v":26.544857142857143},{"$f":"AC9*K9+($A$4-80)*AJ9*$A$8/1000","v":25.994057142857141},{"$f":"AD9*M9+($A$4-80)*AK9*$A$8/1000","v":25.676228571428574},{"$f":"AE9*O9+($A$4-80)*AL9*$A$8/1000","v":25.327542857142859}]
[null,65,35.691428571428574,29.62388571428572,34.868571428571435,29.289600000000007,34.045714285714283,28.938857142857142,33.171428571428571,28.527428571428572,32.297142857142859,28.098514285714288,31.32,27.7182,30.342857142857142,27.30857142857143,null,0.99142857142857155,0.96857142857142875,0.94571428571428573,0.92142857142857137,0.89714285714285713,0.87,0.84285714285714286,0.83000000000000007,0.84000000000000008,0.85000000000000009,0.8600000000000001,0.87,0.88500000000000001,0.9,0.9,0.9,0.9,0.9,0.9,0.9,0.81145999999999985,29.62388571428572,{"$f":"Z10*E10+($A$4-80)*AG10*$A$8/1000","v":29.289600000000007},{"$f":"AA10*G10+($A$4-80)*AH10*$A$8/1000","v":28.938857142857142},28.527428571428572,28.098514285714288,27.7182,27.30857142857143]
[null,63,34.56,31.449600000000004,33.737142857142857,31.038171428571431,32.914285714285711,30.610285714285713,32.091428571428573,30.326400000000003,31.268571428571427,30.01782857142857,30.342857142857142,29.584285714285713,29.417142857142856,29.122971428571429,null,0.96000000000000008,0.93714285714285706,0.91428571428571426,0.89142857142857146,0.86857142857142855,0.84285714285714286,0.81714285714285717,0.91,0.92,0.93,0.94500000000000006,0.96,0.97499999999999998,0.99,0.77461400000000014,0.73776799999999998,0.70092199999999982,0.64565299999999981,0.59038400000000024,0.53511500000000023,0.47984600000000022,31.449600000000004,{"$f":"Z11*E11+($A$4-80)*AG11*$A$8/1000","v":31.038171428571431},{"$f":"AA11*G11+($A$4-80)*AH11*$A$8/1000","v":30.610285714285713},{"$f":"AB11*I11+($A$4-80)*AI11*$A$8/1000","v":30.326400000000003},30.01782857142857,29.584285714285713,29.122971428571429]
[1200,71,40.114285714285714,25.271999999999998,39.085714285714282,24.819428571428571,38.057142857142857,24.356571428571428,37.028571428571425,23.883428571428571,36,23.400000000000002,34.868571428571428,23.013257142857142,33.737142857142857,22.603885714285717,null,1.1142857142857143,1.0857142857142856,1.0571428571428572,1.0285714285714285,1,0.96857142857142853,0.93714285714285706,0.63,0.63500000000000001,0.64,0.64500000000000002,0.65,0.66,0.67,0.9,0.9,0.9,0.9,0.9,0.9,0.9,{"$f":"Y12*C12+($A$4-80)*AF12*$A$12/1000","v":25.271999999999998},{"$f":"Z12*E12+($A$4-80)*AG12*$A$12/1000","v":24.819428571428571},{"$f":"AA12*G12+($A$4-80)*AH12*$A$12/1000","v":24.356571428571428},{"$f":"AB12*I12+($A$4-80)*AI12*$A$12/1000","v":23.883428571428571},{"$f":"AC12*K12+($A$4-80)*AJ12*$A$12/1000","v":23.400000000000002},{"$f":"AD12*M12+($A$4-80)*AK12*$A$12/1000","v":23.013257142857142},{"$f":"AE12*O12+($A$4-80)*AL12*$A$12/1000","v":22.603885714285717}]
[null,67,37.851428571428571,29.524114285714287,36.925714285714278,29.171314285714281,36,28.8,34.971428571428568,28.326857142857143,33.942857142857143,27.833142857142857,32.914285714285711,27.483428571428568,31.885714285714286,27.102857142857143,null,1.0514285714285714,1.0257142857142856,1,0.97142857142857142,0.94285714285714284,0.91428571428571426,0.88571428571428568,0.78,0.79,0.8,0.81,0.82,0.83499999999999996,0.85,0.9,0.9,0.9,0.9,0.9,0.9,0.9,{"$f":"Y13*C13+($A$4-80)*AF13*$A$12/1000","v":29.524114285714287},{"$f":"Z13*E13+($A$4-80)*AG13*$A$12/1000","v":29.171314285714281},{"$f":"AA13*G13+($A$4-80)*AH13*$A$12/1000","v":28.8},{"$f":"AB13*I13+($A$4-80)*AI13*$A$12/1000","v":28.326857142857143},{"$f":"AC13*K13+($A$4-80)*AJ13*$A$12/1000","v":27.833142857142857},{"$f":"AD13*M13+($A$4-80)*AK13*$A$12/1000","v":27.483428571428568},{"$f":"AE13*O13+($A$4-80)*AL13*$A$12/1000","v":27.102857142857143}]
[null,65,36.72,31.762799999999999,35.845714285714287,31.365000000000002,34.971428571428568,30.949714285714283,34.045714285714283,30.470914285714283,33.120000000000005,29.973600000000005,32.142857142857146,29.410714285714288,31.165714285714287,28.828285714285716,null,1.02,0.99571428571428577,0.97142857142857142,0.94571428571428573,0.92,0.8928571428571429,0.86571428571428577,0.86499999999999999,0.875,0.88500000000000001,0.89500000000000002,0.90500000000000003,0.91500000000000004,0.92500000000000004,0.9,0.9,0.9,0.9,0.79303699999999999,0.75619099999999984,0.71934500000000012,31.762799999999999,{"$f":"Z14*E14+($A$4-80)*AG14*$A$12/1000","v":31.365000000000002},{"$f":"AA14*G14+($A$4-80)*AH14*$A$12/1000","v":30.949714285714283},30.470914285714283,29.973600000000005,29.410714285714288,28.828285714285716]
[null,63,35.588571428571434,33.809142857142859,34.765714285714282,33.37508571428571,33.942857142857143,32.924571428571426,33.120000000000005,32.457600000000006,32.297142857142859,31.974171428571431,31.371428571428574,31.214571428571432,30.445714285714288,30.445714285714288,null,0.98857142857142866,0.96571428571428564,0.94285714285714284,0.92,0.89714285714285713,0.87142857142857144,0.84571428571428575,0.95,0.96,0.97,0.98,0.99,0.995,1,0.6272300000000004,0.59038400000000024,0.55353800000000009,0.51669199999999993,0.47984600000000022,0.46142299999999992,0.44300000000000006,33.809142857142859,{"$f":"Z15*E15+($A$4-80)*AG15*$A$12/1000","v":33.37508571428571},{"$f":"AA15*G15+($A$4-80)*AH15*$A$12/1000","v":32.924571428571426},32.457600000000006,31.974171428571431,31.214571428571432,30.445714285714288]
[1350,71,40.628571428571426,26.002285714285712,39.651428571428568,25.575171428571426,38.674285714285716,25.138285714285715,37.645714285714291,24.846171428571434,36.617142857142859,24.533485714285717,35.485714285714288,24.130285714285712,34.354285714285716,23.704457142857141,null,1.1285714285714286,1.1014285714285714,1.0742857142857143,1.0457142857142858,1.0171428571428571,0.98571428571428577,0.95428571428571429,0.64,0.64500000000000002,0.65,0.66,0.67,0.67999999999999994,0.69,0.9,0.9,0.9,0.9,0.9,0.9,0.9,{"$f":"Y16*C16+($A$4-80)*AF16*$A$16/1000","v":26.002285714285712},{"$f":"Z16*E16+($A$4-80)*AG16*$A$16/1000","v":25.575171428571426},{"$f":"AA16*G16+($A$4-80)*AH16*$A$16/1000","v":25.138285714285715},{"$f":"AB16*I16+($A$4-80)*AI16*$A$16/1000","v":24.846171428571434},{"$f":"AC16*K16+($A$4-80)*AJ16*$A$16/1000","v":24.533485714285717},{"$f":"AD16*M16+($A$4-80)*AK16*$A$16/1000","v":24.130285714285712},{"$f":"AE16*O16+($A$4-80)*AL16*$A$16/1000","v":23.704457142857141}]
[null,67,38.468571428571423,31.159542857142853,37.542857142857144,30.785142857142862,36.617142857142859,30.392228571428571,35.588571428571434,29.894400000000005,34.56,29.376000000000001,33.428571428571431,28.915714285714287,32.297142857142859,28.421485714285716,null,1.0685714285714285,1.0428571428571429,1.0171428571428571,0.98857142857142866,0.96000000000000008,0.9285714285714286,0.89714285714285713,0.81,0.82000000000000006,0.83,0.84,0.85,0.86499999999999999,0.88,0.9,0.9,0.9,0.9,0.9,0.9,0.9,{"$f":"Y17*C17+($A$4-80)*AF17*$A$16/1000","v":31.159542857142853},{"$f":"Z17*E17+($A$4-80)*AG17*$A$16/1000","v":30.785142857142862},{"$f":"AA17*G17+($A$4-80)*AH17*$A$16/1000","v":30.392228571428571},{"$f":"AB17*I17+($A$4-80)*AI17*$A$16/1000","v":29.894400000000005},{"$f":"AC17*K17+($A$4-80)*AJ17*$A$16/1000","v":29.376000000000001},{"$f":"AD17*M17+($A$4-80)*AK17*$A$16/1000","v":28.915714285714287},{"$f":"AE17*O17+($A$4-80)*AL17*$A$16/1000","v":28.421485714285716}]
[null,65,37.44,33.508800000000001,36.565714285714279,33.091971428571426,35.691428571428574,32.657657142857147,34.765714285714289,31.984457142857146,33.840000000000003,31.302000000000003,32.862857142857145,30.644614285714287,31.885714285714286,29.972571428571428,null,1.04,1.0157142857142856,0.99142857142857155,0.96571428571428586,0.94000000000000017,0.91285714285714292,0.88571428571428568,0.89500000000000002,0.90500000000000003,0.91500000000000004,0.92,0.92500000000000004,0.9325,0.94,0.9,0.79303699999999999,0.75619099999999984,0.73776799999999998,0.71934500000000012,0.69171050000000012,0.66407600000000011,33.508800000000001,{"$f":"Z18*E18+($A$4-80)*AG18*$A$16/1000","v":33.091971428571426},{"$f":"AA18*G18+($A$4-80)*AH18*$A$16/1000","v":32.657657142857147},31.984457142857146,31.302000000000003,30.644614285714287,29.972571428571428]
[null,63,36.411428571428566,35.683199999999992,35.588571428571427,35.232685714285715,34.765714285714282,34.765714285714282,33.942857142857143,33.942857142857143,33.120000000000005,33.120000000000005,32.297142857142859,32.297142857142859,31.474285714285717,31.474285714285717,null,1.0114285714285713,0.98857142857142843,0.96571428571428564,0.94285714285714284,0.92,0.89714285714285724,0.87428571428571433,0.98,0.99,1,1,1,1,1,0.51669199999999993,0.47984600000000022,0.44300000000000006,0.44300000000000006,0.44300000000000006,0.44300000000000006,0.44300000000000006,35.683199999999992,{"$f":"Z19*E19+($A$4-80)*AG19*$A$16/1000","v":35.232685714285715},{"$f":"AA19*G19+($A$4-80)*AH19*$A$16/1000","v":34.765714285714282},33.942857142857143,33.120000000000005,32.297142857142859,31.474285714285717]

{"sheet":"14ACX_41","index":14,"n_rows":19,"n_cols":45,"rows_kept":19,"cut":false,"hidden":true,"merged":[[130,0,133,0],[120,12,121,12],[120,13,121,13],[120,14,121,14],[120,15,121,15],[122,0,125,0],[126,0,129,0],[119,12,119,13],[119,14,119,15],[120,4,121,4],[120,5,121,5],[120,6,121,6],[120,7,121,7],[120,8,121,8],[120,9,121,9],[120,10,121,10],[120,11,121,11],[119,0,121,0],[119,1,121,1],[119,4,119,5],[119,6,119,7],[119,8,119,9],[119,10,119,11],[111,0,114,0],[117,0,118,1],[117,4,117,15],[118,4,118,5],[118,6,118,7],[118,8,118,9],[118,10,118,11],[118,12,118,13],[118,14,118,15],[101,12,102,12],[101,13,102,13],[101,14,102,14],[101,15,102,15],[103,0,106,0],[107,0,110,0],[100,12,100,13],[100,14,100,15],[101,4,102,4],[101,5,102,5],[101,6,102,6],[101,7,102,7],[101,8,102,8],[101,9,102,9],[101,10,102,10],[101,11,102,11],[100,0,102,0],[100,1,102,1],[100,4,100,5],[100,6,100,7],[100,8,100,9],[100,10,100,11],[92,0,95,0],[98,0,99,1],[98,4,98,15],[99,4,99,5],[99,6,99,7],[99,8,99,9],[99,10,99,11],[99,12,99,13],[99,14,99,15],[82,12,83,12],[82,13,83,13],[82,14,83,14],[82,15,83,15],[84,0,87,0],[88,0,91,0],[81,12,81,13],[81,14,81,15],[82,4,83,4],[82,5,83,5],[82,6,83,6],[82,7,83,7],[82,8,83,8],[82,9,83,9],[82,10,83,10],[82,11,83,11],[81,0,83,0],[81,1,83,1],[81,4,81,5],[81,6,81,7],[81,8,81,9],[81,10,81,11],[73,0,76,0],[79,0,80,1],[79,4,79,15],[80,4,80,5],[80,6,80,7],[80,8,80,9],[80,10,80,11],[80,12,80,13],[80,14,80,15],[63,12,64,12],[63,13,64,13],[63,14,64,14],[63,15,64,15],[65,0,68,0],[69,0,72,0],[62,12,62,13],[62,14,62,15],[63,4,64,4],[63,5,64,5],[63,6,64,6],[63,7,64,7],[63,8,64,8],[63,9,64,9],[63,10,64,10],[63,11,64,11],[62,0,64,0],[62,1,64,1],[62,4,62,5],[62,6,62,7],[62,8,62,9],[62,10,62,11],[54,0,57,0],[60,0,61,1],[60,4,60,15],[61,4,61,5],[61,6,61,7],[61,8,61,9],[61,10,61,11],[61,12,61,13],[61,14,61,15],[44,12,45,12],[44,13,45,13],[44,14,45,14],[44,15,45,15],[46,0,49,0],[50,0,53,0],[43,12,43,13],[43,14,43,15],[44,4,45,4],[44,5,45,5],[44,6,45,6],[44,7,45,7],[44,8,45,8],[44,9,45,9],[44,10,45,10],[44,11,45,11],[43,0,45,0],[43,1,45,1],[43,4,43,5],[43,6,43,7],[43,8,43,9],[43,10,43,11],[35,0,38,0],[41,0,42,1],[41,4,41,15],[42,4,42,5],[42,6,42,7],[42,8,42,9],[42,10,42,11],[42,12,42,13],[42,14,42,15],[25,12,26,12],[25,13,26,13],[25,14,26,14],[25,15,26,15],[27,0,30,0],[31,0,34,0],[24,12,24,13],[24,14,24,15],[25,4,26,4],[25,5,26,5],[25,6,26,6],[25,7,26,7],[25,8,26,8],[25,9,26,9],[25,10,26,10],[25,11,26,11],[24,0,26,0],[24,1,26,1],[24,4,24,5],[24,6,24,7],[24,8,24,9],[24,10,24,11],[7,0,10,0],[11,0,14,0],[15,0,18,0],[22,4,22,15],[23,4,23,5],[23,6,23,7],[23,8,23,9],[23,10,23,11],[23,12,23,13],[23,14,23,15],[5,10,6,10],[5,11,6,11],[5,12,6,12],[5,13,6,13],[5,14,6,14],[5,15,6,15],[4,10,4,11],[4,12,4,13],[4,14,4,15],[5,2,6,2],[5,3,6,3],[5,4,6,4],[5,5,6,5],[5,6,6,6],[5,7,6,7],[5,8,6,8],[4,0,6,0],[4,1,6,1],[4,2,4,3],[4,4,4,5],[4,6,4,7],[4,8,4,9],[5,9,6,9],[2,0,2,1],[2,2,2,15],[3,2,3,3],[3,4,3,5],[3,6,3,7],[3,8,3,9],[3,10,3,11],[3,12,3,13],[3,14,3,15]]}
[]
["14ACX_41",42]
["Evaporator Air \n",null,"Condenser  Entering Air Temperature ˚F"]
[80,"°F DB",85,null,90,null,95,null,100,null,105,null,110,null,115]
["CFM","EWB†\n˚F","Capacity Mbtuh",null,"Capacity Mbtuh",null,"Capacity Mbtuh",null,"Capacity Mbtuh",null,"Capacity Mbtuh",null,"Capacity Mbtuh",null,"Capacity Mbtuh"]
[null,null,"Total","Sens.","Total","Sens.","Total","Sens.","Total","Sens.","Total","Sens.","Total","Sens.","Total","Sens."]
[null,null,null,null,null,null,null,null,null,null,null,null,null,null,null,null,null,"Total Factors",null,null,null,null,null,null,"Sens. %",null,null,null,null,null,null,"IDB Adj",null,null,null,null,null,null,"Sens Calc"]
[1225,71,{"$f":"R8*$B$2","v":45.15},{"$f":"IF(AM8>C8,C8,AM8)","v":27.541499999999999},{"$f":"S8*$B$2","v":44.1},{"$f":"IF(AN8>E8,E8,AN8)","v":27.342000000000002},{"$f":"T8*$B$2","v":43.05},{"$f":"IF(AO8>G8,G8,AO8)","v":27.121499999999997},{"$f":"U8*$B$2","v":42},{"$f":"IF(AP8>I8,I8,AP8)","v":26.67},{"$f":"V8*$B$2","v":40.949999999999996},{"$f":"IF(AQ8>K8,K8,AQ8)","v":26.207999999999998},{"$f":"W8*$B$2","v":39.69},{"$f":"IF(AR8>M8,M8,AR8)","v":25.60005},{"$f":"X8*$B$2","v":38.43},{"$f":"IF(AS8>O8,O8,AS8)","v":24.979500000000002},null,1.075,1.05,1.0249999999999999,1,0.97499999999999998,0.94499999999999995,0.91500000000000004,0.61,0.62,0.63,0.63500000000000001,0.64,0.64500000000000002,0.65,{"$f":"IF(Y8<0.9,0.9,Y8*-3.6846+4.1276)","v":0.9},{"$f":"IF(Z8<0.9,0.9,Z8*-3.6846+4.1276)","v":0.9},0.9,0.9,0.9,0.9,0.9,{"$f":"Y8*C8+($A$4-80)*AF8*$A$8/1000","v":27.541499999999999},{"$f":"Z8*E8+($A$4-80)*AG8*$A$8/1000","v":27.342000000000002},{"$f":"AA8*G8+($A$4-80)*AH8*$A$8/1000","v":27.121499999999997},{"$f":"AB8*I8+($A$4-80)*AI8*$A$8/1000","v":26.67},{"$f":"AC8*K8+($A$4-80)*AJ8*$A$8/1000","v":26.207999999999998},{"$f":"AD8*M8+($A$4-80)*AK8*$A$8/1000","v":25.60005},{"$f":"AE8*O8+($A$4-80)*AL8*$A$8/1000","v":24.979500000000002}]
[null,67,43.05,33.148499999999999,42.262500000000003,{"$f":"IF(AN9>E9,E9,AN9)","v":32.753437500000004},41.475000000000001,{"$f":"IF(AO9>G9,G9,AO9)","v":32.350500000000004},40.267499999999998,{"$f":"IF(AP9>I9,I9,AP9)","v":32.012662499999998},39.06,{"$f":"IF(AQ9>K9,K9,AQ9)","v":31.638600000000004},37.905000000000001,{"$f":"IF(AR9>M9,M9,AR9)","v":31.082100000000004},36.75,{"$f":"IF(AS9>O9,O9,AS9)","v":30.502499999999998},null,1.0249999999999999,1.0062500000000001,0.98750000000000004,0.95874999999999999,0.93,0.90250000000000008,0.875,0.77,0.77500000000000002,0.78,0.79500000000000004,0.81,0.82000000000000006,0.83,{"$f":"IF(Y9<0.9,0.9,Y9*-3.6846+4.1276)","v":0.9},0.9,0.9,0.9,0.9,0.9,0.9,{"$f":"Y9*C9+($A$4-80)*AF9*$A$8/1000","v":33.148499999999999},{"$f":"Z9*E9+($A$4-80)*AG9*$A$8/1000","v":32.753437500000004},{"$f":"AA9*G9+($A$4-80)*AH9*$A$8/1000","v":32.350500000000004},{"$f":"AB9*I9+($A$4-80)*AI9*$A$8/1000","v":32.012662499999998},{"$f":"AC9*K9+($A$4-80)*AJ9*$A$8/1000","v":31.638600000000004},{"$f":"AD9*M9+($A$4-80)*AK9*$A$8/1000","v":31.082100000000004},{"$f":"AE9*O9+($A$4-80)*AL9*$A$8/1000","v":30.502499999999998}]
[null,65,42.262500000000003,36.134437500000004,41.317500000000003,35.636343750000002,40.372500000000002,35.124075000000005,39.296250000000008,34.777181250000005,38.220000000000006,34.398000000000003,37.1175,33.68413125,36.015000000000001,32.953724999999999,null,1.0062500000000001,0.98375000000000001,0.96125000000000005,0.93562500000000015,0.91000000000000014,0.88375000000000004,0.85749999999999993,0.85499999999999998,0.86250000000000004,0.87,0.88500000000000001,0.9,0.90749999999999997,0.91500000000000004,0.9,0.9,0.9,0.9,0.81145999999999985,0.78382550000000029,0.75619099999999984,36.134437500000004,{"$f":"Z10*E10+($A$4-80)*AG10*$A$8/1000","v":35.636343750000002},{"$f":"AA10*G10+($A$4-80)*AH10*$A$8/1000","v":35.124075000000005},34.777181250000005,34.398000000000003,33.68413125,32.953724999999999]
[null,63,41.475000000000001,38.986499999999999,40.372500000000002,38.353875000000002,39.269999999999996,37.699199999999998,38.324999999999996,37.366874999999993,37.380000000000003,37.0062,36.33,36.148350000000001,35.28,35.28,null,0.98750000000000004,0.96125000000000005,0.93499999999999994,0.91249999999999998,0.89,0.86499999999999999,0.84000000000000008,0.94,0.95,0.96,0.97499999999999998,0.99,0.995,1,0.66407600000000011,0.6272300000000004,0.59038400000000024,0.53511500000000023,0.47984600000000022,0.46142299999999992,0.44300000000000006,38.986499999999999,{"$f":"Z11*E11+($A$4-80)*AG11*$A$8/1000","v":38.353875000000002},{"$f":"AA11*G11+($A$4-80)*AH11*$A$8/1000","v":37.699199999999998},{"$f":"AB11*I11+($A$4-80)*AI11*$A$8/1000","v":37.366874999999993},37.0062,36.148350000000001,35.28]
[1400,71,46.2,29.106000000000002,45.15,28.896000000000001,44.1,28.665000000000003,42.787500000000001,28.025812500000001,41.475000000000001,27.373500000000003,40.372500000000002,27.049575000000004,39.269999999999996,26.703599999999998,null,1.1000000000000001,1.075,1.05,1.01875,0.98750000000000004,0.96125000000000005,0.93499999999999994,0.63,0.64,0.65,0.65500000000000003,0.66,0.67,0.68,0.9,0.9,0.9,0.9,0.9,0.9,0.9,{"$f":"Y12*C12+($A$4-80)*AF12*$A$12/1000","v":29.106000000000002},{"$f":"Z12*E12+($A$4-80)*AG12*$A$12/1000","v":28.896000000000001},{"$f":"AA12*G12+($A$4-80)*AH12*$A$12/1000","v":28.665000000000003},{"$f":"AB12*I12+($A$4-80)*AI12*$A$12/1000","v":28.025812500000001},{"$f":"AC12*K12+($A$4-80)*AJ12*$A$12/1000","v":27.373500000000003},{"$f":"AD12*M12+($A$4-80)*AK12*$A$12/1000","v":27.049575000000004},{"$f":"AE12*O12+($A$4-80)*AL12*$A$12/1000","v":26.703599999999998}]
[null,67,44.1,35.28,43.05,34.655250000000002,42,34.020000000000003,40.949999999999996,33.783749999999998,39.9,33.515999999999998,38.64,33.037199999999999,37.380000000000003,32.520600000000002,null,1.05,1.0249999999999999,1,0.97499999999999998,0.95,0.91999999999999993,0.89,0.8,0.80500000000000005,0.81,0.82499999999999996,0.84,0.85499999999999998,0.87,0.9,0.9,0.9,0.9,0.9,0.9,0.9,{"$f":"Y13*C13+($A$4-80)*AF13*$A$12/1000","v":35.28},{"$f":"Z13*E13+($A$4-80)*AG13*$A$12/1000","v":34.655250000000002},{"$f":"AA13*G13+($A$4-80)*AH13*$A$12/1000","v":34.020000000000003},{"$f":"AB13*I13+($A$4-80)*AI13*$A$12/1000","v":33.783749999999998},{"$f":"AC13*K13+($A$4-80)*AJ13*$A$12/1000","v":33.515999999999998},{"$f":"AD13*M13+($A$4-80)*AK13*$A$12/1000","v":33.037199999999999},{"$f":"AE13*O13+($A$4-80)*AL13*$A$12/1000","v":32.520600000000002}]
[null,65,43.3125,38.548124999999999,42.262500000000003,37.93059375,41.212499999999999,37.297312499999997,40.188749999999999,36.672234374999995,39.164999999999992,36.03179999999999,38.0625,35.302968749999998,36.960000000000008,34.557600000000008,null,1.03125,1.0062500000000001,0.98124999999999996,0.95687499999999992,0.93249999999999988,0.90625,0.88000000000000012,0.89,0.89749999999999996,0.90500000000000003,0.91249999999999998,0.91999999999999993,0.92749999999999999,0.93500000000000005,0.9,0.9,0.79303699999999999,0.76540249999999999,0.73776800000000042,0.71013349999999997,0.68249899999999997,38.548124999999999,{"$f":"Z14*E14+($A$4-80)*AG14*$A$12/1000","v":37.93059375},{"$f":"AA14*G14+($A$4-80)*AH14*$A$12/1000","v":37.297312499999997},36.672234374999995,36.03179999999999,35.302968749999998,34.557600000000008]
[null,63,42.524999999999999,41.674499999999995,41.475000000000001,41.060250000000003,40.425000000000004,40.425000000000004,39.427500000000002,39.427500000000002,38.43,38.43,37.484999999999999,37.484999999999999,36.539999999999992,36.539999999999992,null,1.0125,0.98750000000000004,0.96250000000000002,0.93874999999999997,0.91500000000000004,0.89250000000000007,0.86999999999999988,0.98,0.99,1,1,1,1,1,0.51669199999999993,0.47984600000000022,0.44300000000000006,0.44300000000000006,0.44300000000000006,0.44300000000000006,0.44300000000000006,41.674499999999995,{"$f":"Z15*E15+($A$4-80)*AG15*$A$12/1000","v":41.060250000000003},{"$f":"AA15*G15+($A$4-80)*AH15*$A$12/1000","v":40.425000000000004},39.427500000000002,38.43,37.484999999999999,36.539999999999992]
[1575,71,46.725000000000001,30.371250000000003,45.674999999999997,29.917124999999999,44.625,29.452500000000001,43.575000000000003,29.195250000000005,42.524999999999999,28.917000000000002,41.107500000000002,28.364174999999999,39.69,27.782999999999998,null,1.1125,1.0874999999999999,1.0625,1.0375000000000001,1.0125,0.97875000000000001,0.94499999999999995,0.65,0.65500000000000003,0.66,0.67,0.68,0.69,0.7,0.9,0.9,0.9,0.9,0.9,0.9,0.9,{"$f":"Y16*C16+($A$4-80)*AF16*$A$16/1000","v":30.371250000000003},{"$f":"Z16*E16+($A$4-80)*AG16*$A$16/1000","v":29.917124999999999},{"$f":"AA16*G16+($A$4-80)*AH16*$A$16/1000","v":29.452500000000001},{"$f":"AB16*I16+($A$4-80)*AI16*$A$16/1000","v":29.195250000000005},{"$f":"AC16*K16+($A$4-80)*AJ16*$A$16/1000","v":28.917000000000002},{"$f":"AD16*M16+($A$4-80)*AK16*$A$16/1000","v":28.364174999999999},{"$f":"AE16*O16+($A$4-80)*AL16*$A$16/1000","v":27.782999999999998}]
[null,67,45.15,37.022999999999996,44.1,36.823500000000003,43.05,36.592499999999994,41.737500000000004,35.685562500000003,40.425000000000004,34.765500000000003,39.322499999999998,34.8004125,38.22,34.780200000000001,null,1.075,1.05,1.0249999999999999,0.99375000000000002,0.96250000000000002,0.93625000000000003,0.90999999999999992,0.82,0.83499999999999996,0.85,0.85499999999999998,0.86,0.88500000000000001,0.91,0.9,0.9,0.9,0.9,0.9,0.9,0.77461400000000014,{"$f":"Y17*C17+($A$4-80)*AF17*$A$16/1000","v":37.022999999999996},{"$f":"Z17*E17+($A$4-80)*AG17*$A$16/1000","v":36.823500000000003},{"$f":"AA17*G17+($A$4-80)*AH17*$A$16/1000","v":36.592499999999994},{"$f":"AB17*I17+($A$4-80)*AI17*$A$16/1000","v":35.685562500000003},{"$f":"AC17*K17+($A$4-80)*AJ17*$A$16/1000","v":34.765500000000003},{"$f":"AD17*M17+($A$4-80)*AK17*$A$16/1000","v":34.8004125},{"$f":"AE17*O17+($A$4-80)*AL17*$A$16/1000","v":34.780200000000001}]
[null,65,44.1,40.131,43.181249999999999,39.618796875000001,42.262500000000003,39.092812500000008,41.160000000000004,38.175900000000006,40.057499999999997,37.253474999999995,38.928750000000008,36.69034687500001,37.800000000000004,36.099000000000004,null,1.05,1.028125,1.0062500000000001,0.98000000000000009,0.95374999999999999,0.92687500000000012,0.9,0.90999999999999992,0.91749999999999998,0.92500000000000004,0.92749999999999999,0.92999999999999994,0.9425,0.95500000000000007,0.77461400000000058,0.74697950000000013,0.71934500000000012,0.71013349999999997,0.70092200000000027,0.65486449999999996,0.60880699999999965,40.131,{"$f":"Z18*E18+($A$4-80)*AG18*$A$16/1000","v":39.618796875000001},{"$f":"AA18*G18+($A$4-80)*AH18*$A$16/1000","v":39.092812500000008},38.175900000000006,37.253474999999995,36.69034687500001,36.099000000000004]
[null,63,43.05,43.05,42.262500000000003,42.262500000000003,41.475000000000001,41.475000000000001,40.582499999999996,40.582499999999996,39.69,39.69,38.535000000000004,38.535000000000004,37.380000000000003,37.380000000000003,null,1.0249999999999999,1.0062500000000001,0.98750000000000004,0.96624999999999994,0.94499999999999995,0.91750000000000009,0.89,1,1,1,1,1,1,1,0.44300000000000006,0.44300000000000006,0.44300000000000006,0.44300000000000006,0.44300000000000006,0.44300000000000006,0.44300000000000006,43.05,{"$f":"Z19*E19+($A$4-80)*AG19*$A$16/1000","v":42.262500000000003},{"$f":"AA19*G19+($A$4-80)*AH19*$A$16/1000","v":41.475000000000001},40.582499999999996,39.69,38.535000000000004,37.380000000000003]

{"sheet":"14ACX_42","index":15,"n_rows":19,"n_cols":45,"rows_kept":19,"cut":false,"hidden":true,"merged":[[130,0,133,0],[120,12,121,12],[120,13,121,13],[120,14,121,14],[120,15,121,15],[122,0,125,0],[126,0,129,0],[119,12,119,13],[119,14,119,15],[120,4,121,4],[120,5,121,5],[120,6,121,6],[120,7,121,7],[120,8,121,8],[120,9,121,9],[120,10,121,10],[120,11,121,11],[119,0,121,0],[119,1,121,1],[119,4,119,5],[119,6,119,7],[119,8,119,9],[119,10,119,11],[111,0,114,0],[117,0,118,1],[117,4,117,15],[118,4,118,5],[118,6,118,7],[118,8,118,9],[118,10,118,11],[118,12,118,13],[118,14,118,15],[101,12,102,12],[101,13,102,13],[101,14,102,14],[101,15,102,15],[103,0,106,0],[107,0,110,0],[100,12,100,13],[100,14,100,15],[101,4,102,4],[101,5,102,5],[101,6,102,6],[101,7,102,7],[101,8,102,8],[101,9,102,9],[101,10,102,10],[101,11,102,11],[100,0,102,0],[100,1,102,1],[100,4,100,5],[100,6,100,7],[100,8,100,9],[100,10,100,11],[92,0,95,0],[98,0,99,1],[98,4,98,15],[99,4,99,5],[99,6,99,7],[99,8,99,9],[99,10,99,11],[99,12,99,13],[99,14,99,15],[82,12,83,12],[82,13,83,13],[82,14,83,14],[82,15,83,15],[84,0,87,0],[88,0,91,0],[81,12,81,13],[81,14,81,15],[82,4,83,4],[82,5,83,5],[82,6,83,6],[82,7,83,7],[82,8,83,8],[82,9,83,9],[82,10,83,10],[82,11,83,11],[81,0,83,0],[81,1,83,1],[81,4,81,5],[81,6,81,7],[81,8,81,9],[81,10,81,11],[73,0,76,0],[79,0,80,1],[79,4,79,15],[80,4,80,5],[80,6,80,7],[80,8,80,9],[80,10,80,11],[80,12,80,13],[80,14,80,15],[63,12,64,12],[63,13,64,13],[63,14,64,14],[63,15,64,15],[65,0,68,0],[69,0,72,0],[62,12,62,13],[62,14,62,15],[63,4,64,4],[63,5,64,5],[63,6,64,6],[63,7,64,7],[63,8,64,8],[63,9,64,9],[63,10,64,10],[63,11,64,11],[62,0,64,0],[62,1,64,1],[62,4,62,5],[62,6,62,7],[62,8,62,9],[62,10,62,11],[54,0,57,0],[60,0,61,1],[60,4,60,15],[61,4,61,5],[61,6,61,7],[61,8,61,9],[61,10,61,11],[61,12,61,13],[61,14,61,15],[44,12,45,12],[44,13,45,13],[44,14,45,14],[44,15,45,15],[46,0,49,0],[50,0,53,0],[43,12,43,13],[43,14,43,15],[44,4,45,4],[44,5,45,5],[44,6,45,6],[44,7,45,7],[44,8,45,8],[44,9,45,9],[44,10,45,10],[44,11,45,11],[43,0,45,0],[43,1,45,1],[43,4,43,5],[43,6,43,7],[43,8,43,9],[43,10,43,11],[35,0,38,0],[41,0,42,1],[41,4,41,15],[42,4,42,5],[42,6,42,7],[42,8,42,9],[42,10,42,11],[42,12,42,13],[42,14,42,15],[25,12,26,12],[25,13,26,13],[25,14,26,14],[25,15,26,15],[27,0,30,0],[31,0,34,0],[24,12,24,13],[24,14,24,15],[25,4,26,4],[25,5,26,5],[25,6,26,6],[25,7,26,7],[25,8,26,8],[25,9,26,9],[25,10,26,10],[25,11,26,11],[24,0,26,0],[24,1,26,1],[24,4,24,5],[24,6,24,7],[24,8,24,9],[24,10,24,11],[7,0,10,0],[11,0,14,0],[15,0,18,0],[22,4,22,15],[23,4,23,5],[23,6,23,7],[23,8,23,9],[23,10,23,11],[23,12,23,13],[23,14,23,15],[5,10,6,10],[5,11,6,11],[5,12,6,12],[5,13,6,13],[5,14,6,14],[5,15,6,15],[4,10,4,11],[4,12,4,13],[4,14,4,15],[5,2,6,2],[5,3,6,3],[5,4,6,4],[5,5,6,5],[5,6,6,6],[5,7,6,7],[5,8,6,8],[4,0,6,0],[4,1,6,1],[4,2,4,3],[4,4,4,5],[4,6,4,7],[4,8,4,9],[5,9,6,9],[2,0,2,1],[2,2,2,15],[3,2,3,3],[3,4,3,5],[3,6,3,7],[3,8,3,9],[3,10,3,11],[3,12,3,13],[3,14,3,15]]}
[]
["14ACX_42",42]
["Evaporator Air \n",null,"Condenser  Entering Air Temperature ˚F"]
[80,"°F DB",85,null,90,null,95,null,100,null,105,null,110,null,115]
["CFM","EWB†\n˚F","Capacity Mbtuh",null,"Capacity Mbtuh",null,"Capacity Mbtuh",null,"Capacity Mbtuh",null,"Capacity Mbtuh",null,"Capacity Mbtuh",null,"Capacity Mbtuh"]
[null,null,"Total","Sens.","Total","Sens.","Total","Sens.","Total","Sens.","Total","Sens.","Total","Sens.","Total","Sens."]
[null,null,null,null,null,null,null,null,null,null,null,null,null,null,null,null,null,"Total Factors",null,null,null,null,null,null,"Sens. %",null,null,null,null,null,null,"IDB Adj",null,null,null,null,null,null,"Sens Calc"]
[1225,71,{"$f":"R8*$B$2","v":45.418604651162788},{"$f":"IF(AM8>C8,C8,AM8)","v":27.7053488372093},{"$f":"S8*$B$2","v":44.197674418604656},{"$f":"IF(AN8>E8,E8,AN8)","v":27.181569767441864},{"$f":"T8*$B$2","v":42.976744186046517},{"$f":"IF(AO8>G8,G8,AO8)","v":26.645581395348842},{"$f":"U8*$B$2","v":42},{"$f":"IF(AP8>I8,I8,AP8)","v":26.25},{"$f":"V8*$B$2","v":41.023255813953483},{"$f":"IF(AQ8>K8,K8,AQ8)","v":25.844651162790694},{"$f":"W8*$B$2","v":39.802325581395351},{"$f":"IF(AR8>M8,M8,AR8)","v":25.473488372093026},{"$f":"X8*$B$2","v":38.581395348837205},{"$f":"IF(AS8>O8,O8,AS8)","v":25.077906976744185},null,1.0813953488372092,1.0523255813953489,1.0232558139534884,1,0.97674418604651159,0.94767441860465118,0.91860465116279066,0.61,0.61499999999999999,0.62,0.625,0.63,0.64,0.65,{"$f":"IF(Y8<0.9,0.9,Y8*-3.6846+4.1276)","v":0.9},{"$f":"IF(Z8<0.9,0.9,Z8*-3.6846+4.1276)","v":0.9},0.9,0.9,0.9,0.9,0.9,{"$f":"Y8*C8+($A$4-80)*AF8*$A$8/1000","v":27.7053488372093},{"$f":"Z8*E8+($A$4-80)*AG8*$A$8/1000","v":27.181569767441864},{"$f":"AA8*G8+($A$4-80)*AH8*$A$8/1000","v":26.645581395348842},{"$f":"AB8*I8+($A$4-80)*AI8*$A$8/1000","v":26.25},{"$f":"AC8*K8+($A$4-80)*AJ8*$A$8/1000","v":25.844651162790694},{"$f":"AD8*M8+($A$4-80)*AK8*$A$8/1000","v":25.473488372093026},{"$f":"AE8*O8+($A$4-80)*AL8*$A$8/1000","v":25.077906976744185}]
[null,67,42.976744186046517,32.232558139534888,42,{"$f":"IF(AN9>E9,E9,AN9)","v":31.92},41.023255813953483,{"$f":"IF(AO9>G9,G9,AO9)","v":31.587906976744183},40.04651162790698,{"$f":"IF(AP9>I9,I9,AP9)","v":31.236279069767445},39.069767441860463,{"$f":"IF(AQ9>K9,K9,AQ9)","v":30.865116279069767},37.800000000000004,{"$f":"IF(AR9>M9,M9,AR9)","v":30.429000000000002},36.530232558139531,{"$f":"IF(AS9>O9,O9,AS9)","v":29.954790697674415},null,1.0232558139534884,1,0.97674418604651159,0.95348837209302328,0.93023255813953487,0.9,0.86976744186046506,0.75,0.76,0.77,0.78,0.79,0.80499999999999994,0.82,{"$f":"IF(Y9<0.9,0.9,Y9*-3.6846+4.1276)","v":0.9},0.9,0.9,0.9,0.9,0.9,0.9,{"$f":"Y9*C9+($A$4-80)*AF9*$A$8/1000","v":32.232558139534888},{"$f":"Z9*E9+($A$4-80)*AG9*$A$8/1000","v":31.92},{"$f":"AA9*G9+($A$4-80)*AH9*$A$8/1000","v":31.587906976744183},{"$f":"AB9*I9+($A$4-80)*AI9*$A$8/1000","v":31.236279069767445},{"$f":"AC9*K9+($A$4-80)*AJ9*$A$8/1000","v":30.865116279069767},{"$f":"AD9*M9+($A$4-80)*AK9*$A$8/1000","v":30.429000000000002},{"$f":"AE9*O9+($A$4-80)*AL9*$A$8/1000","v":29.954790697674415}]
[null,65,42,35.07,41.023255813953483,34.66465116279069,40.04651162790698,34.239767441860465,39.020930232558143,33.85065697674419,37.995348837209306,33.435906976744192,36.823255813953494,32.956813953488378,35.651162790697676,32.442558139534881,null,1,0.97674418604651159,0.95348837209302328,0.92906976744186054,0.90465116279069768,0.87674418604651172,0.84883720930232553,0.83499999999999996,0.84499999999999997,0.85499999999999998,0.86749999999999994,0.88,0.89500000000000002,0.90999999999999992,0.9,0.9,0.9,0.9,0.9,0.9,0.77461400000000058,35.07,{"$f":"Z10*E10+($A$4-80)*AG10*$A$8/1000","v":34.66465116279069},{"$f":"AA10*G10+($A$4-80)*AH10*$A$8/1000","v":34.239767441860465},33.85065697674419,33.435906976744192,32.956813953488378,32.442558139534881]
[null,63,41.023255813953483,37.741395348837209,40.04651162790698,37.243255813953489,39.069767441860463,36.725581395348833,37.995348837209306,36.285558139534885,36.920930232558135,35.81330232558139,35.846511627906978,35.308813953488375,34.77209302325582,34.77209302325582,null,0.97674418604651159,0.95348837209302328,0.93023255813953487,0.90465116279069768,0.87906976744186038,0.85348837209302331,0.82790697674418612,0.92,0.92999999999999994,0.94,0.95499999999999996,0.97,0.98499999999999999,1,0.73776799999999998,0.70092200000000027,0.66407600000000011,0.6088070000000001,0.55353800000000009,0.49826900000000007,0.44300000000000006,37.741395348837209,{"$f":"Z11*E11+($A$4-80)*AG11*$A$8/1000","v":37.243255813953489},{"$f":"AA11*G11+($A$4-80)*AH11*$A$8/1000","v":36.725581395348833},{"$f":"AB11*I11+($A$4-80)*AI11*$A$8/1000","v":36.285558139534885},35.81330232558139,35.308813953488375,34.77209302325582]
[1400,71,46.395348837209298,29.229069767441857,45.418604651162788,28.840813953488372,44.441860465116285,28.442790697674422,43.220930232558139,28.093604651162792,42,27.720000000000002,40.534883720930232,26.955697674418605,39.069767441860463,26.176744186046513,null,1.1046511627906976,1.0813953488372092,1.058139534883721,1.0290697674418605,1,0.96511627906976749,0.93023255813953487,0.63,0.63500000000000001,0.64,0.65,0.66,0.66500000000000004,0.67,0.9,0.9,0.9,0.9,0.9,0.9,0.9,{"$f":"Y12*C12+($A$4-80)*AF12*$A$12/1000","v":29.229069767441857},{"$f":"Z12*E12+($A$4-80)*AG12*$A$12/1000","v":28.840813953488372},{"$f":"AA12*G12+($A$4-80)*AH12*$A$12/1000","v":28.442790697674422},{"$f":"AB12*I12+($A$4-80)*AI12*$A$12/1000","v":28.093604651162792},{"$f":"AC12*K12+($A$4-80)*AJ12*$A$12/1000","v":27.720000000000002},{"$f":"AD12*M12+($A$4-80)*AK12*$A$12/1000","v":26.955697674418605},{"$f":"AE12*O12+($A$4-80)*AL12*$A$12/1000","v":26.176744186046513}]
[null,67,44.441860465116285,35.109069767441866,43.220930232558139,34.360639534883724,42,33.6,41.023255813953483,33.433953488372083,40.04651162790698,33.238604651162795,38.825581395348834,32.613488372093016,37.604651162790702,31.963953488372095,null,1.058139534883721,1.0290697674418605,1,0.97674418604651159,0.95348837209302328,0.92441860465116277,0.89534883720930236,0.79,0.79500000000000004,0.8,0.81499999999999995,0.83,0.84,0.85,0.9,0.9,0.9,0.9,0.9,0.9,0.9,{"$f":"Y13*C13+($A$4-80)*AF13*$A$12/1000","v":35.109069767441866},{"$f":"Z13*E13+($A$4-80)*AG13*$A$12/1000","v":34.360639534883724},{"$f":"AA13*G13+($A$4-80)*AH13*$A$12/1000","v":33.6},{"$f":"AB13*I13+($A$4-80)*AI13*$A$12/1000","v":33.433953488372083},{"$f":"AC13*K13+($A$4-80)*AJ13*$A$12/1000","v":33.238604651162795},{"$f":"AD13*M13+($A$4-80)*AK13*$A$12/1000","v":32.613488372093016},{"$f":"AE13*O13+($A$4-80)*AL13*$A$12/1000","v":31.963953488372095}]
[null,65,43.220930232558139,37.818313953488371,42.122093023255815,37.172747093023261,41.023255813953483,36.510697674418601,40.04651162790698,36.141976744186053,39.069767441860463,35.748837209302323,37.922093023255812,34.88832558139535,36.77441860465116,34.016337209302321,null,1.0290697674418605,1.0029069767441861,0.97674418604651159,0.95348837209302328,0.93023255813953487,0.90290697674418607,0.87558139534883717,0.875,0.88250000000000006,0.89,0.90250000000000008,0.91500000000000004,0.92,0.92500000000000004,0.9,0.9,0.9,0.8022484999999997,0.75619099999999984,0.73776799999999998,0.71934500000000012,37.818313953488371,{"$f":"Z14*E14+($A$4-80)*AG14*$A$12/1000","v":37.172747093023261},{"$f":"AA14*G14+($A$4-80)*AH14*$A$12/1000","v":36.510697674418601},36.141976744186053,35.748837209302323,34.88832558139535,34.016337209302321]
[null,63,42,40.32,41.023255813953483,39.792558139534876,40.04651162790698,39.245581395348843,39.069767441860463,38.67906976744186,38.093023255813954,38.093023255813954,37.018604651162789,37.018604651162789,35.944186046511625,35.944186046511625,null,1,0.97674418604651159,0.95348837209302328,0.93023255813953487,0.90697674418604646,0.88139534883720927,0.85581395348837208,0.96,0.97,0.98,0.99,1,1,1,0.59038400000000024,0.55353800000000009,0.51669199999999993,0.47984600000000022,0.44300000000000006,0.44300000000000006,0.44300000000000006,40.32,{"$f":"Z15*E15+($A$4-80)*AG15*$A$12/1000","v":39.792558139534876},{"$f":"AA15*G15+($A$4-80)*AH15*$A$12/1000","v":39.245581395348843},38.67906976744186,38.093023255813954,37.018604651162789,35.944186046511625]
[1575,71,47.372093023255815,30.791860465116279,46.395348837209298,30.388953488372092,45.418604651162788,29.97627906976744,44.197674418604656,29.612441860465122,42.976744186046517,29.224186046511633,41.511627906976742,28.643023255813951,40.04651162790698,28.032558139534885,null,1.1279069767441861,1.1046511627906976,1.0813953488372092,1.0523255813953489,1.0232558139534884,0.98837209302325579,0.95348837209302328,0.65,0.65500000000000003,0.66,0.67,0.68,0.69,0.7,0.9,0.9,0.9,0.9,0.9,0.9,0.9,{"$f":"Y16*C16+($A$4-80)*AF16*$A$16/1000","v":30.791860465116279},{"$f":"Z16*E16+($A$4-80)*AG16*$A$16/1000","v":30.388953488372092},{"$f":"AA16*G16+($A$4-80)*AH16*$A$16/1000","v":29.97627906976744},{"$f":"AB16*I16+($A$4-80)*AI16*$A$16/1000","v":29.612441860465122},{"$f":"AC16*K16+($A$4-80)*AJ16*$A$16/1000","v":29.224186046511633},{"$f":"AD16*M16+($A$4-80)*AK16*$A$16/1000","v":28.643023255813951},{"$f":"AE16*O16+($A$4-80)*AL16*$A$16/1000","v":28.032558139534885}]
[null,67,45.418604651162788,37.243255813953482,44.197674418604656,36.684069767441862,42.976744186046517,36.100465116279075,41.755813953488371,35.492441860465114,40.534883720930232,34.86,39.313953488372093,34.399709302325583,38.093023255813954,33.902790697674419,null,1.0813953488372092,1.0523255813953489,1.0232558139534884,0.9941860465116279,0.96511627906976749,0.93604651162790697,0.90697674418604646,0.82,0.83,0.84,0.85,0.86,0.875,0.89,0.9,0.9,0.9,0.9,0.9,0.9,0.9,{"$f":"Y17*C17+($A$4-80)*AF17*$A$16/1000","v":37.243255813953482},{"$f":"Z17*E17+($A$4-80)*AG17*$A$16/1000","v":36.684069767441862},{"$f":"AA17*G17+($A$4-80)*AH17*$A$16/1000","v":36.100465116279075},{"$f":"AB17*I17+($A$4-80)*AI17*$A$16/1000","v":35.492441860465114},{"$f":"AC17*K17+($A$4-80)*AJ17*$A$16/1000","v":34.86},{"$f":"AD17*M17+($A$4-80)*AK17*$A$16/1000","v":34.399709302325583},{"$f":"AE17*O17+($A$4-80)*AL17*$A$16/1000","v":33.902790697674419}]
[null,65,44.197674418604656,39.998895348837216,43.098837209302324,39.327688953488369,42,38.64,40.901162790697676,37.833575581395344,39.802325581395351,37.016162790697678,38.70348837209302,36.284520348837205,37.604651162790702,35.536395348837218,null,1.0523255813953489,1.0261627906976745,1,0.97383720930232553,0.94767441860465118,0.92151162790697672,0.89534883720930236,0.90500000000000003,0.91249999999999998,0.91999999999999993,0.92499999999999993,0.92999999999999994,0.9375,0.94500000000000006,0.79303699999999999,0.76540249999999999,0.73776800000000042,0.71934500000000012,0.70092200000000027,0.67328750000000026,0.64565299999999981,39.998895348837216,{"$f":"Z18*E18+($A$4-80)*AG18*$A$16/1000","v":39.327688953488369},{"$f":"AA18*G18+($A$4-80)*AH18*$A$16/1000","v":38.64},37.833575581395344,37.016162790697678,36.284520348837205,35.536395348837218]
[null,63,42.976744186046517,42.546976744186054,42,41.79,41.023255813953483,41.023255813953483,40.04651162790698,40.04651162790698,39.069767441860463,39.069767441860463,38.093023255813954,38.093023255813954,37.116279069767444,37.116279069767444,null,1.0232558139534884,1,0.97674418604651159,0.95348837209302328,0.93023255813953487,0.90697674418604646,0.88372093023255816,0.99,0.995,1,1,1,1,1,0.47984600000000022,0.46142299999999992,0.44300000000000006,0.44300000000000006,0.44300000000000006,0.44300000000000006,0.44300000000000006,42.546976744186054,{"$f":"Z19*E19+($A$4-80)*AG19*$A$16/1000","v":41.79},{"$f":"AA19*G19+($A$4-80)*AH19*$A$16/1000","v":41.023255813953483},40.04651162790698,39.069767441860463,38.093023255813954,37.116279069767444]

{"sheet":"14ACX_47","index":16,"n_rows":19,"n_cols":45,"rows_kept":19,"cut":false,"hidden":true,"merged":[[130,0,133,0],[120,12,121,12],[120,13,121,13],[120,14,121,14],[120,15,121,15],[122,0,125,0],[126,0,129,0],[119,12,119,13],[119,14,119,15],[120,4,121,4],[120,5,121,5],[120,6,121,6],[120,7,121,7],[120,8,121,8],[120,9,121,9],[120,10,121,10],[120,11,121,11],[119,0,121,0],[119,1,121,1],[119,4,119,5],[119,6,119,7],[119,8,119,9],[119,10,119,11],[111,0,114,0],[117,0,118,1],[117,4,117,15],[118,4,118,5],[118,6,118,7],[118,8,118,9],[118,10,118,11],[118,12,118,13],[118,14,118,15],[101,12,102,12],[101,13,102,13],[101,14,102,14],[101,15,102,15],[103,0,106,0],[107,0,110,0],[100,12,100,13],[100,14,100,15],[101,4,102,4],[101,5,102,5],[101,6,102,6],[101,7,102,7],[101,8,102,8],[101,9,102,9],[101,10,102,10],[101,11,102,11],[100,0,102,0],[100,1,102,1],[100,4,100,5],[100,6,100,7],[100,8,100,9],[100,10,100,11],[92,0,95,0],[98,0,99,1],[98,4,98,15],[99,4,99,5],[99,6,99,7],[99,8,99,9],[99,10,99,11],[99,12,99,13],[99,14,99,15],[82,12,83,12],[82,13,83,13],[82,14,83,14],[82,15,83,15],[84,0,87,0],[88,0,91,0],[81,12,81,13],[81,14,81,15],[82,4,83,4],[82,5,83,5],[82,6,83,6],[82,7,83,7],[82,8,83,8],[82,9,83,9],[82,10,83,10],[82,11,83,11],[81,0,83,0],[81,1,83,1],[81,4,81,5],[81,6,81,7],[81,8,81,9],[81,10,81,11],[73,0,76,0],[79,0,80,1],[79,4,79,15],[80,4,80,5],[80,6,80,7],[80,8,80,9],[80,10,80,11],[80,12,80,13],[80,14,80,15],[63,12,64,12],[63,13,64,13],[63,14,64,14],[63,15,64,15],[65,0,68,0],[69,0,72,0],[62,12,62,13],[62,14,62,15],[63,4,64,4],[63,5,64,5],[63,6,64,6],[63,7,64,7],[63,8,64,8],[63,9,64,9],[63,10,64,10],[63,11,64,11],[62,0,64,0],[62,1,64,1],[62,4,62,5],[62,6,62,7],[62,8,62,9],[62,10,62,11],[54,0,57,0],[60,0,61,1],[60,4,60,15],[61,4,61,5],[61,6,61,7],[61,8,61,9],[61,10,61,11],[61,12,61,13],[61,14,61,15],[44,12,45,12],[44,13,45,13],[44,14,45,14],[44,15,45,15],[46,0,49,0],[50,0,53,0],[43,12,43,13],[43,14,43,15],[44,4,45,4],[44,5,45,5],[44,6,45,6],[44,7,45,7],[44,8,45,8],[44,9,45,9],[44,10,45,10],[44,11,45,11],[43,0,45,0],[43,1,45,1],[43,4,43,5],[43,6,43,7],[43,8,43,9],[43,10,43,11],[35,0,38,0],[41,0,42,1],[41,4,41,15],[42,4,42,5],[42,6,42,7],[42,8,42,9],[42,10,42,11],[42,12,42,13],[42,14,42,15],[25,12,26,12],[25,13,26,13],[25,14,26,14],[25,15,26,15],[27,0,30,0],[31,0,34,0],[24,12,24,13],[24,14,24,15],[25,4,26,4],[25,5,26,5],[25,6,26,6],[25,7,26,7],[25,8,26,8],[25,9,26,9],[25,10,26,10],[25,11,26,11],[24,0,26,0],[24,1,26,1],[24,4,24,5],[24,6,24,7],[24,8,24,9],[24,10,24,11],[7,0,10,0],[11,0,14,0],[15,0,18,0],[22,4,22,15],[23,4,23,5],[23,6,23,7],[23,8,23,9],[23,10,23,11],[23,12,23,13],[23,14,23,15],[5,10,6,10],[5,11,6,11],[5,12,6,12],[5,13,6,13],[5,14,6,14],[5,15,6,15],[4,10,4,11],[4,12,4,13],[4,14,4,15],[5,2,6,2],[5,3,6,3],[5,4,6,4],[5,5,6,5],[5,6,6,6],[5,7,6,7],[5,8,6,8],[4,0,6,0],[4,1,6,1],[4,2,4,3],[4,4,4,5],[4,6,4,7],[4,8,4,9],[5,9,6,9],[2,0,2,1],[2,2,2,15],[3,2,3,3],[3,4,3,5],[3,6,3,7],[3,8,3,9],[3,10,3,11],[3,12,3,13],[3,14,3,15]]}
[]
["14ACX_47",47]
["Evaporator Air \n",null,"Condenser  Entering Air Temperature ˚F"]
[75,"°F DB",85,null,90,null,95,null,100,null,105,null,110,null,115]
["CFM","EWB†\n˚F","Capacity Mbtuh",null,"Capacity Mbtuh",null,"Capacity Mbtuh",null,"Capacity Mbtuh",null,"Capacity Mbtuh",null,"Capacity Mbtuh",null,"Capacity Mbtuh"]
[null,null,"Total","Sens.","Total","Sens.","Total","Sens.","Total","Sens.","Total","Sens.","Total","Sens.","Total","Sens."]
[null,null,null,null,null,null,null,null,null,null,null,null,null,null,null,null,null,"Total Factors",null,null,null,null,null,null,"Sens. %",null,null,null,null,null,null,"IDB Adj",null,null,null,null,null,null,"Sens Calc"]
[1400,71,{"$f":"R8*$B$2","v":50.357142857142854},{"$f":"IF(AM8>C8,C8,AM8)","v":23.914285714285711},{"$f":"S8*$B$2","v":49.397959183673464},{"$f":"IF(AN8>E8,E8,AN8)","v":23.585765306122443},{"$f":"T8*$B$2","v":48.438775510204081},{"$f":"IF(AO8>G8,G8,AO8)","v":23.247653061224486},{"$f":"U8*$B$2","v":47.239795918367342},{"$f":"IF(AP8>I8,I8,AP8)","v":22.752474489795915},{"$f":"V8*$B$2","v":46.04081632653061},{"$f":"IF(AQ8>K8,K8,AQ8)","v":22.245306122448977},{"$f":"W8*$B$2","v":44.602040816326536},{"$f":"IF(AR8>M8,M8,AR8)","v":21.799285714285716},{"$f":"X8*$B$2","v":43.163265306122447},{"$f":"IF(AS8>O8,O8,AS8)","v":21.324489795918367},null,1.0714285714285714,1.0510204081632653,1.0306122448979591,1.0051020408163265,0.97959183673469385,0.94897959183673475,0.91836734693877553,0.6,0.60499999999999998,0.61,0.61499999999999999,0.62,0.63,0.64,{"$f":"IF(Y8<0.9,0.9,Y8*-3.6846+4.1276)","v":0.9},{"$f":"IF(Z8<0.9,0.9,Z8*-3.6846+4.1276)","v":0.9},0.9,0.9,0.9,0.9,0.9,{"$f":"Y8*C8+($A$4-80)*AF8*$A$8/1000","v":23.914285714285711},{"$f":"Z8*E8+($A$4-80)*AG8*$A$8/1000","v":23.585765306122443},{"$f":"AA8*G8+($A$4-80)*AH8*$A$8/1000","v":23.247653061224486},{"$f":"AB8*I8+($A$4-80)*AI8*$A$8/1000","v":22.752474489795915},{"$f":"AC8*K8+($A$4-80)*AJ8*$A$8/1000","v":22.245306122448977},{"$f":"AD8*M8+($A$4-80)*AK8*$A$8/1000","v":21.799285714285716},{"$f":"AE8*O8+($A$4-80)*AL8*$A$8/1000","v":21.324489795918367}]
[null,67,48.438775510204081,30.029081632653057,47.239795918367342,{"$f":"IF(AN9>E9,E9,AN9)","v":29.366045918367345},46.04081632653061,{"$f":"IF(AO9>G9,G9,AO9)","v":28.691020408163265},45.08163265306122,{"$f":"IF(AP9>I9,I9,AP9)","v":28.412857142857138},44.122448979591837,{"$f":"IF(AQ9>K9,K9,AQ9)","v":28.115510204081634},42.683673469387756,{"$f":"IF(AR9>M9,M9,AR9)","v":27.420102040816328},41.244897959183675,{"$f":"IF(AS9>O9,O9,AS9)","v":26.695918367346938},null,1.0306122448979591,1.0051020408163265,0.97959183673469385,0.95918367346938771,0.93877551020408168,0.90816326530612246,0.87755102040816324,0.75,0.755,0.76,0.77,0.78,0.79,0.8,{"$f":"IF(Y9<0.9,0.9,Y9*-3.6846+4.1276)","v":0.9},0.9,0.9,0.9,0.9,0.9,0.9,{"$f":"Y9*C9+($A$4-80)*AF9*$A$8/1000","v":30.029081632653057},{"$f":"Z9*E9+($A$4-80)*AG9*$A$8/1000","v":29.366045918367345},{"$f":"AA9*G9+($A$4-80)*AH9*$A$8/1000","v":28.691020408163265},{"$f":"AB9*I9+($A$4-80)*AI9*$A$8/1000","v":28.412857142857138},{"$f":"AC9*K9+($A$4-80)*AJ9*$A$8/1000","v":28.115510204081634},{"$f":"AD9*M9+($A$4-80)*AK9*$A$8/1000","v":27.420102040816328},{"$f":"AE9*O9+($A$4-80)*AL9*$A$8/1000","v":26.695918367346938}]
[null,65,47.239795918367342,32.909030612244898,46.04081632653061,32.259183673469387,44.841836734693878,31.591352040816322,43.882653061224488,31.329374999999995,42.923469387755098,31.043418367346934,41.604591836734691,30.416052295918366,40.285714285714285,29.755714285714287,null,1.0051020408163265,0.97959183673469385,0.95408163265306123,0.93367346938775508,0.91326530612244894,0.88520408163265307,0.8571428571428571,0.83000000000000007,0.83750000000000002,0.84499999999999997,0.85749999999999993,0.87,0.88250000000000006,0.89500000000000002,0.9,0.9,0.9,0.9,0.9,0.9,0.9,32.909030612244898,{"$f":"Z10*E10+($A$4-80)*AG10*$A$8/1000","v":32.259183673469387},{"$f":"AA10*G10+($A$4-80)*AH10*$A$8/1000","v":31.591352040816322},31.329374999999995,31.043418367346934,30.416052295918366,29.755714285714287]
[null,63,46.04081632653061,36.474844857142855,44.841836734693878,36.09011379591837,43.642857142857146,35.68140314285715,42.683673469387756,35.81650042857143,41.724489795918366,35.922822204081626,40.525510204081634,35.766567448979586,39.326530612244902,35.574343306122451,null,0.97959183673469385,0.95408163265306123,0.9285714285714286,0.90816326530612246,0.88775510204081631,0.86224489795918369,0.83673469387755106,0.91,0.92,0.93,0.94500000000000006,0.96,0.97499999999999998,0.99,0.77461400000000014,0.73776799999999998,0.70092199999999982,0.64565299999999981,0.59038400000000024,0.53511500000000023,0.47984600000000022,36.474844857142855,{"$f":"Z11*E11+($A$4-80)*AG11*$A$8/1000","v":36.09011379591837},{"$f":"AA11*G11+($A$4-80)*AH11*$A$8/1000","v":35.68140314285715},{"$f":"AB11*I11+($A$4-80)*AI11*$A$8/1000","v":35.81650042857143},35.922822204081626,35.766567448979586,35.574343306122451]
[1550,71,51.316326530612244,24.327959183673471,50.357142857142854,24.246428571428567,49.397959183673464,24.145714285714284,48.198979591836732,23.631352040816324,47,23.105000000000004,45.561224489795919,22.639795918367348,44.122448979591837,22.145816326530614,null,1.0918367346938775,1.0714285714285714,1.0510204081632653,1.0255102040816326,1,0.96938775510204078,0.93877551020408168,0.61,0.62,0.63,0.63500000000000001,0.64,0.65,0.66,0.9,0.9,0.9,0.9,0.9,0.9,0.9,{"$f":"Y12*C12+($A$4-80)*AF12*$A$12/1000","v":24.327959183673471},{"$f":"Z12*E12+($A$4-80)*AG12*$A$12/1000","v":24.246428571428567},{"$f":"AA12*G12+($A$4-80)*AH12*$A$12/1000","v":24.145714285714284},{"$f":"AB12*I12+($A$4-80)*AI12*$A$12/1000","v":23.631352040816324},{"$f":"AC12*K12+($A$4-80)*AJ12*$A$12/1000","v":23.105000000000004},{"$f":"AD12*M12+($A$4-80)*AK12*$A$12/1000","v":22.639795918367348},{"$f":"AE12*O12+($A$4-80)*AL12*$A$12/1000","v":22.145816326530614}]
[null,67,49.397959183673464,31.061428571428564,48.198979591836732,30.62020408163265,47,30.155000000000001,45.801020408163268,29.665816326530617,44.602040816326536,29.152653061224498,43.403061224489797,28.615510204081637,42.204081632653065,28.054387755102042,null,1.0510204081632653,1.0255102040816326,1,0.97448979591836737,0.94897959183673475,0.92346938775510201,0.89795918367346939,0.77,0.78,0.79,0.8,0.81,0.82000000000000006,0.83,0.9,0.9,0.9,0.9,0.9,0.9,0.9,{"$f":"Y13*C13+($A$4-80)*AF13*$A$12/1000","v":31.061428571428564},{"$f":"Z13*E13+($A$4-80)*AG13*$A$12/1000","v":30.62020408163265},{"$f":"AA13*G13+($A$4-80)*AH13*$A$12/1000","v":30.155000000000001},{"$f":"AB13*I13+($A$4-80)*AI13*$A$12/1000","v":29.665816326530617},{"$f":"AC13*K13+($A$4-80)*AJ13*$A$12/1000","v":29.152653061224498},{"$f":"AD13*M13+($A$4-80)*AK13*$A$12/1000","v":28.615510204081637},{"$f":"AE13*O13+($A$4-80)*AL13*$A$12/1000","v":28.054387755102042}]
[null,65,48.198979591836732,34.476122448979588,47,33.914999999999999,45.801020408163268,33.329897959183675,44.721938775510203,32.827525510204083,43.642857142857146,32.989756428571432,42.443877551020407,32.443171252551011,41.244897959183675,31.878601382653063,null,1.0255102040816326,1,0.97448979591836737,0.95153061224489799,0.9285714285714286,0.90306122448979587,0.87755102040816324,0.86,0.87,0.88,0.89,0.9,0.90749999999999997,0.91500000000000004,0.9,0.9,0.9,0.9,0.81145999999999985,0.78382550000000029,0.75619099999999984,34.476122448979588,{"$f":"Z14*E14+($A$4-80)*AG14*$A$12/1000","v":33.914999999999999},{"$f":"AA14*G14+($A$4-80)*AH14*$A$12/1000","v":33.329897959183675},32.827525510204083,32.989756428571432,32.443171252551011,31.878601382653063]
[null,63,47,39.788967499999998,45.801020408163268,39.393503591836733,44.602040816326536,38.974060091836733,43.642857142857146,38.765637000000005,42.683673469387756,38.538030234693878,41.484693877551024,37.701242158163268,40.285714285714285,36.852464285714284,null,1,0.97448979591836737,0.94897959183673475,0.9285714285714286,0.90816326530612246,0.88265306122448983,0.8571428571428571,0.95,0.96,0.97,0.98,0.99,0.995,1,0.6272300000000004,0.59038400000000024,0.55353800000000009,0.51669199999999993,0.47984600000000022,0.46142299999999992,0.44300000000000006,39.788967499999998,{"$f":"Z15*E15+($A$4-80)*AG15*$A$12/1000","v":39.393503591836733},{"$f":"AA15*G15+($A$4-80)*AH15*$A$12/1000","v":38.974060091836733},38.765637000000005,38.538030234693878,37.701242158163268,36.852464285714284]
[1800,71,53.234693877551024,25.970204081632652,52.035714285714292,25.463035714285716,50.836734693877553,24.943877551020407,49.397959183673464,24.502653061224485,47.95918367346939,24.032653061224494,46.760204081632658,23.463137755102046,45.561224489795919,22.881632653061224,null,1.1326530612244898,1.1071428571428572,1.0816326530612246,1.0510204081632653,1.0204081632653061,0.99489795918367352,0.96938775510204078,0.64,0.64500000000000002,0.65,0.66,0.67,0.67500000000000004,0.68,0.9,0.9,0.9,0.9,0.9,0.9,0.9,{"$f":"Y16*C16+($A$4-80)*AF16*$A$16/1000","v":25.970204081632652},{"$f":"Z16*E16+($A$4-80)*AG16*$A$16/1000","v":25.463035714285716},{"$f":"AA16*G16+($A$4-80)*AH16*$A$16/1000","v":24.943877551020407},{"$f":"AB16*I16+($A$4-80)*AI16*$A$16/1000","v":24.502653061224485},{"$f":"AC16*K16+($A$4-80)*AJ16*$A$16/1000","v":24.032653061224494},{"$f":"AD16*M16+($A$4-80)*AK16*$A$16/1000","v":23.463137755102046},{"$f":"AE16*O16+($A$4-80)*AL16*$A$16/1000","v":22.881632653061224}]
[null,67,50.836734693877553,33.077755102040818,49.637755102040813,32.60295918367347,48.438775510204081,32.104183673469386,47.239795918367342,31.581428571428567,46.04081632653061,31.034693877551014,44.602040816326536,30.48076530612245,43.163265306122447,29.883673469387752,null,1.0816326530612246,1.0561224489795917,1.0306122448979591,1.0051020408163265,0.97959183673469385,0.94897959183673475,0.91836734693877553,0.81,0.82000000000000006,0.83,0.84,0.85,0.86499999999999999,0.88,0.9,0.9,0.9,0.9,0.9,0.9,0.9,{"$f":"Y17*C17+($A$4-80)*AF17*$A$16/1000","v":33.077755102040818},{"$f":"Z17*E17+($A$4-80)*AG17*$A$16/1000","v":32.60295918367347},{"$f":"AA17*G17+($A$4-80)*AH17*$A$16/1000","v":32.104183673469386},{"$f":"AB17*I17+($A$4-80)*AI17*$A$16/1000","v":31.581428571428567},{"$f":"AC17*K17+($A$4-80)*AJ17*$A$16/1000","v":31.034693877551014},{"$f":"AD17*M17+($A$4-80)*AK17*$A$16/1000","v":30.48076530612245},{"$f":"AE17*O17+($A$4-80)*AL17*$A$16/1000","v":29.883673469387752}]
[null,65,49.637755102040813,37.370839591836734,48.438775510204081,36.903759275510197,47.239795918367342,36.418694265306122,46.160714285714285,35.827945142857139,45.08163265306122,35.22640520408163,43.762755102040813,34.583374632653062,42.443877551020407,33.920560897959184,null,1.0561224489795917,1.0306122448979591,1.0051020408163265,0.9821428571428571,0.95918367346938771,0.93112244897959184,0.90306122448979587,0.9,0.90749999999999997,0.91500000000000004,0.92,0.92500000000000004,0.9325,0.94,0.81145999999999985,0.78382550000000029,0.75619099999999984,0.73776799999999998,0.71934500000000012,0.69171050000000012,0.66407600000000011,37.370839591836734,{"$f":"Z18*E18+($A$4-80)*AG18*$A$16/1000","v":36.903759275510197},{"$f":"AA18*G18+($A$4-80)*AH18*$A$16/1000","v":36.418694265306122},35.827945142857139,35.22640520408163,34.583374632653062,33.920560897959184]
[null,63,48.438775510204081,43.635773755102036,47.239795918367342,42.850789938775506,46.04081632653061,42.053816326530608,45.08163265306122,41.094632653061218,44.122448979591837,40.135448979591835,42.923469387755098,38.936469387755096,41.724489795918366,37.737489795918364,null,1.0306122448979591,1.0051020408163265,0.97959183673469385,0.95918367346938771,0.93877551020408168,0.91326530612244894,0.88775510204081631,0.99,0.995,1,1,1,1,1,0.47984600000000022,0.46142299999999992,0.44300000000000006,0.44300000000000006,0.44300000000000006,0.44300000000000006,0.44300000000000006,43.635773755102036,{"$f":"Z19*E19+($A$4-80)*AG19*$A$16/1000","v":42.850789938775506},{"$f":"AA19*G19+($A$4-80)*AH19*$A$16/1000","v":42.053816326530608},41.094632653061218,40.135448979591835,38.936469387755096,37.737489795918364]

{"sheet":"14ACX_48","index":17,"n_rows":19,"n_cols":45,"rows_kept":19,"cut":false,"hidden":true,"merged":[[130,0,133,0],[120,12,121,12],[120,13,121,13],[120,14,121,14],[120,15,121,15],[122,0,125,0],[126,0,129,0],[119,12,119,13],[119,14,119,15],[120,4,121,4],[120,5,121,5],[120,6,121,6],[120,7,121,7],[120,8,121,8],[120,9,121,9],[120,10,121,10],[120,11,121,11],[119,0,121,0],[119,1,121,1],[119,4,119,5],[119,6,119,7],[119,8,119,9],[119,10,119,11],[111,0,114,0],[117,0,118,1],[117,4,117,15],[118,4,118,5],[118,6,118,7],[118,8,118,9],[118,10,118,11],[118,12,118,13],[118,14,118,15],[101,12,102,12],[101,13,102,13],[101,14,102,14],[101,15,102,15],[103,0,106,0],[107,0,110,0],[100,12,100,13],[100,14,100,15],[101,4,102,4],[101,5,102,5],[101,6,102,6],[101,7,102,7],[101,8,102,8],[101,9,102,9],[101,10,102,10],[101,11,102,11],[100,0,102,0],[100,1,102,1],[100,4,100,5],[100,6,100,7],[100,8,100,9],[100,10,100,11],[92,0,95,0],[98,0,99,1],[98,4,98,15],[99,4,99,5],[99,6,99,7],[99,8,99,9],[99,10,99,11],[99,12,99,13],[99,14,99,15],[82,12,83,12],[82,13,83,13],[82,14,83,14],[82,15,83,15],[84,0,87,0],[88,0,91,0],[81,12,81,13],[81,14,81,15],[82,4,83,4],[82,5,83,5],[82,6,83,6],[82,7,83,7],[82,8,83,8],[82,9,83,9],[82,10,83,10],[82,11,83,11],[81,0,83,0],[81,1,83,1],[81,4,81,5],[81,6,81,7],[81,8,81,9],[81,10,81,11],[73,0,76,0],[79,0,80,1],[79,4,79,15],[80,4,80,5],[80,6,80,7],[80,8,80,9],[80,10,80,11],[80,12,80,13],[80,14,80,15],[63,12,64,12],[63,13,64,13],[63,14,64,14],[63,15,64,15],[65,0,68,0],[69,0,72,0],[62,12,62,13],[62,14,62,15],[63,4,64,4],[63,5,64,5],[63,6,64,6],[63,7,64,7],[63,8,64,8],[63,9,64,9],[63,10,64,10],[63,11,64,11],[62,0,64,0],[62,1,64,1],[62,4,62,5],[62,6,62,7],[62,8,62,9],[62,10,62,11],[54,0,57,0],[60,0,61,1],[60,4,60,15],[61,4,61,5],[61,6,61,7],[61,8,61,9],[61,10,61,11],[61,12,61,13],[61,14,61,15],[44,12,45,12],[44,13,45,13],[44,14,45,14],[44,15,45,15],[46,0,49,0],[50,0,53,0],[43,12,43,13],[43,14,43,15],[44,4,45,4],[44,5,45,5],[44,6,45,6],[44,7,45,7],[44,8,45,8],[44,9,45,9],[44,10,45,10],[44,11,45,11],[43,0,45,0],[43,1,45,1],[43,4,43,5],[43,6,43,7],[43,8,43,9],[43,10,43,11],[35,0,38,0],[41,0,42,1],[41,4,41,15],[42,4,42,5],[42,6,42,7],[42,8,42,9],[42,10,42,11],[42,12,42,13],[42,14,42,15],[25,12,26,12],[25,13,26,13],[25,14,26,14],[25,15,26,15],[27,0,30,0],[31,0,34,0],[24,12,24,13],[24,14,24,15],[25,4,26,4],[25,5,26,5],[25,6,26,6],[25,7,26,7],[25,8,26,8],[25,9,26,9],[25,10,26,10],[25,11,26,11],[24,0,26,0],[24,1,26,1],[24,4,24,5],[24,6,24,7],[24,8,24,9],[24,10,24,11],[7,0,10,0],[11,0,14,0],[15,0,18,0],[22,4,22,15],[23,4,23,5],[23,6,23,7],[23,8,23,9],[23,10,23,11],[23,12,23,13],[23,14,23,15],[5,10,6,10],[5,11,6,11],[5,12,6,12],[5,13,6,13],[5,14,6,14],[5,15,6,15],[4,10,4,11],[4,12,4,13],[4,14,4,15],[5,2,6,2],[5,3,6,3],[5,4,6,4],[5,5,6,5],[5,6,6,6],[5,7,6,7],[5,8,6,8],[4,0,6,0],[4,1,6,1],[4,2,4,3],[4,4,4,5],[4,6,4,7],[4,8,4,9],[5,9,6,9],[2,0,2,1],[2,2,2,15],[3,2,3,3],[3,4,3,5],[3,6,3,7],[3,8,3,9],[3,10,3,11],[3,12,3,13],[3,14,3,15]]}
[]
["14ACX_48",48]
["Evaporator Air \n",null,"Condenser  Entering Air Temperature ˚F"]
[80,"°F DB",85,null,90,null,95,null,100,null,105,null,110,null,115]
["CFM","EWB†\n˚F","Capacity Mbtuh",null,"Capacity Mbtuh",null,"Capacity Mbtuh",null,"Capacity Mbtuh",null,"Capacity Mbtuh",null,"Capacity Mbtuh",null,"Capacity Mbtuh"]
[null,null,"Total","Sens.","Total","Sens.","Total","Sens.","Total","Sens.","Total","Sens.","Total","Sens.","Total","Sens."]
[null,null,null,null,null,null,null,null,null,null,null,null,null,null,null,null,null,"Total Factors",null,null,null,null,null,null,"Sens. %",null,null,null,null,null,null,"IDB Adj",null,null,null,null,null,null,"Sens Calc"]
[1400,71,{"$f":"R8*$B$2","v":51.764705882352942},{"$f":"IF(AM8>C8,C8,AM8)","v":31.058823529411764},{"$f":"S8*$B$2","v":50.588235294117652},{"$f":"IF(AN8>E8,E8,AN8)","v":30.60588235294118},{"$f":"T8*$B$2","v":49.411764705882348},{"$f":"IF(AO8>G8,G8,AO8)","v":30.141176470588231},{"$f":"U8*$B$2","v":48},{"$f":"IF(AP8>I8,I8,AP8)","v":29.759999999999998},{"$f":"V8*$B$2","v":46.588235294117645},{"$f":"IF(AQ8>K8,K8,AQ8)","v":29.350588235294115},{"$f":"W8*$B$2","v":45.17647058823529},{"$f":"IF(AR8>M8,M8,AR8)","v":28.687058823529409},{"$f":"X8*$B$2","v":43.764705882352942},{"$f":"IF(AS8>O8,O8,AS8)","v":28.009411764705884},null,1.0784313725490196,1.053921568627451,1.0294117647058822,1,0.97058823529411764,0.94117647058823528,0.91176470588235292,0.6,0.60499999999999998,0.61,0.62,0.63,0.63500000000000001,0.64,{"$f":"IF(Y8<0.9,0.9,Y8*-3.6846+4.1276)","v":0.9},{"$f":"IF(Z8<0.9,0.9,Z8*-3.6846+4.1276)","v":0.9},0.9,0.9,0.9,0.9,0.9,{"$f":"Y8*C8+($A$4-80)*AF8*$A$8/1000","v":31.058823529411764},{"$f":"Z8*E8+($A$4-80)*AG8*$A$8/1000","v":30.60588235294118},{"$f":"AA8*G8+($A$4-80)*AH8*$A$8/1000","v":30.141176470588231},{"$f":"AB8*I8+($A$4-80)*AI8*$A$8/1000","v":29.759999999999998},{"$f":"AC8*K8+($A$4-80)*AJ8*$A$8/1000","v":29.350588235294115},{"$f":"AD8*M8+($A$4-80)*AK8*$A$8/1000","v":28.687058823529409},{"$f":"AE8*O8+($A$4-80)*AL8*$A$8/1000","v":28.009411764705884}]
[null,67,48.941176470588232,36.216470588235289,47.764705882352942,{"$f":"IF(AN9>E9,E9,AN9)","v":35.82352941176471},46.588235294117645,{"$f":"IF(AO9>G9,G9,AO9)","v":35.407058823529411},45.411764705882348,{"$f":"IF(AP9>I9,I9,AP9)","v":35.194117647058818},44.235294117647058,{"$f":"IF(AQ9>K9,K9,AQ9)","v":34.945882352941176},42.82352941176471,{"$f":"IF(AR9>M9,M9,AR9)","v":34.258823529411771},41.411764705882355,{"$f":"IF(AS9>O9,O9,AS9)","v":33.543529411764709},null,1.0196078431372548,0.99509803921568629,0.97058823529411764,0.94607843137254899,0.92156862745098034,0.89215686274509809,0.86274509803921573,0.74,0.75,0.76,0.77500000000000002,0.79,0.8,0.81,{"$f":"IF(Y9<0.9,0.9,Y9*-3.6846+4.1276)","v":0.9},0.9,0.9,0.9,0.9,0.9,0.9,{"$f":"Y9*C9+($A$4-80)*AF9*$A$8/1000","v":36.216470588235289},{"$f":"Z9*E9+($A$4-80)*AG9*$A$8/1000","v":35.82352941176471},{"$f":"AA9*G9+($A$4-80)*AH9*$A$8/1000","v":35.407058823529411},{"$f":"AB9*I9+($A$4-80)*AI9*$A$8/1000","v":35.194117647058818},{"$f":"AC9*K9+($A$4-80)*AJ9*$A$8/1000","v":34.945882352941176},{"$f":"AD9*M9+($A$4-80)*AK9*$A$8/1000","v":34.258823529411771},{"$f":"AE9*O9+($A$4-80)*AL9*$A$8/1000","v":33.543529411764709}]
[null,65,47.764705882352942,39.405882352941177,46.588235294117645,38.901176470588233,45.411764705882348,38.372941176470583,44.235294117647058,38.042352941176468,43.058823529411768,37.676470588235297,41.764705882352942,37.066176470588232,40.470588235294116,36.423529411764704,null,0.99509803921568629,0.97058823529411764,0.94607843137254899,0.92156862745098034,0.8970588235294118,0.87009803921568629,0.84313725490196079,0.82499999999999996,0.83499999999999996,0.84499999999999997,0.86,0.875,0.88749999999999996,0.9,0.9,0.9,0.9,0.9,0.9,0.9,0.81145999999999985,39.405882352941177,{"$f":"Z10*E10+($A$4-80)*AG10*$A$8/1000","v":38.901176470588233},{"$f":"AA10*G10+($A$4-80)*AH10*$A$8/1000","v":38.372941176470583},38.042352941176468,37.676470588235297,37.066176470588232,36.423529411764704]
[null,63,46.588235294117645,42.395294117647062,45.411764705882348,41.77882352941176,44.235294117647058,41.138823529411766,43.058823529411768,40.690588235294122,41.882352941176471,40.207058823529408,40.705882352941174,39.688235294117646,39.529411764705884,39.134117647058822,null,0.97058823529411764,0.94607843137254899,0.92156862745098034,0.8970588235294118,0.87254901960784315,0.84803921568627449,0.82352941176470584,0.91,0.92,0.93,0.94500000000000006,0.96,0.97499999999999998,0.99,0.77461400000000014,0.73776799999999998,0.70092199999999982,0.64565299999999981,0.59038400000000024,0.53511500000000023,0.47984600000000022,42.395294117647062,{"$f":"Z11*E11+($A$4-80)*AG11*$A$8/1000","v":41.77882352941176},{"$f":"AA11*G11+($A$4-80)*AH11*$A$8/1000","v":41.138823529411766},{"$f":"AB11*I11+($A$4-80)*AI11*$A$8/1000","v":40.690588235294122},40.207058823529408,39.688235294117646,39.134117647058822]
[1600,71,53.176470588235297,32.969411764705882,51.764705882352942,32.611764705882351,50.352941176470594,32.225882352941184,48.941176470588232,31.567058823529411,47.529411764705884,30.894117647058824,46.117647058823529,30.437647058823529,44.705882352941174,29.952941176470588,null,1.107843137254902,1.0784313725490196,1.0490196078431373,1.0196078431372548,0.99019607843137258,0.96078431372549022,0.93137254901960786,0.62,0.63,0.64,0.64500000000000002,0.65,0.66,0.67,0.9,0.9,0.9,0.9,0.9,0.9,0.9,{"$f":"Y12*C12+($A$4-80)*AF12*$A$12/1000","v":32.969411764705882},{"$f":"Z12*E12+($A$4-80)*AG12*$A$12/1000","v":32.611764705882351},{"$f":"AA12*G12+($A$4-80)*AH12*$A$12/1000","v":32.225882352941184},{"$f":"AB12*I12+($A$4-80)*AI12*$A$12/1000","v":31.567058823529411},{"$f":"AC12*K12+($A$4-80)*AJ12*$A$12/1000","v":30.894117647058824},{"$f":"AD12*M12+($A$4-80)*AK12*$A$12/1000","v":30.437647058823529},{"$f":"AE12*O12+($A$4-80)*AL12*$A$12/1000","v":29.952941176470588}]
[null,67,50.352941176470594,39.275294117647064,49.17647058823529,38.849411764705884,48,38.400000000000006,46.588235294117645,37.736470588235292,45.17647058823529,37.044705882352936,43.764705882352942,36.543529411764702,42.352941176470587,36,null,1.0490196078431373,1.0245098039215685,1,0.97058823529411764,0.94117647058823528,0.91176470588235292,0.88235294117647056,0.78,0.79,0.8,0.81,0.82,0.83499999999999996,0.85,0.9,0.9,0.9,0.9,0.9,0.9,0.9,{"$f":"Y13*C13+($A$4-80)*AF13*$A$12/1000","v":39.275294117647064},{"$f":"Z13*E13+($A$4-80)*AG13*$A$12/1000","v":38.849411764705884},{"$f":"AA13*G13+($A$4-80)*AH13*$A$12/1000","v":38.400000000000006},{"$f":"AB13*I13+($A$4-80)*AI13*$A$12/1000","v":37.736470588235292},{"$f":"AC13*K13+($A$4-80)*AJ13*$A$12/1000","v":37.044705882352936},{"$f":"AD13*M13+($A$4-80)*AK13*$A$12/1000","v":36.543529411764702},{"$f":"AE13*O13+($A$4-80)*AL13*$A$12/1000","v":36}]
[null,65,49.17647058823529,42.537647058823524,48,42.12,46.823529411764703,41.672941176470587,45.529411764705884,40.976470588235294,44.235294117647058,40.25411764705882,42.941176470588239,39.398529411764706,41.647058823529413,38.523529411764706,null,1.0245098039215685,1,0.97549019607843135,0.94852941176470584,0.92156862745098034,0.89460784313725494,0.86764705882352944,0.86499999999999999,0.87749999999999995,0.89,0.89999999999999991,0.90999999999999992,0.91749999999999998,0.92500000000000004,0.9,0.9,0.9,0.81146000000000029,0.77461400000000058,0.74697950000000013,0.71934500000000012,42.537647058823524,{"$f":"Z14*E14+($A$4-80)*AG14*$A$12/1000","v":42.12},{"$f":"AA14*G14+($A$4-80)*AH14*$A$12/1000","v":41.672941176470587},40.976470588235294,40.25411764705882,39.398529411764706,38.523529411764706]
[null,63,48,45.599999999999994,46.823529411764703,45.184705882352937,45.647058823529406,44.734117647058817,44.470588235294116,44.025882352941174,43.294117647058826,43.294117647058826,42.117647058823529,42.117647058823529,40.941176470588232,40.941176470588232,null,1,0.97549019607843135,0.9509803921568627,0.92647058823529416,0.90196078431372551,0.87745098039215685,0.8529411764705882,0.95,0.96499999999999997,0.98,0.99,1,1,1,0.6272300000000004,0.57196100000000039,0.51669199999999993,0.47984600000000022,0.44300000000000006,0.44300000000000006,0.44300000000000006,45.599999999999994,{"$f":"Z15*E15+($A$4-80)*AG15*$A$12/1000","v":45.184705882352937},{"$f":"AA15*G15+($A$4-80)*AH15*$A$12/1000","v":44.734117647058817},44.025882352941174,43.294117647058826,42.117647058823529,40.941176470588232]
[1800,71,54.117647058823529,35.176470588235297,52.941176470588239,34.676470588235297,51.764705882352942,34.164705882352941,50.117647058823536,33.328235294117654,48.470588235294116,32.47529411764706,47.058823529411761,32.235294117647058,45.647058823529406,31.952941176470581,null,1.1274509803921569,1.1029411764705883,1.0784313725490196,1.0441176470588236,1.0098039215686274,0.98039215686274506,0.9509803921568627,0.65,0.65500000000000003,0.66,0.66500000000000004,0.67,0.68500000000000005,0.7,0.9,0.9,0.9,0.9,0.9,0.9,0.9,{"$f":"Y16*C16+($A$4-80)*AF16*$A$16/1000","v":35.176470588235297},{"$f":"Z16*E16+($A$4-80)*AG16*$A$16/1000","v":34.676470588235297},{"$f":"AA16*G16+($A$4-80)*AH16*$A$16/1000","v":34.164705882352941},{"$f":"AB16*I16+($A$4-80)*AI16*$A$16/1000","v":33.328235294117654},{"$f":"AC16*K16+($A$4-80)*AJ16*$A$16/1000","v":32.47529411764706},{"$f":"AD16*M16+($A$4-80)*AK16*$A$16/1000","v":32.235294117647058},{"$f":"AE16*O16+($A$4-80)*AL16*$A$16/1000","v":31.952941176470581}]
[null,67,51.764705882352942,41.929411764705883,50.352941176470594,41.54117647058824,48.941176470588232,41.110588235294117,47.529411764705884,40.4,46.117647058823529,39.661176470588231,44.705882352941174,39.117647058823529,43.294117647058826,38.531764705882352,null,1.0784313725490196,1.0490196078431373,1.0196078431372548,0.99019607843137258,0.96078431372549022,0.93137254901960786,0.90196078431372551,0.81,0.82499999999999996,0.84,0.85,0.86,0.875,0.89,0.9,0.9,0.9,0.9,0.9,0.9,0.9,{"$f":"Y17*C17+($A$4-80)*AF17*$A$16/1000","v":41.929411764705883},{"$f":"Z17*E17+($A$4-80)*AG17*$A$16/1000","v":41.54117647058824},{"$f":"AA17*G17+($A$4-80)*AH17*$A$16/1000","v":41.110588235294117},{"$f":"AB17*I17+($A$4-80)*AI17*$A$16/1000","v":40.4},{"$f":"AC17*K17+($A$4-80)*AJ17*$A$16/1000","v":39.661176470588231},{"$f":"AD17*M17+($A$4-80)*AK17*$A$16/1000","v":39.117647058823529},{"$f":"AE17*O17+($A$4-80)*AL17*$A$16/1000","v":38.531764705882352}]
[null,65,50.352941176470594,45.317647058823539,49.058823529411761,44.643529411764696,47.764705882352942,43.9435294117647,46.470588235294116,42.985294117647051,45.17647058823529,42.014117647058818,43.882352941176471,41.139705882352942,42.588235294117645,40.24588235294118,null,1.0490196078431373,1.0220588235294117,0.99509803921568629,0.96813725490196079,0.94117647058823528,0.91421568627450978,0.88725490196078427,0.9,0.90999999999999992,0.91999999999999993,0.92499999999999993,0.92999999999999994,0.9375,0.94500000000000006,0.81145999999999985,0.77461400000000058,0.73776800000000042,0.71934500000000012,0.70092200000000027,0.67328750000000026,0.64565299999999981,45.317647058823539,{"$f":"Z18*E18+($A$4-80)*AG18*$A$16/1000","v":44.643529411764696},{"$f":"AA18*G18+($A$4-80)*AH18*$A$16/1000","v":43.9435294117647},42.985294117647051,42.014117647058818,41.139705882352942,40.24588235294118]
[null,63,48.941176470588232,48.451764705882347,47.764705882352942,47.525882352941174,46.588235294117645,46.588235294117645,45.411764705882348,45.411764705882348,44.235294117647058,44.235294117647058,43.058823529411768,43.058823529411768,41.882352941176471,41.882352941176471,null,1.0196078431372548,0.99509803921568629,0.97058823529411764,0.94607843137254899,0.92156862745098034,0.8970588235294118,0.87254901960784315,0.99,0.995,1,1,1,1,1,0.47984600000000022,0.46142299999999992,0.44300000000000006,0.44300000000000006,0.44300000000000006,0.44300000000000006,0.44300000000000006,48.451764705882347,{"$f":"Z19*E19+($A$4-80)*AG19*$A$16/1000","v":47.525882352941174},{"$f":"AA19*G19+($A$4-80)*AH19*$A$16/1000","v":46.588235294117645},45.411764705882348,44.235294117647058,43.058823529411768,41.882352941176471]

{"sheet":"14ACX_59","index":18,"n_rows":19,"n_cols":45,"rows_kept":19,"cut":false,"hidden":true,"merged":[[130,0,133,0],[120,12,121,12],[120,13,121,13],[120,14,121,14],[120,15,121,15],[122,0,125,0],[126,0,129,0],[119,12,119,13],[119,14,119,15],[120,4,121,4],[120,5,121,5],[120,6,121,6],[120,7,121,7],[120,8,121,8],[120,9,121,9],[120,10,121,10],[120,11,121,11],[119,0,121,0],[119,1,121,1],[119,4,119,5],[119,6,119,7],[119,8,119,9],[119,10,119,11],[111,0,114,0],[117,0,118,1],[117,4,117,15],[118,4,118,5],[118,6,118,7],[118,8,118,9],[118,10,118,11],[118,12,118,13],[118,14,118,15],[101,12,102,12],[101,13,102,13],[101,14,102,14],[101,15,102,15],[103,0,106,0],[107,0,110,0],[100,12,100,13],[100,14,100,15],[101,4,102,4],[101,5,102,5],[101,6,102,6],[101,7,102,7],[101,8,102,8],[101,9,102,9],[101,10,102,10],[101,11,102,11],[100,0,102,0],[100,1,102,1],[100,4,100,5],[100,6,100,7],[100,8,100,9],[100,10,100,11],[92,0,95,0],[98,0,99,1],[98,4,98,15],[99,4,99,5],[99,6,99,7],[99,8,99,9],[99,10,99,11],[99,12,99,13],[99,14,99,15],[82,12,83,12],[82,13,83,13],[82,14,83,14],[82,15,83,15],[84,0,87,0],[88,0,91,0],[81,12,81,13],[81,14,81,15],[82,4,83,4],[82,5,83,5],[82,6,83,6],[82,7,83,7],[82,8,83,8],[82,9,83,9],[82,10,83,10],[82,11,83,11],[81,0,83,0],[81,1,83,1],[81,4,81,5],[81,6,81,7],[81,8,81,9],[81,10,81,11],[73,0,76,0],[79,0,80,1],[79,4,79,15],[80,4,80,5],[80,6,80,7],[80,8,80,9],[80,10,80,11],[80,12,80,13],[80,14,80,15],[63,12,64,12],[63,13,64,13],[63,14,64,14],[63,15,64,15],[65,0,68,0],[69,0,72,0],[62,12,62,13],[62,14,62,15],[63,4,64,4],[63,5,64,5],[63,6,64,6],[63,7,64,7],[63,8,64,8],[63,9,64,9],[63,10,64,10],[63,11,64,11],[62,0,64,0],[62,1,64,1],[62,4,62,5],[62,6,62,7],[62,8,62,9],[62,10,62,11],[54,0,57,0],[60,0,61,1],[60,4,60,15],[61,4,61,5],[61,6,61,7],[61,8,61,9],[61,10,61,11],[61,12,61,13],[61,14,61,15],[44,12,45,12],[44,13,45,13],[44,14,45,14],[44,15,45,15],[46,0,49,0],[50,0,53,0],[43,12,43,13],[43,14,43,15],[44,4,45,4],[44,5,45,5],[44,6,45,6],[44,7,45,7],[44,8,45,8],[44,9,45,9],[44,10,45,10],[44,11,45,11],[43,0,45,0],[43,1,45,1],[43,4,43,5],[43,6,43,7],[43,8,43,9],[43,10,43,11],[35,0,38,0],[41,0,42,1],[41,4,41,15],[42,4,42,5],[42,6,42,7],[42,8,42,9],[42,10,42,11],[42,12,42,13],[42,14,42,15],[25,12,26,12],[25,13,26,13],[25,14,26,14],[25,15,26,15],[27,0,30,0],[31,0,34,0],[24,12,24,13],[24,14,24,15],[25,4,26,4],[25,5,26,5],[25,6,26,6],[25,7,26,7],[25,8,26,8],[25,9,26,9],[25,10,26,10],[25,11,26,11],[24,0,26,0],[24,1,26,1],[24,4,24,5],[24,6,24,7],[24,8,24,9],[24,10,24,11],[7,0,10,0],[11,0,14,0],[15,0,18,0],[22,4,22,15],[23,4,23,5],[23,6,23,7],[23,8,23,9],[23,10,23,11],[23,12,23,13],[23,14,23,15],[5,10,6,10],[5,11,6,11],[5,12,6,12],[5,13,6,13],[5,14,6,14],[5,15,6,15],[4,10,4,11],[4,12,4,13],[4,14,4,15],[5,2,6,2],[5,3,6,3],[5,4,6,4],[5,5,6,5],[5,6,6,6],[5,7,6,7],[5,8,6,8],[4,0,6,0],[4,1,6,1],[4,2,4,3],[4,4,4,5],[4,6,4,7],[4,8,4,9],[5,9,6,9],[2,0,2,1],[2,2,2,15],[3,2,3,3],[3,4,3,5],[3,6,3,7],[3,8,3,9],[3,10,3,11],[3,12,3,13],[3,14,3,15]]}
[]
["14ACX_59",60]
["Evaporator Air \n",null,"Condenser  Entering Air Temperature ˚F"]
[80,"°F DB",85,null,90,null,95,null,100,null,105,null,110,null,115]
["CFM","EWB†\n˚F","Capacity Mbtuh",null,"Capacity Mbtuh",null,"Capacity Mbtuh",null,"Capacity Mbtuh",null,"Capacity Mbtuh",null,"Capacity Mbtuh",null,"Capacity Mbtuh"]
[null,null,"Total","Sens.","Total","Sens.","Total","Sens.","Total","Sens.","Total","Sens.","Total","Sens.","Total","Sens."]
[null,null,null,null,null,null,null,null,null,null,null,null,null,null,null,null,null,"Total Factors",null,null,null,null,null,null,"Sens. %",null,null,null,null,null,null,"IDB Adj",null,null,null,null,null,null,"Sens Calc"]
[1600,71,{"$f":"R8*$B$2","v":64.5},{"$f":"IF(AM8>C8,C8,AM8)","v":38.055},{"$f":"S8*$B$2","v":63},{"$f":"IF(AN8>E8,E8,AN8)","v":37.484999999999999},{"$f":"T8*$B$2","v":61.499999999999993},{"$f":"IF(AO8>G8,G8,AO8)","v":36.899999999999991},{"$f":"U8*$B$2","v":60},{"$f":"IF(AP8>I8,I8,AP8)","v":36.299999999999997},{"$f":"V8*$B$2","v":58.5},{"$f":"IF(AQ8>K8,K8,AQ8)","v":35.685000000000002},{"$f":"W8*$B$2","v":56.75},{"$f":"IF(AR8>M8,M8,AR8)","v":34.901249999999997},{"$f":"X8*$B$2","v":55},{"$f":"IF(AS8>O8,O8,AS8)","v":34.1},null,1.075,1.05,1.0249999999999999,1,0.97499999999999998,0.9458333333333333,0.91666666666666663,0.59,0.59499999999999997,0.6,0.60499999999999998,0.61,0.61499999999999999,0.62,{"$f":"IF(Y8<0.9,0.9,Y8*-3.6846+4.1276)","v":0.9},{"$f":"IF(Z8<0.9,0.9,Z8*-3.6846+4.1276)","v":0.9},0.9,0.9,0.9,0.9,0.9,{"$f":"Y8*C8+($A$4-80)*AF8*$A$8/1000","v":38.055},{"$f":"Z8*E8+($A$4-80)*AG8*$A$8/1000","v":37.484999999999999},{"$f":"AA8*G8+($A$4-80)*AH8*$A$8/1000","v":36.899999999999991},{"$f":"AB8*I8+($A$4-80)*AI8*$A$8/1000","v":36.299999999999997},{"$f":"AC8*K8+($A$4-80)*AJ8*$A$8/1000","v":35.685000000000002},{"$f":"AD8*M8+($A$4-80)*AK8*$A$8/1000","v":34.901249999999997},{"$f":"AE8*O8+($A$4-80)*AL8*$A$8/1000","v":34.1}]
[null,67,61.499999999999993,44.894999999999996,60,{"$f":"IF(AN9>E9,E9,AN9)","v":44.4},58.5,{"$f":"IF(AO9>G9,G9,AO9)","v":43.875},57,{"$f":"IF(AP9>I9,I9,AP9)","v":43.32},55.5,{"$f":"IF(AQ9>K9,K9,AQ9)","v":42.734999999999999},54,{"$f":"IF(AR9>M9,M9,AR9)","v":42.120000000000005},52.5,{"$f":"IF(AS9>O9,O9,AS9)","v":41.475000000000001},null,1.0249999999999999,1,0.97499999999999998,0.95,0.92500000000000004,0.9,0.875,0.73,0.74,0.75,0.76,0.77,0.78,0.79,{"$f":"IF(Y9<0.9,0.9,Y9*-3.6846+4.1276)","v":0.9},0.9,0.9,0.9,0.9,0.9,0.9,{"$f":"Y9*C9+($A$4-80)*AF9*$A$8/1000","v":44.894999999999996},{"$f":"Z9*E9+($A$4-80)*AG9*$A$8/1000","v":44.4},{"$f":"AA9*G9+($A$4-80)*AH9*$A$8/1000","v":43.875},{"$f":"AB9*I9+($A$4-80)*AI9*$A$8/1000","v":43.32},{"$f":"AC9*K9+($A$4-80)*AJ9*$A$8/1000","v":42.734999999999999},{"$f":"AD9*M9+($A$4-80)*AK9*$A$8/1000","v":42.120000000000005},{"$f":"AE9*O9+($A$4-80)*AL9*$A$8/1000","v":41.475000000000001}]
[null,65,59.75,48.397500000000001,58.375,47.867500000000007,57,47.31,55.5,46.758749999999999,54,46.17,52.5,45.543749999999996,51,44.88,null,0.99583333333333335,0.97291666666666665,0.95,0.92500000000000004,0.9,0.875,0.85,0.81,0.82000000000000006,0.83000000000000007,0.84250000000000003,0.85499999999999998,0.86749999999999994,0.88,0.9,0.9,0.9,0.9,0.9,0.9,0.9,48.397500000000001,{"$f":"Z10*E10+($A$4-80)*AG10*$A$8/1000","v":47.867500000000007},{"$f":"AA10*G10+($A$4-80)*AH10*$A$8/1000","v":47.31},46.758749999999999,46.17,45.543749999999996,44.88]
[null,63,58,51.62,56.75,51.075000000000003,55.5,50.505000000000003,54,49.95,52.5,49.349999999999994,51,48.704999999999998,49.5,48.015000000000001,null,0.96666666666666667,0.9458333333333333,0.92500000000000004,0.9,0.875,0.85,0.82499999999999996,0.89,0.9,0.91,0.92500000000000004,0.94,0.95499999999999996,0.97,0.9,0.81145999999999985,0.77461400000000014,0.71934500000000012,0.66407600000000011,0.6088070000000001,0.55353800000000009,51.62,{"$f":"Z11*E11+($A$4-80)*AG11*$A$8/1000","v":51.075000000000003},{"$f":"AA11*G11+($A$4-80)*AH11*$A$8/1000","v":50.505000000000003},{"$f":"AB11*I11+($A$4-80)*AI11*$A$8/1000","v":49.95},49.349999999999994,48.704999999999998,48.015000000000001]
[1800,71,66,39.6,64.75,39.497500000000002,63.5,39.369999999999997,61.749999999999993,38.593749999999993,60,37.799999999999997,58.25,37.28,56.5,36.725000000000001,null,1.1000000000000001,1.0791666666666666,1.0583333333333333,1.0291666666666666,1,0.97083333333333333,0.94166666666666665,0.6,0.61,0.62,0.625,0.63,0.64,0.65,0.9,0.9,0.9,0.9,0.9,0.9,0.9,{"$f":"Y12*C12+($A$4-80)*AF12*$A$12/1000","v":39.6},{"$f":"Z12*E12+($A$4-80)*AG12*$A$12/1000","v":39.497500000000002},{"$f":"AA12*G12+($A$4-80)*AH12*$A$12/1000","v":39.369999999999997},{"$f":"AB12*I12+($A$4-80)*AI12*$A$12/1000","v":38.593749999999993},{"$f":"AC12*K12+($A$4-80)*AJ12*$A$12/1000","v":37.799999999999997},{"$f":"AD12*M12+($A$4-80)*AK12*$A$12/1000","v":37.28},{"$f":"AE12*O12+($A$4-80)*AL12*$A$12/1000","v":36.725000000000001}]
[null,67,63,47.88,61.499999999999993,47.354999999999997,60,46.800000000000004,58.5,46.215000000000003,57,45.6,55.25,44.752500000000005,53.5,43.87,null,1.05,1.0249999999999999,1,0.97499999999999998,0.95,0.92083333333333328,0.89166666666666672,0.76,0.77,0.78,0.79,0.8,0.81,0.82,0.9,0.9,0.9,0.9,0.9,0.9,0.9,{"$f":"Y13*C13+($A$4-80)*AF13*$A$12/1000","v":47.88},{"$f":"Z13*E13+($A$4-80)*AG13*$A$12/1000","v":47.354999999999997},{"$f":"AA13*G13+($A$4-80)*AH13*$A$12/1000","v":46.800000000000004},{"$f":"AB13*I13+($A$4-80)*AI13*$A$12/1000","v":46.215000000000003},{"$f":"AC13*K13+($A$4-80)*AJ13*$A$12/1000","v":45.6},{"$f":"AD13*M13+($A$4-80)*AK13*$A$12/1000","v":44.752500000000005},{"$f":"AE13*O13+($A$4-80)*AL13*$A$12/1000","v":43.87}]
[null,65,61.249999999999993,51.756249999999994,59.875,51.193125000000002,58.5,50.602499999999999,57,50.017499999999998,55.5,49.395000000000003,53.75,48.374999999999993,52,47.319999999999993,null,1.0208333333333333,0.99791666666666667,0.97499999999999998,0.95,0.92500000000000004,0.89583333333333337,0.8666666666666667,0.84499999999999997,0.85499999999999998,0.86499999999999999,0.87749999999999995,0.89,0.89999999999999991,0.90999999999999992,0.9,0.9,0.9,0.9,0.9,0.81146000000000029,0.77461400000000058,51.756249999999994,{"$f":"Z14*E14+($A$4-80)*AG14*$A$12/1000","v":51.193125000000002},{"$f":"AA14*G14+($A$4-80)*AH14*$A$12/1000","v":50.602499999999999},50.017499999999998,49.395000000000003,48.374999999999993,47.319999999999993]
[null,63,59.5,55.335000000000001,58.25,54.754999999999995,57,54.15,55.5,53.557499999999997,54,52.92,52.25,51.727499999999999,50.5,50.5,null,0.9916666666666667,0.97083333333333333,0.95,0.92500000000000004,0.9,0.87083333333333335,0.84166666666666667,0.93,0.94,0.95,0.96499999999999997,0.98,0.99,1,0.70092199999999982,0.66407600000000011,0.6272300000000004,0.57196100000000039,0.51669199999999993,0.47984600000000022,0.44300000000000006,55.335000000000001,{"$f":"Z15*E15+($A$4-80)*AG15*$A$12/1000","v":54.754999999999995},{"$f":"AA15*G15+($A$4-80)*AH15*$A$12/1000","v":54.15},53.557499999999997,52.92,51.727499999999999,50.5]
[2000,71,67.5,42.524999999999999,66,41.910000000000004,64.5,41.28,62.75,40.473750000000003,61,39.65,59.25,39.105000000000004,57.5,38.525000000000006,null,1.125,1.1000000000000001,1.075,1.0458333333333334,1.0166666666666666,0.98750000000000004,0.95833333333333337,0.63,0.63500000000000001,0.64,0.64500000000000002,0.65,0.66,0.67,0.9,0.9,0.9,0.9,0.9,0.9,0.9,{"$f":"Y16*C16+($A$4-80)*AF16*$A$16/1000","v":42.524999999999999},{"$f":"Z16*E16+($A$4-80)*AG16*$A$16/1000","v":41.910000000000004},{"$f":"AA16*G16+($A$4-80)*AH16*$A$16/1000","v":41.28},{"$f":"AB16*I16+($A$4-80)*AI16*$A$16/1000","v":40.473750000000003},{"$f":"AC16*K16+($A$4-80)*AJ16*$A$16/1000","v":39.65},{"$f":"AD16*M16+($A$4-80)*AK16*$A$16/1000","v":39.105000000000004},{"$f":"AE16*O16+($A$4-80)*AL16*$A$16/1000","v":38.525000000000006}]
[null,67,64.5,50.955000000000005,62.75,50.2,61,49.410000000000004,59.5,48.790000000000006,58,48.14,56.25,47.53125,54.5,46.87,null,1.075,1.0458333333333334,1.0166666666666666,0.9916666666666667,0.96666666666666667,0.9375,0.90833333333333333,0.79,0.8,0.81,0.82000000000000006,0.83,0.84499999999999997,0.86,0.9,0.9,0.9,0.9,0.9,0.9,0.9,{"$f":"Y17*C17+($A$4-80)*AF17*$A$16/1000","v":50.955000000000005},{"$f":"Z17*E17+($A$4-80)*AG17*$A$16/1000","v":50.2},{"$f":"AA17*G17+($A$4-80)*AH17*$A$16/1000","v":49.410000000000004},{"$f":"AB17*I17+($A$4-80)*AI17*$A$16/1000","v":48.790000000000006},{"$f":"AC17*K17+($A$4-80)*AJ17*$A$16/1000","v":48.14},{"$f":"AD17*M17+($A$4-80)*AK17*$A$16/1000","v":47.53125},{"$f":"AE17*O17+($A$4-80)*AL17*$A$16/1000","v":46.87}]
[null,65,62.75,55.22,61.125,54.401249999999997,59.5,53.550000000000004,58,52.634999999999998,56.5,51.697500000000005,54.875,50.622187500000003,53.25,49.522499999999994,null,1.0458333333333334,1.01875,0.9916666666666667,0.96666666666666667,0.94166666666666665,0.9145833333333333,0.88749999999999996,0.88,0.89,0.9,0.90749999999999997,0.91500000000000004,0.92249999999999999,0.92999999999999994,0.9,0.9,0.81145999999999985,0.78382550000000029,0.75619099999999984,0.72855650000000027,0.70092200000000027,55.22,{"$f":"Z18*E18+($A$4-80)*AG18*$A$16/1000","v":54.401249999999997},{"$f":"AA18*G18+($A$4-80)*AH18*$A$16/1000","v":53.550000000000004},52.634999999999998,51.697500000000005,50.622187500000003,49.522499999999994]
[null,63,61,59.17,59.5,58.31,58,57.42,56.5,56.217500000000001,55,55,53.5,53.5,52,52,null,1.0166666666666666,0.9916666666666667,0.96666666666666667,0.94166666666666665,0.91666666666666663,0.89166666666666672,0.8666666666666667,0.97,0.98,0.99,0.995,1,1,1,0.55353800000000009,0.51669199999999993,0.47984600000000022,0.46142299999999992,0.44300000000000006,0.44300000000000006,0.44300000000000006,59.17,{"$f":"Z19*E19+($A$4-80)*AG19*$A$16/1000","v":58.31},{"$f":"AA19*G19+($A$4-80)*AH19*$A$16/1000","v":57.42},56.217500000000001,55,53.5,52]

{"sheet":"14ACX_60","index":19,"n_rows":19,"n_cols":45,"rows_kept":19,"cut":false,"hidden":true,"merged":[[130,0,133,0],[120,12,121,12],[120,13,121,13],[120,14,121,14],[120,15,121,15],[122,0,125,0],[126,0,129,0],[119,12,119,13],[119,14,119,15],[120,4,121,4],[120,5,121,5],[120,6,121,6],[120,7,121,7],[120,8,121,8],[120,9,121,9],[120,10,121,10],[120,11,121,11],[119,0,121,0],[119,1,121,1],[119,4,119,5],[119,6,119,7],[119,8,119,9],[119,10,119,11],[111,0,114,0],[117,0,118,1],[117,4,117,15],[118,4,118,5],[118,6,118,7],[118,8,118,9],[118,10,118,11],[118,12,118,13],[118,14,118,15],[101,12,102,12],[101,13,102,13],[101,14,102,14],[101,15,102,15],[103,0,106,0],[107,0,110,0],[100,12,100,13],[100,14,100,15],[101,4,102,4],[101,5,102,5],[101,6,102,6],[101,7,102,7],[101,8,102,8],[101,9,102,9],[101,10,102,10],[101,11,102,11],[100,0,102,0],[100,1,102,1],[100,4,100,5],[100,6,100,7],[100,8,100,9],[100,10,100,11],[92,0,95,0],[98,0,99,1],[98,4,98,15],[99,4,99,5],[99,6,99,7],[99,8,99,9],[99,10,99,11],[99,12,99,13],[99,14,99,15],[82,12,83,12],[82,13,83,13],[82,14,83,14],[82,15,83,15],[84,0,87,0],[88,0,91,0],[81,12,81,13],[81,14,81,15],[82,4,83,4],[82,5,83,5],[82,6,83,6],[82,7,83,7],[82,8,83,8],[82,9,83,9],[82,10,83,10],[82,11,83,11],[81,0,83,0],[81,1,83,1],[81,4,81,5],[81,6,81,7],[81,8,81,9],[81,10,81,11],[73,0,76,0],[79,0,80,1],[79,4,79,15],[80,4,80,5],[80,6,80,7],[80,8,80,9],[80,10,80,11],[80,12,80,13],[80,14,80,15],[63,12,64,12],[63,13,64,13],[63,14,64,14],[63,15,64,15],[65,0,68,0],[69,0,72,0],[62,12,62,13],[62,14,62,15],[63,4,64,4],[63,5,64,5],[63,6,64,6],[63,7,64,7],[63,8,64,8],[63,9,64,9],[63,10,64,10],[63,11,64,11],[62,0,64,0],[62,1,64,1],[62,4,62,5],[62,6,62,7],[62,8,62,9],[62,10,62,11],[54,0,57,0],[60,0,61,1],[60,4,60,15],[61,4,61,5],[61,6,61,7],[61,8,61,9],[61,10,61,11],[61,12,61,13],[61,14,61,15],[44,12,45,12],[44,13,45,13],[44,14,45,14],[44,15,45,15],[46,0,49,0],[50,0,53,0],[43,12,43,13],[43,14,43,15],[44,4,45,4],[44,5,45,5],[44,6,45,6],[44,7,45,7],[44,8,45,8],[44,9,45,9],[44,10,45,10],[44,11,45,11],[43,0,45,0],[43,1,45,1],[43,4,43,5],[43,6,43,7],[43,8,43,9],[43,10,43,11],[35,0,38,0],[41,0,42,1],[41,4,41,15],[42,4,42,5],[42,6,42,7],[42,8,42,9],[42,10,42,11],[42,12,42,13],[42,14,42,15],[25,12,26,12],[25,13,26,13],[25,14,26,14],[25,15,26,15],[27,0,30,0],[31,0,34,0],[24,12,24,13],[24,14,24,15],[25,4,26,4],[25,5,26,5],[25,6,26,6],[25,7,26,7],[25,8,26,8],[25,9,26,9],[25,10,26,10],[25,11,26,11],[24,0,26,0],[24,1,26,1],[24,4,24,5],[24,6,24,7],[24,8,24,9],[24,10,24,11],[7,0,10,0],[11,0,14,0],[15,0,18,0],[22,4,22,15],[23,4,23,5],[23,6,23,7],[23,8,23,9],[23,10,23,11],[23,12,23,13],[23,14,23,15],[5,10,6,10],[5,11,6,11],[5,12,6,12],[5,13,6,13],[5,14,6,14],[5,15,6,15],[4,10,4,11],[4,12,4,13],[4,14,4,15],[5,2,6,2],[5,3,6,3],[5,4,6,4],[5,5,6,5],[5,6,6,6],[5,7,6,7],[5,8,6,8],[4,0,6,0],[4,1,6,1],[4,2,4,3],[4,4,4,5],[4,6,4,7],[4,8,4,9],[5,9,6,9],[2,0,2,1],[2,2,2,15],[3,2,3,3],[3,4,3,5],[3,6,3,7],[3,8,3,9],[3,10,3,11],[3,12,3,13],[3,14,3,15]]}
[]
["14ACX_60",60]
["Evaporator Air \n",null,"Condenser  Entering Air Temperature ˚F"]
[80,"°F DB",85,null,90,null,95,null,100,null,105,null,110,null,115]
["CFM","EWB†\n˚F","Capacity Mbtuh",null,"Capacity Mbtuh",null,"Capacity Mbtuh",null,"Capacity Mbtuh",null,"Capacity Mbtuh",null,"Capacity Mbtuh",null,"Capacity Mbtuh"]
[null,null,"Total","Sens.","Total","Sens.","Total","Sens.","Total","Sens.","Total","Sens.","Total","Sens.","Total","Sens."]
[null,null,null,null,null,null,null,null,null,null,null,null,null,null,null,null,null,"Total Factors",null,null,null,null,null,null,"Sens. %",null,null,null,null,null,null,"IDB Adj",null,null,null,null,null,null,"Sens Calc"]
[1600,71,{"$f":"R8*$B$2","v":65},{"$f":"IF(AM8>C8,C8,AM8)","v":38.35},{"$f":"S8*$B$2","v":63.5},{"$f":"IF(AN8>E8,E8,AN8)","v":37.782499999999999},{"$f":"T8*$B$2","v":62.000000000000007},{"$f":"IF(AO8>G8,G8,AO8)","v":37.200000000000003},{"$f":"U8*$B$2","v":60.25},{"$f":"IF(AP8>I8,I8,AP8)","v":36.451250000000002},{"$f":"V8*$B$2","v":58.5},{"$f":"IF(AQ8>K8,K8,AQ8)","v":35.685000000000002},{"$f":"W8*$B$2","v":56.75},{"$f":"IF(AR8>M8,M8,AR8)","v":35.185000000000002},{"$f":"X8*$B$2","v":55},{"$f":"IF(AS8>O8,O8,AS8)","v":34.65},null,1.0833333333333333,1.0583333333333333,1.0333333333333334,1.0041666666666667,0.97499999999999998,0.9458333333333333,0.91666666666666663,0.59,0.59499999999999997,0.6,0.60499999999999998,0.61,0.62,0.63,{"$f":"IF(Y8<0.9,0.9,Y8*-3.6846+4.1276)","v":0.9},{"$f":"IF(Z8<0.9,0.9,Z8*-3.6846+4.1276)","v":0.9},0.9,0.9,0.9,0.9,0.9,{"$f":"Y8*C8+($A$4-80)*AF8*$A$8/1000","v":38.35},{"$f":"Z8*E8+($A$4-80)*AG8*$A$8/1000","v":37.782499999999999},{"$f":"AA8*G8+($A$4-80)*AH8*$A$8/1000","v":37.200000000000003},{"$f":"AB8*I8+($A$4-80)*AI8*$A$8/1000","v":36.451250000000002},{"$f":"AC8*K8+($A$4-80)*AJ8*$A$8/1000","v":35.685000000000002},{"$f":"AD8*M8+($A$4-80)*AK8*$A$8/1000","v":35.185000000000002},{"$f":"AE8*O8+($A$4-80)*AL8*$A$8/1000","v":34.65}]
[null,67,61.499999999999993,45.509999999999991,60.25,{"$f":"IF(AN9>E9,E9,AN9)","v":44.886249999999997},59,{"$f":"IF(AO9>G9,G9,AO9)","v":44.25},57.25,{"$f":"IF(AP9>I9,I9,AP9)","v":43.51},55.5,{"$f":"IF(AQ9>K9,K9,AQ9)","v":42.734999999999999},54,{"$f":"IF(AR9>M9,M9,AR9)","v":42.120000000000005},52.5,{"$f":"IF(AS9>O9,O9,AS9)","v":41.475000000000001},null,1.0249999999999999,1.0041666666666667,0.98333333333333328,0.95416666666666672,0.92500000000000004,0.9,0.875,0.74,0.745,0.75,0.76,0.77,0.78,0.79,{"$f":"IF(Y9<0.9,0.9,Y9*-3.6846+4.1276)","v":0.9},0.9,0.9,0.9,0.9,0.9,0.9,{"$f":"Y9*C9+($A$4-80)*AF9*$A$8/1000","v":45.509999999999991},{"$f":"Z9*E9+($A$4-80)*AG9*$A$8/1000","v":44.886249999999997},{"$f":"AA9*G9+($A$4-80)*AH9*$A$8/1000","v":44.25},{"$f":"AB9*I9+($A$4-80)*AI9*$A$8/1000","v":43.51},{"$f":"AC9*K9+($A$4-80)*AJ9*$A$8/1000","v":42.734999999999999},{"$f":"AD9*M9+($A$4-80)*AK9*$A$8/1000","v":42.120000000000005},{"$f":"AE9*O9+($A$4-80)*AL9*$A$8/1000","v":41.475000000000001}]
[null,65,60,49.2,58.625,48.512187500000003,57.25,47.803750000000001,55.625,47.003124999999997,54,46.17,52.5,45.543749999999996,51,44.88,null,1,0.9770833333333333,0.95416666666666672,0.92708333333333337,0.9,0.875,0.85,0.82000000000000006,0.82750000000000001,0.83499999999999996,0.84499999999999997,0.85499999999999998,0.86749999999999994,0.88,0.9,0.9,0.9,0.9,0.9,0.9,0.9,49.2,{"$f":"Z10*E10+($A$4-80)*AG10*$A$8/1000","v":48.512187500000003},{"$f":"AA10*G10+($A$4-80)*AH10*$A$8/1000","v":47.803750000000001},47.003124999999997,46.17,45.543749999999996,44.88]
[null,63,58.5,52.65,57,51.870000000000005,55.5,51.06,54,50.22,52.5,49.349999999999994,51,48.704999999999998,49.5,48.015000000000001,null,0.97499999999999998,0.95,0.92500000000000004,0.9,0.875,0.85,0.82499999999999996,0.9,0.91,0.92,0.92999999999999994,0.94,0.95499999999999996,0.97,0.81145999999999985,0.77461400000000014,0.73776799999999998,0.70092200000000027,0.66407600000000011,0.6088070000000001,0.55353800000000009,52.65,{"$f":"Z11*E11+($A$4-80)*AG11*$A$8/1000","v":51.870000000000005},{"$f":"AA11*G11+($A$4-80)*AH11*$A$8/1000","v":51.06},{"$f":"AB11*I11+($A$4-80)*AI11*$A$8/1000","v":50.22},49.349999999999994,48.704999999999998,48.015000000000001]
[1800,71,66,40.26,64.75,39.821249999999999,63.5,39.369999999999997,61.499999999999993,38.744999999999997,59.5,38.08,57.75,37.248750000000001,56,36.4,null,1.1000000000000001,1.0791666666666666,1.0583333333333333,1.0249999999999999,0.9916666666666667,0.96250000000000002,0.93333333333333335,0.61,0.61499999999999999,0.62,0.63,0.64,0.64500000000000002,0.65,0.9,0.9,0.9,0.9,0.9,0.9,0.9,{"$f":"Y12*C12+($A$4-80)*AF12*$A$12/1000","v":40.26},{"$f":"Z12*E12+($A$4-80)*AG12*$A$12/1000","v":39.821249999999999},{"$f":"AA12*G12+($A$4-80)*AH12*$A$12/1000","v":39.369999999999997},{"$f":"AB12*I12+($A$4-80)*AI12*$A$12/1000","v":38.744999999999997},{"$f":"AC12*K12+($A$4-80)*AJ12*$A$12/1000","v":38.08},{"$f":"AD12*M12+($A$4-80)*AK12*$A$12/1000","v":37.248750000000001},{"$f":"AE12*O12+($A$4-80)*AL12*$A$12/1000","v":36.4}]
[null,67,63,47.88,61.499999999999993,47.354999999999997,60,46.800000000000004,58.5,46.215000000000003,57,45.6,55.25,45.028749999999995,53.5,44.405000000000001,null,1.05,1.0249999999999999,1,0.97499999999999998,0.95,0.92083333333333328,0.89166666666666672,0.76,0.77,0.78,0.79,0.8,0.81499999999999995,0.83,0.9,0.9,0.9,0.9,0.9,0.9,0.9,{"$f":"Y13*C13+($A$4-80)*AF13*$A$12/1000","v":47.88},{"$f":"Z13*E13+($A$4-80)*AG13*$A$12/1000","v":47.354999999999997},{"$f":"AA13*G13+($A$4-80)*AH13*$A$12/1000","v":46.800000000000004},{"$f":"AB13*I13+($A$4-80)*AI13*$A$12/1000","v":46.215000000000003},{"$f":"AC13*K13+($A$4-80)*AJ13*$A$12/1000","v":45.6},{"$f":"AD13*M13+($A$4-80)*AK13*$A$12/1000","v":45.028749999999995},{"$f":"AE13*O13+($A$4-80)*AL13*$A$12/1000","v":44.405000000000001}]
[null,65,61.499999999999993,51.967499999999994,60,51.449999999999996,58.5,50.895000000000003,57,50.160000000000004,55.5,49.395000000000003,53.75,48.509375000000006,52,47.58,null,1.0249999999999999,1,0.97499999999999998,0.95,0.92500000000000004,0.89583333333333337,0.8666666666666667,0.84499999999999997,0.85749999999999993,0.87,0.88,0.89,0.90250000000000008,0.91500000000000004,0.9,0.9,0.9,0.9,0.9,0.8022484999999997,0.75619099999999984,51.967499999999994,{"$f":"Z14*E14+($A$4-80)*AG14*$A$12/1000","v":51.449999999999996},{"$f":"AA14*G14+($A$4-80)*AH14*$A$12/1000","v":50.895000000000003},50.160000000000004,49.395000000000003,48.509375000000006,47.58]
[null,63,60,55.800000000000004,58.5,55.282500000000006,57,54.72,55.5,53.835000000000001,54,52.92,52.25,51.727499999999999,50.5,50.5,null,1,0.97499999999999998,0.95,0.92500000000000004,0.9,0.87083333333333335,0.84166666666666667,0.93,0.94500000000000006,0.96,0.97,0.98,0.99,1,0.70092199999999982,0.64565299999999981,0.59038400000000024,0.55353800000000009,0.51669199999999993,0.47984600000000022,0.44300000000000006,55.800000000000004,{"$f":"Z15*E15+($A$4-80)*AG15*$A$12/1000","v":55.282500000000006},{"$f":"AA15*G15+($A$4-80)*AH15*$A$12/1000","v":54.72},53.835000000000001,52.92,51.727499999999999,50.5]
[2000,71,68,42.84,66.25,42.068750000000001,64.5,41.28,62.75,40.787500000000001,61,40.260000000000005,59,39.53,57,38.760000000000005,null,1.1333333333333333,1.1041666666666667,1.075,1.0458333333333334,1.0166666666666666,0.98333333333333328,0.95,0.63,0.63500000000000001,0.64,0.65,0.66,0.67,0.68,0.9,0.9,0.9,0.9,0.9,0.9,0.9,{"$f":"Y16*C16+($A$4-80)*AF16*$A$16/1000","v":42.84},{"$f":"Z16*E16+($A$4-80)*AG16*$A$16/1000","v":42.068750000000001},{"$f":"AA16*G16+($A$4-80)*AH16*$A$16/1000","v":41.28},{"$f":"AB16*I16+($A$4-80)*AI16*$A$16/1000","v":40.787500000000001},{"$f":"AC16*K16+($A$4-80)*AJ16*$A$16/1000","v":40.260000000000005},{"$f":"AD16*M16+($A$4-80)*AK16*$A$16/1000","v":39.53},{"$f":"AE16*O16+($A$4-80)*AL16*$A$16/1000","v":38.760000000000005}]
[null,67,64.5,50.955000000000005,62.75,50.2,61,49.410000000000004,59.5,49.087499999999999,58,48.72,56,47.6,54,46.44,null,1.075,1.0458333333333334,1.0166666666666666,0.9916666666666667,0.96666666666666667,0.93333333333333335,0.9,0.79,0.8,0.81,0.82499999999999996,0.84,0.85,0.86,0.9,0.9,0.9,0.9,0.9,0.9,0.9,{"$f":"Y17*C17+($A$4-80)*AF17*$A$16/1000","v":50.955000000000005},{"$f":"Z17*E17+($A$4-80)*AG17*$A$16/1000","v":50.2},{"$f":"AA17*G17+($A$4-80)*AH17*$A$16/1000","v":49.410000000000004},{"$f":"AB17*I17+($A$4-80)*AI17*$A$16/1000","v":49.087499999999999},{"$f":"AC17*K17+($A$4-80)*AJ17*$A$16/1000","v":48.72},{"$f":"AD17*M17+($A$4-80)*AK17*$A$16/1000","v":47.6},{"$f":"AE17*O17+($A$4-80)*AL17*$A$16/1000","v":46.44}]
[null,65,62.75,55.22,61.125,54.401249999999997,59.5,53.550000000000004,58,52.779999999999994,56.5,51.98,54.75,50.643749999999997,53,49.29,null,1.0458333333333334,1.01875,0.9916666666666667,0.96666666666666667,0.94166666666666665,0.91249999999999998,0.8833333333333333,0.88,0.89,0.9,0.90999999999999992,0.91999999999999993,0.92499999999999993,0.92999999999999994,0.9,0.9,0.81145999999999985,0.77461400000000058,0.73776800000000042,0.71934500000000012,0.70092200000000027,55.22,{"$f":"Z18*E18+($A$4-80)*AG18*$A$16/1000","v":54.401249999999997},{"$f":"AA18*G18+($A$4-80)*AH18*$A$16/1000","v":53.550000000000004},52.779999999999994,51.98,50.643749999999997,49.29]
[null,63,61,59.17,59.5,58.31,58,57.42,56.5,56.217500000000001,55,55,53.5,53.5,52,52,null,1.0166666666666666,0.9916666666666667,0.96666666666666667,0.94166666666666665,0.91666666666666663,0.89166666666666672,0.8666666666666667,0.97,0.98,0.99,0.995,1,1,1,0.55353800000000009,0.51669199999999993,0.47984600000000022,0.46142299999999992,0.44300000000000006,0.44300000000000006,0.44300000000000006,59.17,{"$f":"Z19*E19+($A$4-80)*AG19*$A$16/1000","v":58.31},{"$f":"AA19*G19+($A$4-80)*AH19*$A$16/1000","v":57.42},56.217500000000001,55,53.5,52]

{"sheet":"XC13_18","index":20,"n_rows":19,"n_cols":45,"rows_kept":19,"cut":false,"hidden":true,"merged":[[2,0,2,1],[2,2,2,15],[3,2,3,3],[3,4,3,5],[3,6,3,7],[3,8,3,9],[3,10,3,11],[3,12,3,13],[3,14,3,15],[5,2,6,2],[5,3,6,3],[5,4,6,4],[5,5,6,5],[5,6,6,6],[5,7,6,7],[5,8,6,8],[4,0,6,0],[4,1,6,1],[4,2,4,3],[4,4,4,5],[4,6,4,7],[4,8,4,9],[5,9,6,9],[5,10,6,10],[5,11,6,11],[5,12,6,12],[5,13,6,13],[5,14,6,14],[5,15,6,15],[4,10,4,11],[4,12,4,13],[4,14,4,15],[7,0,10,0],[11,0,14,0],[15,0,18,0],[22,4,22,15],[23,4,23,5],[23,6,23,7],[23,8,23,9],[23,10,23,11],[23,12,23,13],[23,14,23,15],[25,12,26,12],[25,13,26,13],[25,14,26,14],[25,15,26,15],[27,0,30,0],[31,0,34,0],[24,12,24,13],[24,14,24,15],[25,4,26,4],[25,5,26,5],[25,6,26,6],[25,7,26,7],[25,8,26,8],[25,9,26,9],[25,10,26,10],[25,11,26,11],[24,0,26,0],[24,1,26,1],[24,4,24,5],[24,6,24,7],[24,8,24,9],[24,10,24,11],[35,0,38,0],[41,0,42,1],[41,4,41,15],[42,4,42,5],[42,6,42,7],[42,8,42,9],[42,10,42,11],[42,12,42,13],[42,14,42,15],[44,12,45,12],[44,13,45,13],[44,14,45,14],[44,15,45,15],[46,0,49,0],[50,0,53,0],[43,12,43,13],[43,14,43,15],[44,4,45,4],[44,5,45,5],[44,6,45,6],[44,7,45,7],[44,8,45,8],[44,9,45,9],[44,10,45,10],[44,11,45,11],[43,0,45,0],[43,1,45,1],[43,4,43,5],[43,6,43,7],[43,8,43,9],[43,10,43,11],[54,0,57,0],[60,0,61,1],[60,4,60,15],[61,4,61,5],[61,6,61,7],[61,8,61,9],[61,10,61,11],[61,12,61,13],[61,14,61,15],[63,12,64,12],[63,13,64,13],[63,14,64,14],[63,15,64,15],[65,0,68,0],[69,0,72,0],[62,12,62,13],[62,14,62,15],[63,4,64,4],[63,5,64,5],[63,6,64,6],[63,7,64,7],[63,8,64,8],[63,9,64,9],[63,10,64,10],[63,11,64,11],[62,0,64,0],[62,1,64,1],[62,4,62,5],[62,6,62,7],[62,8,62,9],[62,10,62,11],[73,0,76,0],[79,0,80,1],[79,4,79,15],[80,4,80,5],[80,6,80,7],[80,8,80,9],[80,10,80,11],[80,12,80,13],[80,14,80,15],[82,12,83,12],[82,13,83,13],[82,14,83,14],[82,15,83,15],[84,0,87,0],[88,0,91,0],[81,12,81,13],[81,14,81,15],[82,4,83,4],[82,5,83,5],[82,6,83,6],[82,7,83,7],[82,8,83,8],[82,9,83,9],[82,10,83,10],[82,11,83,11],[81,0,83,0],[81,1,83,1],[81,4,81,5],[81,6,81,7],[81,8,81,9],[81,10,81,11],[92,0,95,0],[98,0,99,1],[98,4,98,15],[99,4,99,5],[99,6,99,7],[99,8,99,9],[99,10,99,11],[99,12,99,13],[99,14,99,15],[101,12,102,12],[101,13,102,13],[101,14,102,14],[101,15,102,15],[103,0,106,0],[107,0,110,0],[100,12,100,13],[100,14,100,15],[101,4,102,4],[101,5,102,5],[101,6,102,6],[101,7,102,7],[101,8,102,8],[101,9,102,9],[101,10,102,10],[101,11,102,11],[100,0,102,0],[100,1,102,1],[100,4,100,5],[100,6,100,7],[100,8,100,9],[100,10,100,11],[111,0,114,0],[117,0,118,1],[117,4,117,15],[118,4,118,5],[118,6,118,7],[118,8,118,9],[118,10,118,11],[118,12,118,13],[118,14,118,15],[130,0,133,0],[120,12,121,12],[120,13,121,13],[120,14,121,14],[120,15,121,15],[122,0,125,0],[126,0,129,0],[119,12,119,13],[119,14,119,15],[120,4,121,4],[120,5,121,5],[120,6,121,6],[120,7,121,7],[120,8,121,8],[120,9,121,9],[120,10,121,10],[120,11,121,11],[119,0,121,0],[119,1,121,1],[119,4,119,5],[119,6,119,7],[119,8,119,9],[119,10,119,11]]}
[]
["XC13_18",18]
["Evaporator Air \n",null,"Condenser  Entering Air Temperature ˚F"]
[80,"°F DB",85,null,90,null,95,null,100,null,105,null,110,null,115]
["CFM","EWB†\n˚F","Capacity Mbtuh",null,"Capacity Mbtuh",null,"Capacity Mbtuh",null,"Capacity Mbtuh",null,"Capacity Mbtuh",null,"Capacity Mbtuh",null,"Capacity Mbtuh"]
[null,null,"Total","Sens.","Total","Sens.","Total","Sens.","Total","Sens.","Total","Sens.","Total","Sens.","Total","Sens."]
[null,null,null,null,null,null,null,null,null,null,null,null,null,null,null,null,null,"Total Factors",null,null,null,null,null,null,"Sens. %",null,null,null,null,null,null,"IDB Adj",null,null,null,null,null,null,"Sens Calc"]
[525,71,{"$f":"R8*$B$2","v":19.238095238095241},{"$f":"IF(AM8>C8,C8,AM8)","v":11.542857142857144},{"$f":"S8*$B$2","v":18.761904761904763},{"$f":"IF(AN8>E8,E8,AN8)","v":11.350952380952382},{"$f":"T8*$B$2","v":18.285714285714285},{"$f":"IF(AO8>G8,G8,AO8)","v":11.154285714285713},{"$f":"U8*$B$2","v":17.80952380952381},{"$f":"IF(AP8>I8,I8,AP8)","v":10.952857142857143},{"$f":"V8*$B$2","v":17.333333333333336},{"$f":"IF(AQ8>K8,K8,AQ8)","v":10.746666666666668},{"$f":"W8*$B$2","v":16.80952380952381},{"$f":"IF(AR8>M8,M8,AR8)","v":10.505952380952381},{"$f":"X8*$B$2","v":16.285714285714288},{"$f":"IF(AS8>O8,O8,AS8)","v":10.260000000000002},null,1.0687830687830688,1.0423280423280423,1.0158730158730158,0.98941798941798942,0.96296296296296302,0.93386243386243384,0.90476190476190488,0.6,0.60499999999999998,0.61,0.61499999999999999,0.62,0.625,0.63,{"$f":"IF(Y8<0.9,0.9,Y8*-3.6846+4.1276)","v":0.9},{"$f":"IF(Z8<0.9,0.9,Z8*-3.6846+4.1276)","v":0.9},0.9,0.9,0.9,0.9,0.9,{"$f":"Y8*C8+($A$4-80)*AF8*$A$8/1000","v":11.542857142857144},{"$f":"Z8*E8+($A$4-80)*AG8*$A$8/1000","v":11.350952380952382},{"$f":"AA8*G8+($A$4-80)*AH8*$A$8/1000","v":11.154285714285713},{"$f":"AB8*I8+($A$4-80)*AI8*$A$8/1000","v":10.952857142857143},{"$f":"AC8*K8+($A$4-80)*AJ8*$A$8/1000","v":10.746666666666668},{"$f":"AD8*M8+($A$4-80)*AK8*$A$8/1000","v":10.505952380952381},{"$f":"AE8*O8+($A$4-80)*AL8*$A$8/1000","v":10.260000000000002}]
[null,67,18.380952380952387,13.418095238095242,17.952380952380956,{"$f":"IF(AN9>E9,E9,AN9)","v":13.284761904761908},17.523809523809522,{"$f":"IF(AO9>G9,G9,AO9)","v":13.142857142857142},17.047619047619047,{"$f":"IF(AP9>I9,I9,AP9)","v":12.956190476190477},16.571428571428569,{"$f":"IF(AQ9>K9,K9,AQ9)","v":12.759999999999998},16.047619047619051,{"$f":"IF(AR9>M9,M9,AR9)","v":12.51714285714286},15.523809523809526,{"$f":"IF(AS9>O9,O9,AS9)","v":12.263809523809526},null,1.0211640211640214,0.99735449735449755,0.97354497354497349,0.94708994708994709,0.92063492063492058,0.89153439153439162,0.86243386243386255,0.73,0.74,0.75,0.76,0.77,0.78,0.79,{"$f":"IF(Y9<0.9,0.9,Y9*-3.6846+4.1276)","v":0.9},0.9,0.9,0.9,0.9,0.9,0.9,{"$f":"Y9*C9+($A$4-80)*AF9*$A$8/1000","v":13.418095238095242},{"$f":"Z9*E9+($A$4-80)*AG9*$A$8/1000","v":13.284761904761908},{"$f":"AA9*G9+($A$4-80)*AH9*$A$8/1000","v":13.142857142857142},{"$f":"AB9*I9+($A$4-80)*AI9*$A$8/1000","v":12.956190476190477},{"$f":"AC9*K9+($A$4-80)*AJ9*$A$8/1000","v":12.759999999999998},{"$f":"AD9*M9+($A$4-80)*AK9*$A$8/1000","v":12.51714285714286},{"$f":"AE9*O9+($A$4-80)*AL9*$A$8/1000","v":12.263809523809526}]
[null,65,17.904761904761909,14.413333333333336,17.476190476190478,14.286785714285715,17.047619047619047,14.14952380952381,16.595238095238095,13.940000000000001,16.142857142857142,13.721428571428573,15.642857142857146,13.531071428571432,15.142857142857146,13.325714285714289,null,0.99470899470899488,0.97089947089947104,0.94708994708994709,0.92195767195767186,0.89682539682539686,0.86904761904761918,0.84126984126984139,0.80499999999999994,0.8175,0.83000000000000007,0.84000000000000008,0.85000000000000009,0.86499999999999999,0.88,0.9,0.9,0.9,0.9,0.9,0.9,0.9,14.413333333333336,{"$f":"Z10*E10+($A$4-80)*AG10*$A$8/1000","v":14.286785714285715},{"$f":"AA10*G10+($A$4-80)*AH10*$A$8/1000","v":14.14952380952381},13.940000000000001,13.721428571428573,13.531071428571432,13.325714285714289]
[null,63,17.428571428571431,15.33714285714286,17.000000000000004,15.215000000000003,16.571428571428569,15.079999999999998,16.142857142857142,14.851428571428572,15.714285714285717,14.614285714285717,15.238095238095239,14.476190476190476,14.761904761904763,14.31904761904762,null,0.96825396825396837,0.94444444444444464,0.92063492063492058,0.89682539682539686,0.87301587301587313,0.84656084656084662,0.82010582010582012,0.88,0.89500000000000002,0.91,0.92,0.93,0.95,0.97,0.9,0.9,0.77461400000000014,0.73776799999999998,0.70092199999999982,0.6272300000000004,0.55353800000000009,15.33714285714286,{"$f":"Z11*E11+($A$4-80)*AG11*$A$8/1000","v":15.215000000000003},{"$f":"AA11*G11+($A$4-80)*AH11*$A$8/1000","v":15.079999999999998},{"$f":"AB11*I11+($A$4-80)*AI11*$A$8/1000","v":14.851428571428572},14.614285714285717,14.476190476190476,14.31904761904762]
[600,71,19.809523809523814,12.083809523809526,19.333333333333336,11.89,18.857142857142858,11.691428571428572,18.380952380952387,11.580000000000004,17.904761904761909,11.459047619047622,17.333333333333336,11.180000000000001,16.761904761904766,10.895238095238099,null,1.1005291005291007,1.0740740740740742,1.0476190476190477,1.0211640211640214,0.99470899470899488,0.96296296296296313,0.93121693121693139,0.61,0.61499999999999999,0.62,0.63,0.64,0.64500000000000002,0.65,0.9,0.9,0.9,0.9,0.9,0.9,0.9,{"$f":"Y12*C12+($A$4-80)*AF12*$A$12/1000","v":12.083809523809526},{"$f":"Z12*E12+($A$4-80)*AG12*$A$12/1000","v":11.89},{"$f":"AA12*G12+($A$4-80)*AH12*$A$12/1000","v":11.691428571428572},{"$f":"AB12*I12+($A$4-80)*AI12*$A$12/1000","v":11.580000000000004},{"$f":"AC12*K12+($A$4-80)*AJ12*$A$12/1000","v":11.459047619047622},{"$f":"AD12*M12+($A$4-80)*AK12*$A$12/1000","v":11.180000000000001},{"$f":"AE12*O12+($A$4-80)*AL12*$A$12/1000","v":10.895238095238099}]
[null,67,18.952380952380956,14.403809523809526,18.476190476190478,14.134285714285715,18,13.86,17.523809523809522,13.756190476190476,17.047619047619047,13.638095238095239,16.523809523809526,13.384285714285717,16,13.12,null,1.052910052910053,1.0264550264550265,1,0.97354497354497349,0.94708994708994709,0.91798941798941813,0.88888888888888895,0.76,0.76500000000000001,0.77,0.78500000000000003,0.8,0.81,0.82,0.9,0.9,0.9,0.9,0.9,0.9,0.9,{"$f":"Y13*C13+($A$4-80)*AF13*$A$12/1000","v":14.403809523809526},{"$f":"Z13*E13+($A$4-80)*AG13*$A$12/1000","v":14.134285714285715},{"$f":"AA13*G13+($A$4-80)*AH13*$A$12/1000","v":13.86},{"$f":"AB13*I13+($A$4-80)*AI13*$A$12/1000","v":13.756190476190476},{"$f":"AC13*K13+($A$4-80)*AJ13*$A$12/1000","v":13.638095238095239},{"$f":"AD13*M13+($A$4-80)*AK13*$A$12/1000","v":13.384285714285717},{"$f":"AE13*O13+($A$4-80)*AL13*$A$12/1000","v":13.12}]
[null,65,18.428571428571431,15.480000000000004,17.976190476190478,15.279761904761909,17.523809523809522,15.070476190476189,17.047619047619047,14.916666666666666,16.571428571428569,14.748571428571427,16.071428571428573,14.464285714285714,15.571428571428575,14.170000000000002,null,1.0238095238095239,0.99867724867724872,0.97354497354497349,0.94708994708994709,0.92063492063492058,0.8928571428571429,0.86507936507936523,0.84000000000000008,0.85000000000000009,0.86,0.875,0.89,0.89999999999999991,0.90999999999999992,0.9,0.9,0.9,0.9,0.9,0.81146000000000029,0.77461400000000058,15.480000000000004,{"$f":"Z14*E14+($A$4-80)*AG14*$A$12/1000","v":15.279761904761909},{"$f":"AA14*G14+($A$4-80)*AH14*$A$12/1000","v":15.070476190476189},14.916666666666666,14.748571428571427,14.464285714285714,14.170000000000002]
[null,63,17.904761904761909,16.472380952380956,17.476190476190478,16.340238095238099,17.047619047619047,16.195238095238093,16.571428571428569,15.991428571428569,16.095238095238095,15.773333333333333,15.619047619047619,15.462857142857143,15.142857142857146,15.142857142857146,null,0.99470899470899488,0.97089947089947104,0.94708994708994709,0.92063492063492058,0.89417989417989419,0.86772486772486768,0.84126984126984139,0.92,0.93500000000000005,0.95,0.96499999999999997,0.98,0.99,1,0.73776799999999998,0.68249899999999997,0.6272300000000004,0.57196100000000039,0.51669199999999993,0.47984600000000022,0.44300000000000006,16.472380952380956,{"$f":"Z15*E15+($A$4-80)*AG15*$A$12/1000","v":16.340238095238099},{"$f":"AA15*G15+($A$4-80)*AH15*$A$12/1000","v":16.195238095238093},15.991428571428569,15.773333333333333,15.462857142857143,15.142857142857146]
[675,71,20.380952380952383,12.840000000000002,19.904761904761905,12.63952380952381,19.428571428571427,12.434285714285714,18.857142857142854,12.257142857142856,18.285714285714285,12.068571428571428,17.714285714285719,11.868571428571432,17.142857142857142,11.657142857142858,null,1.1322751322751323,1.1058201058201058,1.0793650793650793,1.0476190476190474,1.0158730158730158,0.98412698412698429,0.95238095238095244,0.63,0.63500000000000001,0.64,0.65,0.66,0.67,0.68,0.9,0.9,0.9,0.9,0.9,0.9,0.9,{"$f":"Y16*C16+($A$4-80)*AF16*$A$16/1000","v":12.840000000000002},{"$f":"Z16*E16+($A$4-80)*AG16*$A$16/1000","v":12.63952380952381},{"$f":"AA16*G16+($A$4-80)*AH16*$A$16/1000","v":12.434285714285714},{"$f":"AB16*I16+($A$4-80)*AI16*$A$16/1000","v":12.257142857142856},{"$f":"AC16*K16+($A$4-80)*AJ16*$A$16/1000","v":12.068571428571428},{"$f":"AD16*M16+($A$4-80)*AK16*$A$16/1000","v":11.868571428571432},{"$f":"AE16*O16+($A$4-80)*AL16*$A$16/1000","v":11.657142857142858}]
[null,67,19.428571428571427,15.154285714285713,18.904761904761909,14.934761904761908,18.380952380952387,14.704761904761909,17.904761904761909,14.592380952380955,17.428571428571431,14.465714285714286,16.857142857142861,14.244285714285716,16.285714285714288,14.005714285714287,null,1.0793650793650793,1.0502645502645505,1.0211640211640214,0.99470899470899488,0.96825396825396837,0.93650793650793673,0.90476190476190488,0.78,0.79,0.8,0.81499999999999995,0.83,0.84499999999999997,0.86,0.9,0.9,0.9,0.9,0.9,0.9,0.9,{"$f":"Y17*C17+($A$4-80)*AF17*$A$16/1000","v":15.154285714285713},{"$f":"Z17*E17+($A$4-80)*AG17*$A$16/1000","v":14.934761904761908},{"$f":"AA17*G17+($A$4-80)*AH17*$A$16/1000","v":14.704761904761909},{"$f":"AB17*I17+($A$4-80)*AI17*$A$16/1000","v":14.592380952380955},{"$f":"AC17*K17+($A$4-80)*AJ17*$A$16/1000","v":14.465714285714286},{"$f":"AD17*M17+($A$4-80)*AK17*$A$16/1000","v":14.244285714285716},{"$f":"AE17*O17+($A$4-80)*AL17*$A$16/1000","v":14.005714285714287}]
[null,65,18.904761904761909,16.352619047619051,18.404761904761909,16.150178571428572,17.904761904761909,15.935238095238098,17.452380952380956,15.750773809523814,17.000000000000004,15.555000000000003,16.500000000000004,15.221250000000003,16,14.879999999999999,null,1.0502645502645505,1.0224867724867728,0.99470899470899488,0.96957671957671976,0.94444444444444464,0.91666666666666685,0.88888888888888895,0.86499999999999999,0.87749999999999995,0.89,0.90250000000000008,0.91500000000000004,0.92249999999999999,0.92999999999999994,0.9,0.9,0.9,0.8022484999999997,0.75619099999999984,0.72855650000000027,0.70092200000000027,16.352619047619051,{"$f":"Z18*E18+($A$4-80)*AG18*$A$16/1000","v":16.150178571428572},{"$f":"AA18*G18+($A$4-80)*AH18*$A$16/1000","v":15.935238095238098},15.750773809523814,15.555000000000003,15.221250000000003,14.879999999999999]
[null,63,18.380952380952387,17.461904761904766,17.904761904761909,17.27809523809524,17.428571428571431,17.080000000000002,17.000000000000004,16.830000000000002,16.571428571428569,16.571428571428569,16.142857142857142,16.142857142857142,15.714285714285717,15.714285714285717,null,1.0211640211640214,0.99470899470899488,0.96825396825396837,0.94444444444444464,0.92063492063492058,0.89682539682539686,0.87301587301587313,0.95,0.96499999999999997,0.98,0.99,1,1,1,0.6272300000000004,0.57196100000000039,0.51669199999999993,0.47984600000000022,0.44300000000000006,0.44300000000000006,0.44300000000000006,17.461904761904766,{"$f":"Z19*E19+($A$4-80)*AG19*$A$16/1000","v":17.27809523809524},{"$f":"AA19*G19+($A$4-80)*AH19*$A$16/1000","v":17.080000000000002},16.830000000000002,16.571428571428569,16.142857142857142,15.714285714285717]

{"sheet":"XC13_24","index":21,"n_rows":19,"n_cols":45,"rows_kept":19,"cut":false,"hidden":true,"merged":[[2,0,2,1],[2,2,2,15],[3,2,3,3],[3,4,3,5],[3,6,3,7],[3,8,3,9],[3,10,3,11],[3,12,3,13],[3,14,3,15],[5,2,6,2],[5,3,6,3],[5,4,6,4],[5,5,6,5],[5,6,6,6],[5,7,6,7],[5,8,6,8],[4,0,6,0],[4,1,6,1],[4,2,4,3],[4,4,4,5],[4,6,4,7],[4,8,4,9],[5,9,6,9],[5,10,6,10],[5,11,6,11],[5,12,6,12],[5,13,6,13],[5,14,6,14],[5,15,6,15],[4,10,4,11],[4,12,4,13],[4,14,4,15],[7,0,10,0],[11,0,14,0],[15,0,18,0],[22,4,22,15],[23,4,23,5],[23,6,23,7],[23,8,23,9],[23,10,23,11],[23,12,23,13],[23,14,23,15],[25,12,26,12],[25,13,26,13],[25,14,26,14],[25,15,26,15],[27,0,30,0],[31,0,34,0],[24,12,24,13],[24,14,24,15],[25,4,26,4],[25,5,26,5],[25,6,26,6],[25,7,26,7],[25,8,26,8],[25,9,26,9],[25,10,26,10],[25,11,26,11],[24,0,26,0],[24,1,26,1],[24,4,24,5],[24,6,24,7],[24,8,24,9],[24,10,24,11],[35,0,38,0],[41,0,42,1],[41,4,41,15],[42,4,42,5],[42,6,42,7],[42,8,42,9],[42,10,42,11],[42,12,42,13],[42,14,42,15],[44,12,45,12],[44,13,45,13],[44,14,45,14],[44,15,45,15],[46,0,49,0],[50,0,53,0],[43,12,43,13],[43,14,43,15],[44,4,45,4],[44,5,45,5],[44,6,45,6],[44,7,45,7],[44,8,45,8],[44,9,45,9],[44,10,45,10],[44,11,45,11],[43,0,45,0],[43,1,45,1],[43,4,43,5],[43,6,43,7],[43,8,43,9],[43,10,43,11],[54,0,57,0],[60,0,61,1],[60,4,60,15],[61,4,61,5],[61,6,61,7],[61,8,61,9],[61,10,61,11],[61,12,61,13],[61,14,61,15],[63,12,64,12],[63,13,64,13],[63,14,64,14],[63,15,64,15],[65,0,68,0],[69,0,72,0],[62,12,62,13],[62,14,62,15],[63,4,64,4],[63,5,64,5],[63,6,64,6],[63,7,64,7],[63,8,64,8],[63,9,64,9],[63,10,64,10],[63,11,64,11],[62,0,64,0],[62,1,64,1],[62,4,62,5],[62,6,62,7],[62,8,62,9],[62,10,62,11],[73,0,76,0],[79,0,80,1],[79,4,79,15],[80,4,80,5],[80,6,80,7],[80,8,80,9],[80,10,80,11],[80,12,80,13],[80,14,80,15],[82,12,83,12],[82,13,83,13],[82,14,83,14],[82,15,83,15],[84,0,87,0],[88,0,91,0],[81,12,81,13],[81,14,81,15],[82,4,83,4],[82,5,83,5],[82,6,83,6],[82,7,83,7],[82,8,83,8],[82,9,83,9],[82,10,83,10],[82,11,83,11],[81,0,83,0],[81,1,83,1],[81,4,81,5],[81,6,81,7],[81,8,81,9],[81,10,81,11],[92,0,95,0],[98,0,99,1],[98,4,98,15],[99,4,99,5],[99,6,99,7],[99,8,99,9],[99,10,99,11],[99,12,99,13],[99,14,99,15],[101,12,102,12],[101,13,102,13],[101,14,102,14],[101,15,102,15],[103,0,106,0],[107,0,110,0],[100,12,100,13],[100,14,100,15],[101,4,102,4],[101,5,102,5],[101,6,102,6],[101,7,102,7],[101,8,102,8],[101,9,102,9],[101,10,102,10],[101,11,102,11],[100,0,102,0],[100,1,102,1],[100,4,100,5],[100,6,100,7],[100,8,100,9],[100,10,100,11],[111,0,114,0],[117,0,118,1],[117,4,117,15],[118,4,118,5],[118,6,118,7],[118,8,118,9],[118,10,118,11],[118,12,118,13],[118,14,118,15],[130,0,133,0],[120,12,121,12],[120,13,121,13],[120,14,121,14],[120,15,121,15],[122,0,125,0],[126,0,129,0],[119,12,119,13],[119,14,119,15],[120,4,121,4],[120,5,121,5],[120,6,121,6],[120,7,121,7],[120,8,121,8],[120,9,121,9],[120,10,121,10],[120,11,121,11],[119,0,121,0],[119,1,121,1],[119,4,119,5],[119,6,119,7],[119,8,119,9],[119,10,119,11]]}
[]
["XC13_24",24]
["Evaporator Air \n",null,"Condenser  Entering Air Temperature ˚F"]
[80,"°F DB",85,null,90,null,95,null,100,null,105,null,110,null,115]
["CFM","EWB†\n˚F","Capacity Mbtuh",null,"Capacity Mbtuh",null,"Capacity Mbtuh",null,"Capacity Mbtuh",null,"Capacity Mbtuh",null,"Capacity Mbtuh",null,"Capacity Mbtuh"]
[null,null,"Total","Sens.","Total","Sens.","Total","Sens.","Total","Sens.","Total","Sens.","Total","Sens.","Total","Sens."]
[null,null,null,null,null,null,null,null,null,null,null,null,null,null,null,null,null,"Total Factors",null,null,null,null,null,null,"Sens. %",null,null,null,null,null,null,"IDB Adj",null,null,null,null,null,null,"Sens Calc"]
[700,71,{"$f":"R8*$B$2","v":25.6},{"$f":"IF(AM8>C8,C8,AM8)","v":15.616},{"$f":"S8*$B$2","v":25},{"$f":"IF(AN8>E8,E8,AN8)","v":15.375},{"$f":"T8*$B$2","v":24.4},{"$f":"IF(AO8>G8,G8,AO8)","v":15.127999999999998},{"$f":"U8*$B$2","v":23.799999999999997},{"$f":"IF(AP8>I8,I8,AP8)","v":14.874999999999998},{"$f":"V8*$B$2","v":23.2},{"$f":"IF(AQ8>K8,K8,AQ8)","v":14.616},{"$f":"W8*$B$2","v":22.4},{"$f":"IF(AR8>M8,M8,AR8)","v":14.335999999999999},{"$f":"X8*$B$2","v":21.6},{"$f":"IF(AS8>O8,O8,AS8)","v":14.040000000000001},null,1.0666666666666667,1.0416666666666667,1.0166666666666666,0.99166666666666659,0.96666666666666667,0.93333333333333324,0.9,0.61,0.61499999999999999,0.62,0.625,0.63,0.64,0.65,{"$f":"IF(Y8<0.9,0.9,Y8*-3.6846+4.1276)","v":0.9},{"$f":"IF(Z8<0.9,0.9,Z8*-3.6846+4.1276)","v":0.9},0.9,0.9,0.9,0.9,0.9,{"$f":"Y8*C8+($A$4-80)*AF8*$A$8/1000","v":15.616},{"$f":"Z8*E8+($A$4-80)*AG8*$A$8/1000","v":15.375},{"$f":"AA8*G8+($A$4-80)*AH8*$A$8/1000","v":15.127999999999998},{"$f":"AB8*I8+($A$4-80)*AI8*$A$8/1000","v":14.874999999999998},{"$f":"AC8*K8+($A$4-80)*AJ8*$A$8/1000","v":14.616},{"$f":"AD8*M8+($A$4-80)*AK8*$A$8/1000","v":14.335999999999999},{"$f":"AE8*O8+($A$4-80)*AL8*$A$8/1000","v":14.040000000000001}]
[null,67,24.6,18.450000000000003,24,{"$f":"IF(AN9>E9,E9,AN9)","v":18.12},23.4,{"$f":"IF(AO9>G9,G9,AO9)","v":17.783999999999999},22.799999999999997,{"$f":"IF(AP9>I9,I9,AP9)","v":17.555999999999997},22.2,{"$f":"IF(AQ9>K9,K9,AQ9)","v":17.315999999999999},21.4,{"$f":"IF(AR9>M9,M9,AR9)","v":17.012999999999998},20.6,{"$f":"IF(AS9>O9,O9,AS9)","v":16.686000000000003},null,1.0250000000000001,1,0.97499999999999998,0.94999999999999984,0.92499999999999993,0.89166666666666661,0.85833333333333339,0.75,0.755,0.76,0.77,0.78,0.79500000000000004,0.81,{"$f":"IF(Y9<0.9,0.9,Y9*-3.6846+4.1276)","v":0.9},0.9,0.9,0.9,0.9,0.9,0.9,{"$f":"Y9*C9+($A$4-80)*AF9*$A$8/1000","v":18.450000000000003},{"$f":"Z9*E9+($A$4-80)*AG9*$A$8/1000","v":18.12},{"$f":"AA9*G9+($A$4-80)*AH9*$A$8/1000","v":17.783999999999999},{"$f":"AB9*I9+($A$4-80)*AI9*$A$8/1000","v":17.555999999999997},{"$f":"AC9*K9+($A$4-80)*AJ9*$A$8/1000","v":17.315999999999999},{"$f":"AD9*M9+($A$4-80)*AK9*$A$8/1000","v":17.012999999999998},{"$f":"AE9*O9+($A$4-80)*AL9*$A$8/1000","v":16.686000000000003}]
[null,65,24,19.799999999999997,23.4,19.480499999999999,22.799999999999997,19.152000000000001,22.2,18.9255,21.6,18.684000000000001,20.85,18.400125000000003,20.100000000000001,18.090000000000003,null,1,0.97499999999999998,0.94999999999999984,0.92499999999999993,0.9,0.86875000000000002,0.83750000000000002,0.82499999999999996,0.83250000000000002,0.84000000000000008,0.85250000000000004,0.86499999999999999,0.88250000000000006,0.9,0.9,0.9,0.9,0.9,0.9,0.9,0.81145999999999985,19.799999999999997,{"$f":"Z10*E10+($A$4-80)*AG10*$A$8/1000","v":19.480499999999999},{"$f":"AA10*G10+($A$4-80)*AH10*$A$8/1000","v":19.152000000000001},18.9255,18.684000000000001,18.400125000000003,18.090000000000003]
[null,63,23.4,21.06,22.799999999999997,20.747999999999998,22.2,20.423999999999999,21.6,20.196000000000002,21,19.95,20.3,19.690999999999999,19.600000000000001,19.404,null,0.97499999999999998,0.94999999999999984,0.92499999999999993,0.9,0.875,0.84583333333333333,0.81666666666666676,0.9,0.91,0.92,0.93500000000000005,0.95,0.97,0.99,0.81145999999999985,0.77461400000000014,0.73776799999999998,0.68249899999999997,0.6272300000000004,0.55353800000000009,0.47984600000000022,21.06,{"$f":"Z11*E11+($A$4-80)*AG11*$A$8/1000","v":20.747999999999998},{"$f":"AA11*G11+($A$4-80)*AH11*$A$8/1000","v":20.423999999999999},{"$f":"AB11*I11+($A$4-80)*AI11*$A$8/1000","v":20.196000000000002},19.95,19.690999999999999,19.404]
[800,71,26.4,16.367999999999999,25.799999999999997,16.253999999999998,25.200000000000003,16.128000000000004,24.5,15.8025,23.8,15.47,23,15.180000000000001,22.2,14.874000000000001,null,1.0999999999999999,1.075,1.05,1.0208333333333333,0.9916666666666667,0.95833333333333337,0.92499999999999993,0.62,0.63,0.64,0.64500000000000002,0.65,0.66,0.67,0.9,0.9,0.9,0.9,0.9,0.9,0.9,{"$f":"Y12*C12+($A$4-80)*AF12*$A$12/1000","v":16.367999999999999},{"$f":"Z12*E12+($A$4-80)*AG12*$A$12/1000","v":16.253999999999998},{"$f":"AA12*G12+($A$4-80)*AH12*$A$12/1000","v":16.128000000000004},{"$f":"AB12*I12+($A$4-80)*AI12*$A$12/1000","v":15.8025},{"$f":"AC12*K12+($A$4-80)*AJ12*$A$12/1000","v":15.47},{"$f":"AD12*M12+($A$4-80)*AK12*$A$12/1000","v":15.180000000000001},{"$f":"AE12*O12+($A$4-80)*AL12*$A$12/1000","v":14.874000000000001}]
[null,67,25.200000000000003,19.404000000000003,24.6,19.188000000000002,24,18.96,23.3,18.756499999999999,22.6,18.532,21.9,18.286499999999997,21.2,18.02,null,1.05,1.0250000000000001,1,0.97083333333333333,0.94166666666666676,0.91249999999999998,0.8833333333333333,0.77,0.78,0.79,0.80499999999999994,0.82,0.83499999999999996,0.85,0.9,0.9,0.9,0.9,0.9,0.9,0.9,{"$f":"Y13*C13+($A$4-80)*AF13*$A$12/1000","v":19.404000000000003},{"$f":"Z13*E13+($A$4-80)*AG13*$A$12/1000","v":19.188000000000002},{"$f":"AA13*G13+($A$4-80)*AH13*$A$12/1000","v":18.96},{"$f":"AB13*I13+($A$4-80)*AI13*$A$12/1000","v":18.756499999999999},{"$f":"AC13*K13+($A$4-80)*AJ13*$A$12/1000","v":18.532},{"$f":"AD13*M13+($A$4-80)*AK13*$A$12/1000","v":18.286499999999997},{"$f":"AE13*O13+($A$4-80)*AL13*$A$12/1000","v":18.02}]
[null,65,24.6,21.033000000000001,24,20.82,23.4,20.591999999999999,22.75,20.304375,22.1,20.000500000000002,21.45,19.626750000000001,20.799999999999997,19.239999999999998,null,1.0250000000000001,1,0.97499999999999998,0.94791666666666663,0.92083333333333339,0.89374999999999993,0.86666666666666659,0.85499999999999998,0.86749999999999994,0.88,0.89250000000000007,0.90500000000000003,0.91500000000000004,0.92500000000000004,0.9,0.9,0.9,0.9,0.79303699999999999,0.75619099999999984,0.71934500000000012,21.033000000000001,{"$f":"Z14*E14+($A$4-80)*AG14*$A$12/1000","v":20.82},{"$f":"AA14*G14+($A$4-80)*AH14*$A$12/1000","v":20.591999999999999},20.304375,20.000500000000002,19.626750000000001,19.239999999999998]
[null,63,24,22.56,23.4,22.346999999999998,22.8,22.116,22.200000000000003,21.756000000000004,21.6,21.384,21,20.895,20.399999999999999,20.399999999999999,null,1,0.97499999999999998,0.95000000000000007,0.92500000000000016,0.9,0.875,0.85,0.94,0.95499999999999996,0.97,0.98,0.99,0.995,1,0.66407600000000011,0.6088070000000001,0.55353800000000009,0.51669199999999993,0.47984600000000022,0.46142299999999992,0.44300000000000006,22.56,{"$f":"Z15*E15+($A$4-80)*AG15*$A$12/1000","v":22.346999999999998},{"$f":"AA15*G15+($A$4-80)*AH15*$A$12/1000","v":22.116},21.756000000000004,21.384,20.895,20.399999999999999]
[900,71,27,17.28,26.300000000000004,17.095000000000002,25.6,16.896000000000001,24.9,16.558499999999999,24.2,16.214000000000002,23.4,16.029,22.6,15.82,null,1.125,1.0958333333333334,1.0666666666666667,1.0374999999999999,1.0083333333333333,0.97499999999999998,0.94166666666666676,0.64,0.65,0.66,0.66500000000000004,0.67,0.68500000000000005,0.7,0.9,0.9,0.9,0.9,0.9,0.9,0.9,{"$f":"Y16*C16+($A$4-80)*AF16*$A$16/1000","v":17.28},{"$f":"Z16*E16+($A$4-80)*AG16*$A$16/1000","v":17.095000000000002},{"$f":"AA16*G16+($A$4-80)*AH16*$A$16/1000","v":16.896000000000001},{"$f":"AB16*I16+($A$4-80)*AI16*$A$16/1000","v":16.558499999999999},{"$f":"AC16*K16+($A$4-80)*AJ16*$A$16/1000","v":16.214000000000002},{"$f":"AD16*M16+($A$4-80)*AK16*$A$16/1000","v":16.029},{"$f":"AE16*O16+($A$4-80)*AL16*$A$16/1000","v":15.82}]
[null,67,25.799999999999997,20.64,25.1,20.331000000000003,24.4,20.007999999999999,23.7,19.7895,23,19.55,22.3,19.2895,21.6,19.008000000000003,null,1.075,1.0458333333333334,1.0166666666666666,0.98749999999999993,0.95833333333333337,0.9291666666666667,0.9,0.8,0.81,0.82,0.83499999999999996,0.85,0.86499999999999999,0.88,0.9,0.9,0.9,0.9,0.9,0.9,0.9,{"$f":"Y17*C17+($A$4-80)*AF17*$A$16/1000","v":20.64},{"$f":"Z17*E17+($A$4-80)*AG17*$A$16/1000","v":20.331000000000003},{"$f":"AA17*G17+($A$4-80)*AH17*$A$16/1000","v":20.007999999999999},{"$f":"AB17*I17+($A$4-80)*AI17*$A$16/1000","v":19.7895},{"$f":"AC17*K17+($A$4-80)*AJ17*$A$16/1000","v":19.55},{"$f":"AD17*M17+($A$4-80)*AK17*$A$16/1000","v":19.2895},{"$f":"AE17*O17+($A$4-80)*AL17*$A$16/1000","v":19.008000000000003}]
[null,65,25.1,22.339000000000002,24.5,22.049999999999997,23.9,21.748999999999995,23.25,21.331875,22.6,20.905000000000001,21.950000000000003,20.468375000000002,21.3,20.021999999999998,null,1.0458333333333334,1.0208333333333333,0.99583333333333324,0.96875,0.94166666666666676,0.91458333333333341,0.88750000000000007,0.89,0.89999999999999991,0.90999999999999992,0.91749999999999998,0.92500000000000004,0.9325,0.94,0.9,0.81146000000000029,0.77461400000000058,0.74697950000000013,0.71934500000000012,0.69171050000000012,0.66407600000000011,22.339000000000002,{"$f":"Z18*E18+($A$4-80)*AG18*$A$16/1000","v":22.049999999999997},{"$f":"AA18*G18+($A$4-80)*AH18*$A$16/1000","v":21.748999999999995},21.331875,20.905000000000001,20.468375000000002,20.021999999999998]
[null,63,24.4,23.911999999999999,23.9,23.660999999999998,23.4,23.4,22.799999999999997,22.799999999999997,22.2,22.2,21.6,21.6,21,21,null,1.0166666666666666,0.99583333333333324,0.97499999999999998,0.94999999999999984,0.92499999999999993,0.9,0.875,0.98,0.99,1,1,1,1,1,0.51669199999999993,0.47984600000000022,0.44300000000000006,0.44300000000000006,0.44300000000000006,0.44300000000000006,0.44300000000000006,23.911999999999999,{"$f":"Z19*E19+($A$4-80)*AG19*$A$16/1000","v":23.660999999999998},{"$f":"AA19*G19+($A$4-80)*AH19*$A$16/1000","v":23.4},22.799999999999997,22.2,21.6,21]

{"sheet":"XC13_30","index":22,"n_rows":19,"n_cols":45,"rows_kept":19,"cut":false,"hidden":true,"merged":[[2,0,2,1],[2,2,2,15],[3,2,3,3],[3,4,3,5],[3,6,3,7],[3,8,3,9],[3,10,3,11],[3,12,3,13],[3,14,3,15],[5,2,6,2],[5,3,6,3],[5,4,6,4],[5,5,6,5],[5,6,6,6],[5,7,6,7],[5,8,6,8],[4,0,6,0],[4,1,6,1],[4,2,4,3],[4,4,4,5],[4,6,4,7],[4,8,4,9],[5,9,6,9],[5,10,6,10],[5,11,6,11],[5,12,6,12],[5,13,6,13],[5,14,6,14],[5,15,6,15],[4,10,4,11],[4,12,4,13],[4,14,4,15],[7,0,10,0],[11,0,14,0],[15,0,18,0],[22,4,22,15],[23,4,23,5],[23,6,23,7],[23,8,23,9],[23,10,23,11],[23,12,23,13],[23,14,23,15],[25,12,26,12],[25,13,26,13],[25,14,26,14],[25,15,26,15],[27,0,30,0],[31,0,34,0],[24,12,24,13],[24,14,24,15],[25,4,26,4],[25,5,26,5],[25,6,26,6],[25,7,26,7],[25,8,26,8],[25,9,26,9],[25,10,26,10],[25,11,26,11],[24,0,26,0],[24,1,26,1],[24,4,24,5],[24,6,24,7],[24,8,24,9],[24,10,24,11],[35,0,38,0],[41,0,42,1],[41,4,41,15],[42,4,42,5],[42,6,42,7],[42,8,42,9],[42,10,42,11],[42,12,42,13],[42,14,42,15],[44,12,45,12],[44,13,45,13],[44,14,45,14],[44,15,45,15],[46,0,49,0],[50,0,53,0],[43,12,43,13],[43,14,43,15],[44,4,45,4],[44,5,45,5],[44,6,45,6],[44,7,45,7],[44,8,45,8],[44,9,45,9],[44,10,45,10],[44,11,45,11],[43,0,45,0],[43,1,45,1],[43,4,43,5],[43,6,43,7],[43,8,43,9],[43,10,43,11],[54,0,57,0],[60,0,61,1],[60,4,60,15],[61,4,61,5],[61,6,61,7],[61,8,61,9],[61,10,61,11],[61,12,61,13],[61,14,61,15],[63,12,64,12],[63,13,64,13],[63,14,64,14],[63,15,64,15],[65,0,68,0],[69,0,72,0],[62,12,62,13],[62,14,62,15],[63,4,64,4],[63,5,64,5],[63,6,64,6],[63,7,64,7],[63,8,64,8],[63,9,64,9],[63,10,64,10],[63,11,64,11],[62,0,64,0],[62,1,64,1],[62,4,62,5],[62,6,62,7],[62,8,62,9],[62,10,62,11],[73,0,76,0],[79,0,80,1],[79,4,79,15],[80,4,80,5],[80,6,80,7],[80,8,80,9],[80,10,80,11],[80,12,80,13],[80,14,80,15],[82,12,83,12],[82,13,83,13],[82,14,83,14],[82,15,83,15],[84,0,87,0],[88,0,91,0],[81,12,81,13],[81,14,81,15],[82,4,83,4],[82,5,83,5],[82,6,83,6],[82,7,83,7],[82,8,83,8],[82,9,83,9],[82,10,83,10],[82,11,83,11],[81,0,83,0],[81,1,83,1],[81,4,81,5],[81,6,81,7],[81,8,81,9],[81,10,81,11],[92,0,95,0],[98,0,99,1],[98,4,98,15],[99,4,99,5],[99,6,99,7],[99,8,99,9],[99,10,99,11],[99,12,99,13],[99,14,99,15],[101,12,102,12],[101,13,102,13],[101,14,102,14],[101,15,102,15],[103,0,106,0],[107,0,110,0],[100,12,100,13],[100,14,100,15],[101,4,102,4],[101,5,102,5],[101,6,102,6],[101,7,102,7],[101,8,102,8],[101,9,102,9],[101,10,102,10],[101,11,102,11],[100,0,102,0],[100,1,102,1],[100,4,100,5],[100,6,100,7],[100,8,100,9],[100,10,100,11],[111,0,114,0],[117,0,118,1],[117,4,117,15],[118,4,118,5],[118,6,118,7],[118,8,118,9],[118,10,118,11],[118,12,118,13],[118,14,118,15],[130,0,133,0],[120,12,121,12],[120,13,121,13],[120,14,121,14],[120,15,121,15],[122,0,125,0],[126,0,129,0],[119,12,119,13],[119,14,119,15],[120,4,121,4],[120,5,121,5],[120,6,121,6],[120,7,121,7],[120,8,121,8],[120,9,121,9],[120,10,121,10],[120,11,121,11],[119,0,121,0],[119,1,121,1],[119,4,119,5],[119,6,119,7],[119,8,119,9],[119,10,119,11]]}
[]
["XC13_30",30]
["Evaporator Air \n",null,"Condenser  Entering Air Temperature ˚F"]
[80,"°F DB",85,null,90,null,95,null,100,null,105,null,110,null,115]
["CFM","EWB†\n˚F","Capacity Mbtuh",null,"Capacity Mbtuh",null,"Capacity Mbtuh",null,"Capacity Mbtuh",null,"Capacity Mbtuh",null,"Capacity Mbtuh",null,"Capacity Mbtuh"]
[null,null,"Total","Sens.","Total","Sens.","Total","Sens.","Total","Sens.","Total","Sens.","Total","Sens.","Total","Sens."]
[null,null,null,null,null,null,null,null,null,null,null,null,null,null,null,null,null,"Total Factors",null,null,null,null,null,null,"Sens. %",null,null,null,null,null,null,"IDB Adj",null,null,null,null,null,null,"Sens Calc"]
[850,71,{"$f":"R8*$B$2","v":32.013422818791945},{"$f":"IF(AM8>C8,C8,AM8)","v":19.208053691275165},{"$f":"S8*$B$2","v":31.308724832214764},{"$f":"IF(AN8>E8,E8,AN8)","v":18.941778523489933},{"$f":"T8*$B$2","v":30.604026845637581},{"$f":"IF(AO8>G8,G8,AO8)","v":18.668456375838925},{"$f":"U8*$B$2","v":29.798657718120804},{"$f":"IF(AP8>I8,I8,AP8)","v":18.326174496644295},{"$f":"V8*$B$2","v":28.993288590604028},{"$f":"IF(AQ8>K8,K8,AQ8)","v":17.975838926174497},{"$f":"W8*$B$2","v":28.087248322147648},{"$f":"IF(AR8>M8,M8,AR8)","v":17.694966442953017},{"$f":"X8*$B$2","v":27.181208053691275},{"$f":"IF(AS8>O8,O8,AS8)","v":17.395973154362416},null,1.0671140939597314,1.0436241610738255,1.0201342281879193,0.99328859060402686,0.96644295302013428,0.93624161073825496,0.90604026845637586,0.6,0.60499999999999998,0.61,0.61499999999999999,0.62,0.63,0.64,{"$f":"IF(Y8<0.9,0.9,Y8*-3.6846+4.1276)","v":0.9},{"$f":"IF(Z8<0.9,0.9,Z8*-3.6846+4.1276)","v":0.9},0.9,0.9,0.9,0.9,0.9,{"$f":"Y8*C8+($A$4-80)*AF8*$A$8/1000","v":19.208053691275165},{"$f":"Z8*E8+($A$4-80)*AG8*$A$8/1000","v":18.941778523489933},{"$f":"AA8*G8+($A$4-80)*AH8*$A$8/1000","v":18.668456375838925},{"$f":"AB8*I8+($A$4-80)*AI8*$A$8/1000","v":18.326174496644295},{"$f":"AC8*K8+($A$4-80)*AJ8*$A$8/1000","v":17.975838926174497},{"$f":"AD8*M8+($A$4-80)*AK8*$A$8/1000","v":17.694966442953017},{"$f":"AE8*O8+($A$4-80)*AL8*$A$8/1000","v":17.395973154362416}]
[null,67,30.604026845637581,22.646979865771808,29.8993288590604,{"$f":"IF(AN9>E9,E9,AN9)","v":22.274999999999999},29.19463087248322,{"$f":"IF(AO9>G9,G9,AO9)","v":21.895973154362416},28.48993288590604,{"$f":"IF(AP9>I9,I9,AP9)","v":21.652348993288591},27.785234899328859,{"$f":"IF(AQ9>K9,K9,AQ9)","v":21.394630872483223},26.879194630872487,{"$f":"IF(AR9>M9,M9,AR9)","v":20.96577181208054},25.973154362416107,{"$f":"IF(AS9>O9,O9,AS9)","v":20.518791946308724},null,1.0201342281879193,0.99664429530201337,0.97315436241610731,0.94966442953020136,0.9261744966442953,0.8959731543624162,0.86577181208053688,0.74,0.745,0.75,0.76,0.77,0.78,0.79,{"$f":"IF(Y9<0.9,0.9,Y9*-3.6846+4.1276)","v":0.9},0.9,0.9,0.9,0.9,0.9,0.9,{"$f":"Y9*C9+($A$4-80)*AF9*$A$8/1000","v":22.646979865771808},{"$f":"Z9*E9+($A$4-80)*AG9*$A$8/1000","v":22.274999999999999},{"$f":"AA9*G9+($A$4-80)*AH9*$A$8/1000","v":21.895973154362416},{"$f":"AB9*I9+($A$4-80)*AI9*$A$8/1000","v":21.652348993288591},{"$f":"AC9*K9+($A$4-80)*AJ9*$A$8/1000","v":21.394630872483223},{"$f":"AD9*M9+($A$4-80)*AK9*$A$8/1000","v":20.96577181208054},{"$f":"AE9*O9+($A$4-80)*AL9*$A$8/1000","v":20.518791946308724}]
[null,65,29.798657718120804,24.136912751677851,29.144295302013425,23.825461409395974,28.48993288590604,23.504194630872483,27.785234899328859,23.270134228187921,27.080536912751676,23.018456375838927,26.174496644295299,22.575503355704697,25.268456375838927,22.109899328859061,null,0.99328859060402686,0.97147651006711422,0.94966442953020136,0.9261744966442953,0.90268456375838924,0.87248322147651003,0.84228187919463093,0.81,0.8175,0.82499999999999996,0.83750000000000002,0.85000000000000009,0.86250000000000004,0.875,0.9,0.9,0.9,0.9,0.9,0.9,0.9,24.136912751677851,{"$f":"Z10*E10+($A$4-80)*AG10*$A$8/1000","v":23.825461409395974},{"$f":"AA10*G10+($A$4-80)*AH10*$A$8/1000","v":23.504194630872483},23.270134228187921,23.018456375838927,22.575503355704697,22.109899328859061]
[null,63,28.993288590604028,25.514093959731543,28.389261744966447,25.266442953020139,27.785234899328859,25.006711409395972,27.080536912751676,24.778691275167784,26.375838926174495,24.529530201342283,25.469798657718115,24.068959731543622,24.563758389261743,23.581208053691274,null,0.96644295302013428,0.94630872483221484,0.9261744966442953,0.90268456375838924,0.87919463087248317,0.84899328859060386,0.81879194630872476,0.88,0.89,0.9,0.91500000000000004,0.93,0.94500000000000006,0.96,0.9,0.9,0.81145999999999985,0.75619099999999984,0.70092199999999982,0.64565299999999981,0.59038400000000024,25.514093959731543,{"$f":"Z11*E11+($A$4-80)*AG11*$A$8/1000","v":25.266442953020139},{"$f":"AA11*G11+($A$4-80)*AH11*$A$8/1000","v":25.006711409395972},{"$f":"AB11*I11+($A$4-80)*AI11*$A$8/1000","v":24.778691275167784},24.529530201342283,24.068959731543622,23.581208053691274]
[1000,71,33.020134228187921,20.472483221476512,32.214765100671144,20.134228187919465,31.409395973154364,19.787919463087249,30.604026845637581,19.586577181208053,29.798657718120804,19.369127516778523,28.892617449664431,18.924664429530203,27.986577181208052,18.471140939597316,null,1.1006711409395973,1.0738255033557047,1.0469798657718121,1.0201342281879193,0.99328859060402686,0.96308724832214776,0.93288590604026844,0.62,0.625,0.63,0.64,0.65,0.65500000000000003,0.66,0.9,0.9,0.9,0.9,0.9,0.9,0.9,{"$f":"Y12*C12+($A$4-80)*AF12*$A$12/1000","v":20.472483221476512},{"$f":"Z12*E12+($A$4-80)*AG12*$A$12/1000","v":20.134228187919465},{"$f":"AA12*G12+($A$4-80)*AH12*$A$12/1000","v":19.787919463087249},{"$f":"AB12*I12+($A$4-80)*AI12*$A$12/1000","v":19.586577181208053},{"$f":"AC12*K12+($A$4-80)*AJ12*$A$12/1000","v":19.369127516778523},{"$f":"AD12*M12+($A$4-80)*AK12*$A$12/1000","v":18.924664429530203},{"$f":"AE12*O12+($A$4-80)*AL12*$A$12/1000","v":18.471140939597316}]
[null,67,31.610738255033553,24.0241610738255,30.805369127516776,23.72013422818792,30,23.400000000000002,29.29530201342282,23.14328859060403,28.590604026845636,22.872483221476511,27.68456375838926,22.562919463087244,26.778523489932887,22.226174496644294,null,1.0536912751677852,1.0268456375838926,1,0.97651006711409394,0.95302013422818788,0.92281879194630867,0.89261744966442957,0.76,0.77,0.78,0.79,0.8,0.81499999999999995,0.83,0.9,0.9,0.9,0.9,0.9,0.9,0.9,{"$f":"Y13*C13+($A$4-80)*AF13*$A$12/1000","v":24.0241610738255},{"$f":"Z13*E13+($A$4-80)*AG13*$A$12/1000","v":23.72013422818792},{"$f":"AA13*G13+($A$4-80)*AH13*$A$12/1000","v":23.400000000000002},{"$f":"AB13*I13+($A$4-80)*AI13*$A$12/1000","v":23.14328859060403},{"$f":"AC13*K13+($A$4-80)*AJ13*$A$12/1000","v":22.872483221476511},{"$f":"AD13*M13+($A$4-80)*AK13*$A$12/1000","v":22.562919463087244},{"$f":"AE13*O13+($A$4-80)*AL13*$A$12/1000","v":22.226174496644294}]
[null,65,30.805369127516776,25.876510067114094,30.050335570469798,25.617911073825503,29.29530201342282,25.340436241610739,28.590604026845636,25.088255033557044,27.885906040268456,24.818456375838927,27.030201342281881,24.327181208053691,26.174496644295299,23.818791946308721,null,1.0268456375838926,1.0016778523489933,0.97651006711409394,0.95302013422818788,0.92953020134228181,0.90100671140939603,0.87248322147651003,0.84000000000000008,0.85250000000000004,0.86499999999999999,0.87749999999999995,0.89,0.89999999999999991,0.90999999999999992,0.9,0.9,0.9,0.9,0.9,0.81146000000000029,0.77461400000000058,25.876510067114094,{"$f":"Z14*E14+($A$4-80)*AG14*$A$12/1000","v":25.617911073825503},{"$f":"AA14*G14+($A$4-80)*AH14*$A$12/1000","v":25.340436241610739},25.088255033557044,24.818456375838927,24.327181208053691,23.818791946308721]
[null,63,30,27.6,29.29530201342282,27.391107382550338,28.590604026845636,27.161073825503351,27.885906040268456,26.909899328859058,27.181208053691275,26.63758389261745,26.375838926174495,25.980201342281877,25.570469798657715,25.314765100671138,null,1,0.97651006711409394,0.95302013422818788,0.92953020134228181,0.90604026845637586,0.87919463087248317,0.85234899328859048,0.92,0.93500000000000005,0.95,0.96499999999999997,0.98,0.98499999999999999,0.99,0.73776799999999998,0.68249899999999997,0.6272300000000004,0.57196100000000039,0.51669199999999993,0.49826900000000007,0.47984600000000022,27.6,{"$f":"Z15*E15+($A$4-80)*AG15*$A$12/1000","v":27.391107382550338},{"$f":"AA15*G15+($A$4-80)*AH15*$A$12/1000","v":27.161073825503351},26.909899328859058,26.63758389261745,25.980201342281877,25.314765100671138]
[1150,71,33.825503355704697,21.648322147651008,33.020134228187921,21.297986577181209,32.214765100671144,20.939597315436245,31.409395973154364,20.573154362416108,30.604026845637581,20.198657718120803,29.597315436241608,19.830201342281878,28.590604026845636,19.441610738255033,null,1.1275167785234899,1.1006711409395973,1.0738255033557047,1.0469798657718121,1.0201342281879193,0.9865771812080536,0.95302013422818788,0.64,0.64500000000000002,0.65,0.65500000000000003,0.66,0.67,0.68,0.9,0.9,0.9,0.9,0.9,0.9,0.9,{"$f":"Y16*C16+($A$4-80)*AF16*$A$16/1000","v":21.648322147651008},{"$f":"Z16*E16+($A$4-80)*AG16*$A$16/1000","v":21.297986577181209},{"$f":"AA16*G16+($A$4-80)*AH16*$A$16/1000","v":20.939597315436245},{"$f":"AB16*I16+($A$4-80)*AI16*$A$16/1000","v":20.573154362416108},{"$f":"AC16*K16+($A$4-80)*AJ16*$A$16/1000","v":20.198657718120803},{"$f":"AD16*M16+($A$4-80)*AK16*$A$16/1000","v":19.830201342281878},{"$f":"AE16*O16+($A$4-80)*AL16*$A$16/1000","v":19.441610738255033}]
[null,67,32.416107382550337,25.608724832214769,31.61073825503356,25.288590604026851,30.805369127516776,24.952348993288592,30,24.6,29.19463087248322,24.23154362416107,28.288590604026847,23.903859060402684,27.382550335570468,23.548993288590601,null,1.080536912751678,1.0536912751677854,1.0268456375838926,1,0.97315436241610731,0.94295302013422821,0.9127516778523489,0.79,0.8,0.81,0.82000000000000006,0.83,0.84499999999999997,0.86,0.9,0.9,0.9,0.9,0.9,0.9,0.9,{"$f":"Y17*C17+($A$4-80)*AF17*$A$16/1000","v":25.608724832214769},{"$f":"Z17*E17+($A$4-80)*AG17*$A$16/1000","v":25.288590604026851},{"$f":"AA17*G17+($A$4-80)*AH17*$A$16/1000","v":24.952348993288592},{"$f":"AB17*I17+($A$4-80)*AI17*$A$16/1000","v":24.6},{"$f":"AC17*K17+($A$4-80)*AJ17*$A$16/1000","v":24.23154362416107},{"$f":"AD17*M17+($A$4-80)*AK17*$A$16/1000","v":23.903859060402684},{"$f":"AE17*O17+($A$4-80)*AL17*$A$16/1000","v":23.548993288590601}]
[null,65,31.61073825503356,27.659395973154364,30.855704697986578,27.307298657718121,30.100671140939593,26.940100671140936,29.345637583892614,26.557802013422815,28.590604026845636,26.160402684563756,27.785234899328856,25.631879194630869,26.979865771812079,25.091275167785231,null,1.0536912751677854,1.0285234899328859,1.0033557046979864,0.97818791946308714,0.95302013422818788,0.92617449664429519,0.89932885906040261,0.875,0.88500000000000001,0.89500000000000002,0.90500000000000003,0.91500000000000004,0.92249999999999999,0.92999999999999994,0.9,0.9,0.9,0.79303699999999999,0.75619099999999984,0.72855650000000027,0.70092200000000027,27.659395973154364,{"$f":"Z18*E18+($A$4-80)*AG18*$A$16/1000","v":27.307298657718121},{"$f":"AA18*G18+($A$4-80)*AH18*$A$16/1000","v":26.940100671140936},26.557802013422815,26.160402684563756,25.631879194630869,25.091275167785231]
[null,63,30.805369127516776,29.573154362416105,30.100671140939593,29.197651006711403,29.395973154362412,28.808053691275163,28.691275167785236,28.404362416107382,27.986577181208052,27.986577181208052,27.281879194630875,27.281879194630875,26.577181208053691,26.577181208053691,null,1.0268456375838926,1.0033557046979864,0.97986577181208045,0.9563758389261745,0.93288590604026844,0.90939597315436249,0.88590604026845632,0.96,0.97,0.98,0.99,1,1,1,0.59038400000000024,0.55353800000000009,0.51669199999999993,0.47984600000000022,0.44300000000000006,0.44300000000000006,0.44300000000000006,29.573154362416105,{"$f":"Z19*E19+($A$4-80)*AG19*$A$16/1000","v":29.197651006711403},{"$f":"AA19*G19+($A$4-80)*AH19*$A$16/1000","v":28.808053691275163},28.404362416107382,27.986577181208052,27.281879194630875,26.577181208053691]

{"sheet":"XC13_36","index":23,"n_rows":19,"n_cols":45,"rows_kept":19,"cut":false,"hidden":true,"merged":[[2,0,2,1],[2,2,2,15],[3,2,3,3],[3,4,3,5],[3,6,3,7],[3,8,3,9],[3,10,3,11],[3,12,3,13],[3,14,3,15],[5,2,6,2],[5,3,6,3],[5,4,6,4],[5,5,6,5],[5,6,6,6],[5,7,6,7],[5,8,6,8],[4,0,6,0],[4,1,6,1],[4,2,4,3],[4,4,4,5],[4,6,4,7],[4,8,4,9],[5,9,6,9],[5,10,6,10],[5,11,6,11],[5,12,6,12],[5,13,6,13],[5,14,6,14],[5,15,6,15],[4,10,4,11],[4,12,4,13],[4,14,4,15],[7,0,10,0],[11,0,14,0],[15,0,18,0],[22,4,22,15],[23,4,23,5],[23,6,23,7],[23,8,23,9],[23,10,23,11],[23,12,23,13],[23,14,23,15],[25,12,26,12],[25,13,26,13],[25,14,26,14],[25,15,26,15],[27,0,30,0],[31,0,34,0],[24,12,24,13],[24,14,24,15],[25,4,26,4],[25,5,26,5],[25,6,26,6],[25,7,26,7],[25,8,26,8],[25,9,26,9],[25,10,26,10],[25,11,26,11],[24,0,26,0],[24,1,26,1],[24,4,24,5],[24,6,24,7],[24,8,24,9],[24,10,24,11],[35,0,38,0],[41,0,42,1],[41,4,41,15],[42,4,42,5],[42,6,42,7],[42,8,42,9],[42,10,42,11],[42,12,42,13],[42,14,42,15],[44,12,45,12],[44,13,45,13],[44,14,45,14],[44,15,45,15],[46,0,49,0],[50,0,53,0],[43,12,43,13],[43,14,43,15],[44,4,45,4],[44,5,45,5],[44,6,45,6],[44,7,45,7],[44,8,45,8],[44,9,45,9],[44,10,45,10],[44,11,45,11],[43,0,45,0],[43,1,45,1],[43,4,43,5],[43,6,43,7],[43,8,43,9],[43,10,43,11],[54,0,57,0],[60,0,61,1],[60,4,60,15],[61,4,61,5],[61,6,61,7],[61,8,61,9],[61,10,61,11],[61,12,61,13],[61,14,61,15],[63,12,64,12],[63,13,64,13],[63,14,64,14],[63,15,64,15],[65,0,68,0],[69,0,72,0],[62,12,62,13],[62,14,62,15],[63,4,64,4],[63,5,64,5],[63,6,64,6],[63,7,64,7],[63,8,64,8],[63,9,64,9],[63,10,64,10],[63,11,64,11],[62,0,64,0],[62,1,64,1],[62,4,62,5],[62,6,62,7],[62,8,62,9],[62,10,62,11],[73,0,76,0],[79,0,80,1],[79,4,79,15],[80,4,80,5],[80,6,80,7],[80,8,80,9],[80,10,80,11],[80,12,80,13],[80,14,80,15],[82,12,83,12],[82,13,83,13],[82,14,83,14],[82,15,83,15],[84,0,87,0],[88,0,91,0],[81,12,81,13],[81,14,81,15],[82,4,83,4],[82,5,83,5],[82,6,83,6],[82,7,83,7],[82,8,83,8],[82,9,83,9],[82,10,83,10],[82,11,83,11],[81,0,83,0],[81,1,83,1],[81,4,81,5],[81,6,81,7],[81,8,81,9],[81,10,81,11],[92,0,95,0],[98,0,99,1],[98,4,98,15],[99,4,99,5],[99,6,99,7],[99,8,99,9],[99,10,99,11],[99,12,99,13],[99,14,99,15],[101,12,102,12],[101,13,102,13],[101,14,102,14],[101,15,102,15],[103,0,106,0],[107,0,110,0],[100,12,100,13],[100,14,100,15],[101,4,102,4],[101,5,102,5],[101,6,102,6],[101,7,102,7],[101,8,102,8],[101,9,102,9],[101,10,102,10],[101,11,102,11],[100,0,102,0],[100,1,102,1],[100,4,100,5],[100,6,100,7],[100,8,100,9],[100,10,100,11],[111,0,114,0],[117,0,118,1],[117,4,117,15],[118,4,118,5],[118,6,118,7],[118,8,118,9],[118,10,118,11],[118,12,118,13],[118,14,118,15],[130,0,133,0],[120,12,121,12],[120,13,121,13],[120,14,121,14],[120,15,121,15],[122,0,125,0],[126,0,129,0],[119,12,119,13],[119,14,119,15],[120,4,121,4],[120,5,121,5],[120,6,121,6],[120,7,121,7],[120,8,121,8],[120,9,121,9],[120,10,121,10],[120,11,121,11],[119,0,121,0],[119,1,121,1],[119,4,119,5],[119,6,119,7],[119,8,119,9],[119,10,119,11]]}
[]
["XC13_36",36]
["Evaporator Air \n",null,"Condenser  Entering Air Temperature ˚F"]
[80,"°F DB",85,null,90,null,95,null,100,null,105,null,110,null,115]
["CFM","EWB†\n˚F","Capacity Mbtuh",null,"Capacity Mbtuh",null,"Capacity Mbtuh",null,"Capacity Mbtuh",null,"Capacity Mbtuh",null,"Capacity Mbtuh",null,"Capacity Mbtuh"]
[null,null,"Total","Sens.","Total","Sens.","Total","Sens.","Total","Sens.","Total","Sens.","Total","Sens.","Total","Sens."]
[null,null,null,null,null,null,null,null,null,null,null,null,null,null,null,null,null,"Total Factors",null,null,null,null,null,null,"Sens. %",null,null,null,null,null,null,"IDB Adj",null,null,null,null,null,null,"Sens Calc"]
[1050,71,{"$f":"R8*$B$2","v":38.641304347826086},{"$f":"IF(AM8>C8,C8,AM8)","v":23.184782608695652},{"$f":"S8*$B$2","v":37.809782608695656},{"$f":"IF(AN8>E8,E8,AN8)","v":22.87491847826087},{"$f":"T8*$B$2","v":36.978260869565219},{"$f":"IF(AO8>G8,G8,AO8)","v":22.556739130434782},{"$f":"U8*$B$2","v":36},{"$f":"IF(AP8>I8,I8,AP8)","v":22.14},{"$f":"V8*$B$2","v":35.021739130434781},{"$f":"IF(AQ8>K8,K8,AQ8)","v":21.713478260869564},{"$f":"W8*$B$2","v":33.847826086956523},{"$f":"IF(AR8>M8,M8,AR8)","v":21.154891304347828},{"$f":"X8*$B$2","v":32.673913043478265},{"$f":"IF(AS8>O8,O8,AS8)","v":20.584565217391308},null,1.0733695652173914,1.0502717391304348,1.0271739130434783,1,0.97282608695652173,0.94021739130434778,0.90760869565217395,0.6,0.60499999999999998,0.61,0.61499999999999999,0.62,0.625,0.63,{"$f":"IF(Y8<0.9,0.9,Y8*-3.6846+4.1276)","v":0.9},{"$f":"IF(Z8<0.9,0.9,Z8*-3.6846+4.1276)","v":0.9},0.9,0.9,0.9,0.9,0.9,{"$f":"Y8*C8+($A$4-80)*AF8*$A$8/1000","v":23.184782608695652},{"$f":"Z8*E8+($A$4-80)*AG8*$A$8/1000","v":22.87491847826087},{"$f":"AA8*G8+($A$4-80)*AH8*$A$8/1000","v":22.556739130434782},{"$f":"AB8*I8+($A$4-80)*AI8*$A$8/1000","v":22.14},{"$f":"AC8*K8+($A$4-80)*AJ8*$A$8/1000","v":21.713478260869564},{"$f":"AD8*M8+($A$4-80)*AK8*$A$8/1000","v":21.154891304347828},{"$f":"AE8*O8+($A$4-80)*AL8*$A$8/1000","v":20.584565217391308}]
[null,67,36.978260869565219,27.363913043478263,36,{"$f":"IF(AN9>E9,E9,AN9)","v":26.82},35.021739130434781,{"$f":"IF(AO9>G9,G9,AO9)","v":26.266304347826086},34.141304347826086,{"$f":"IF(AP9>I9,I9,AP9)","v":26.118097826086956},33.260869565217398,{"$f":"IF(AQ9>K9,K9,AQ9)","v":25.943478260869572},32.184782608695656,{"$f":"IF(AR9>M9,M9,AR9)","v":25.42597826086957},31.108695652173914,{"$f":"IF(AS9>O9,O9,AS9)","v":24.886956521739133},null,1.0271739130434783,1,0.97282608695652173,0.94836956521739135,0.92391304347826098,0.89402173913043481,0.86413043478260876,0.74,0.745,0.75,0.76500000000000001,0.78,0.79,0.8,{"$f":"IF(Y9<0.9,0.9,Y9*-3.6846+4.1276)","v":0.9},0.9,0.9,0.9,0.9,0.9,0.9,{"$f":"Y9*C9+($A$4-80)*AF9*$A$8/1000","v":27.363913043478263},{"$f":"Z9*E9+($A$4-80)*AG9*$A$8/1000","v":26.82},{"$f":"AA9*G9+($A$4-80)*AH9*$A$8/1000","v":26.266304347826086},{"$f":"AB9*I9+($A$4-80)*AI9*$A$8/1000","v":26.118097826086956},{"$f":"AC9*K9+($A$4-80)*AJ9*$A$8/1000","v":25.943478260869572},{"$f":"AD9*M9+($A$4-80)*AK9*$A$8/1000","v":25.42597826086957},{"$f":"AE9*O9+($A$4-80)*AL9*$A$8/1000","v":24.886956521739133}]
[null,65,36,29.520000000000003,35.119565217391305,29.061440217391304,34.239130434782609,28.589673913043477,33.309782608695656,28.313315217391306,32.380434782608695,28.009076086956522,31.353260869565219,27.512486413043479,30.326086956521742,26.990217391304352,null,1,0.97554347826086962,0.95108695652173925,0.92527173913043481,0.89945652173913049,0.87092391304347827,0.84239130434782616,0.82000000000000006,0.82750000000000001,0.83499999999999996,0.85,0.86499999999999999,0.87749999999999995,0.89,0.9,0.9,0.9,0.9,0.9,0.9,0.9,29.520000000000003,{"$f":"Z10*E10+($A$4-80)*AG10*$A$8/1000","v":29.061440217391304},{"$f":"AA10*G10+($A$4-80)*AH10*$A$8/1000","v":28.589673913043477},28.313315217391306,28.009076086956522,27.512486413043479,26.990217391304352]
[null,63,35.021739130434781,31.519565217391303,34.239130434782609,31.157608695652176,33.456521739130437,30.780000000000005,32.478260869565219,30.36717391304348,31.500000000000004,29.925000000000001,30.521739130434785,29.453478260869566,29.54347826086957,28.952608695652177,null,0.97282608695652173,0.95108695652173925,0.92934782608695665,0.90217391304347838,0.87500000000000011,0.84782608695652184,0.82065217391304357,0.9,0.91,0.92,0.93500000000000005,0.95,0.96499999999999997,0.98,0.81145999999999985,0.77461400000000014,0.73776799999999998,0.68249899999999997,0.6272300000000004,0.57196100000000039,0.51669199999999993,31.519565217391303,{"$f":"Z11*E11+($A$4-80)*AG11*$A$8/1000","v":31.157608695652176},{"$f":"AA11*G11+($A$4-80)*AH11*$A$8/1000","v":30.780000000000005},{"$f":"AB11*I11+($A$4-80)*AI11*$A$8/1000","v":30.36717391304348},29.925000000000001,29.453478260869566,28.952608695652177]
[1200,71,39.619565217391305,24.564130434782609,38.641304347826086,24.150815217391305,37.663043478260875,23.727717391304353,36.635869565217398,23.263777173913049,35.608695652173914,22.789565217391306,34.434782608695656,22.382608695652177,33.260869565217398,21.952173913043485,null,1.1005434782608696,1.0733695652173914,1.0461956521739131,1.017663043478261,0.98913043478260876,0.95652173913043492,0.92391304347826098,0.62,0.625,0.63,0.63500000000000001,0.64,0.65,0.66,0.9,0.9,0.9,0.9,0.9,0.9,0.9,{"$f":"Y12*C12+($A$4-80)*AF12*$A$12/1000","v":24.564130434782609},{"$f":"Z12*E12+($A$4-80)*AG12*$A$12/1000","v":24.150815217391305},{"$f":"AA12*G12+($A$4-80)*AH12*$A$12/1000","v":23.727717391304353},{"$f":"AB12*I12+($A$4-80)*AI12*$A$12/1000","v":23.263777173913049},{"$f":"AC12*K12+($A$4-80)*AJ12*$A$12/1000","v":22.789565217391306},{"$f":"AD12*M12+($A$4-80)*AK12*$A$12/1000","v":22.382608695652177},{"$f":"AE12*O12+($A$4-80)*AL12*$A$12/1000","v":21.952173913043485}]
[null,67,37.663043478260875,29.000543478260873,36.831521739130437,28.728586956521742,36,28.44,35.021739130434781,28.017391304347825,34.043478260869563,27.575217391304349,32.869565217391305,27.117391304347827,31.695652173913043,26.624347826086954,null,1.0461956521739131,1.0230978260869565,1,0.97282608695652173,0.94565217391304346,0.91304347826086951,0.88043478260869568,0.77,0.78,0.79,0.8,0.81,0.82499999999999996,0.84,0.9,0.9,0.9,0.9,0.9,0.9,0.9,{"$f":"Y13*C13+($A$4-80)*AF13*$A$12/1000","v":29.000543478260873},{"$f":"Z13*E13+($A$4-80)*AG13*$A$12/1000","v":28.728586956521742},{"$f":"AA13*G13+($A$4-80)*AH13*$A$12/1000","v":28.44},{"$f":"AB13*I13+($A$4-80)*AI13*$A$12/1000","v":28.017391304347825},{"$f":"AC13*K13+($A$4-80)*AJ13*$A$12/1000","v":27.575217391304349},{"$f":"AD13*M13+($A$4-80)*AK13*$A$12/1000","v":27.117391304347827},{"$f":"AE13*O13+($A$4-80)*AL13*$A$12/1000","v":26.624347826086954}]
[null,65,36.831521739130437,31.490951086956525,35.975543478260875,31.208783967391305,35.119565217391305,30.905217391304348,34.190217391304358,30.429293478260881,33.260869565217398,29.934782608695659,32.135869565217398,29.243641304347829,31.010869565217391,28.529999999999998,null,1.0230978260869565,0.99932065217391308,0.97554347826086962,0.94972826086956541,0.92391304347826098,0.89266304347826098,0.86141304347826086,0.85499999999999998,0.86749999999999994,0.88,0.89,0.9,0.90999999999999992,0.91999999999999993,0.9,0.9,0.9,0.9,0.81145999999999985,0.77461400000000058,0.73776800000000042,31.490951086956525,{"$f":"Z14*E14+($A$4-80)*AG14*$A$12/1000","v":31.208783967391305},{"$f":"AA14*G14+($A$4-80)*AH14*$A$12/1000","v":30.905217391304348},30.429293478260881,29.934782608695659,29.243641304347829,28.529999999999998]
[null,63,36,33.839999999999996,35.119565217391305,33.539184782608693,34.239130434782609,33.211956521739133,33.358695652173914,32.691521739130437,32.478260869565219,32.153478260869569,31.402173913043484,31.245163043478268,30.326086956521742,30.326086956521742,null,1,0.97554347826086962,0.95108695652173925,0.92663043478260876,0.90217391304347838,0.87228260869565233,0.84239130434782616,0.94,0.95499999999999996,0.97,0.98,0.99,0.995,1,0.66407600000000011,0.6088070000000001,0.55353800000000009,0.51669199999999993,0.47984600000000022,0.46142299999999992,0.44300000000000006,33.839999999999996,{"$f":"Z15*E15+($A$4-80)*AG15*$A$12/1000","v":33.539184782608693},{"$f":"AA15*G15+($A$4-80)*AH15*$A$12/1000","v":33.211956521739133},32.691521739130437,32.153478260869569,31.245163043478268,30.326086956521742]
[1350,71,40.597826086956523,25.982608695652175,39.619565217391305,25.554619565217394,38.641304347826086,25.116847826086957,37.418478260869563,24.696195652173913,36.195652173913047,24.251086956521743,35.021739130434781,23.814782608695648,33.847826086956523,23.355,null,1.1277173913043479,1.1005434782608696,1.0733695652173914,1.0394021739130435,1.0054347826086958,0.97282608695652173,0.94021739130434789,0.64,0.64500000000000002,0.65,0.66,0.67,0.67999999999999994,0.69,0.9,0.9,0.9,0.9,0.9,0.9,0.9,{"$f":"Y16*C16+($A$4-80)*AF16*$A$16/1000","v":25.982608695652175},{"$f":"Z16*E16+($A$4-80)*AG16*$A$16/1000","v":25.554619565217394},{"$f":"AA16*G16+($A$4-80)*AH16*$A$16/1000","v":25.116847826086957},{"$f":"AB16*I16+($A$4-80)*AI16*$A$16/1000","v":24.696195652173913},{"$f":"AC16*K16+($A$4-80)*AJ16*$A$16/1000","v":24.251086956521743},{"$f":"AD16*M16+($A$4-80)*AK16*$A$16/1000","v":23.814782608695648},{"$f":"AE16*O16+($A$4-80)*AL16*$A$16/1000","v":23.355}]
[null,67,38.641304347826086,30.913043478260871,37.711956521739125,30.546684782608693,36.782608695652179,30.161739130434785,35.706521739130437,29.814945652173915,34.630434782608695,29.435869565217391,33.554347826086953,29.024510869565216,32.478260869565219,28.580869565217391,null,1.0733695652173914,1.0475543478260869,1.0217391304347827,0.99184782608695665,0.96195652173913049,0.93206521739130432,0.90217391304347838,0.8,0.81,0.82,0.83499999999999996,0.85,0.86499999999999999,0.88,0.9,0.9,0.9,0.9,0.9,0.9,0.9,{"$f":"Y17*C17+($A$4-80)*AF17*$A$16/1000","v":30.913043478260871},{"$f":"Z17*E17+($A$4-80)*AG17*$A$16/1000","v":30.546684782608693},{"$f":"AA17*G17+($A$4-80)*AH17*$A$16/1000","v":30.161739130434785},{"$f":"AB17*I17+($A$4-80)*AI17*$A$16/1000","v":29.814945652173915},{"$f":"AC17*K17+($A$4-80)*AJ17*$A$16/1000","v":29.435869565217391},{"$f":"AD17*M17+($A$4-80)*AK17*$A$16/1000","v":29.024510869565216},{"$f":"AE17*O17+($A$4-80)*AL17*$A$16/1000","v":28.580869565217391}]
[null,65,37.711956521739125,33.563641304347826,36.807065217391305,33.126358695652172,35.902173913043484,32.670978260869568,34.923913043478265,32.042690217391311,33.945652173913047,31.399728260869569,32.91847826086957,30.696480978260873,31.891304347826093,29.977826086956526,null,1.0475543478260869,1.0224184782608696,0.99728260869565233,0.97010869565217406,0.94293478260869579,0.91440217391304368,0.88586956521739146,0.89,0.89999999999999991,0.90999999999999992,0.91749999999999998,0.92500000000000004,0.9325,0.94,0.9,0.81146000000000029,0.77461400000000058,0.74697950000000013,0.71934500000000012,0.69171050000000012,0.66407600000000011,33.563641304347826,{"$f":"Z18*E18+($A$4-80)*AG18*$A$16/1000","v":33.126358695652172},{"$f":"AA18*G18+($A$4-80)*AH18*$A$16/1000","v":32.670978260869568},32.042690217391311,31.399728260869569,30.696480978260873,29.977826086956526]
[null,63,36.782608695652179,36.046956521739133,35.902173913043484,35.54315217391305,35.021739130434781,35.021739130434781,34.141304347826086,34.141304347826086,33.260869565217398,33.260869565217398,32.282608695652179,32.282608695652179,31.304347826086961,31.304347826086961,null,1.0217391304347827,0.99728260869565233,0.97282608695652173,0.94836956521739135,0.92391304347826098,0.89673913043478271,0.86956521739130443,0.98,0.99,1,1,1,1,1,0.51669199999999993,0.47984600000000022,0.44300000000000006,0.44300000000000006,0.44300000000000006,0.44300000000000006,0.44300000000000006,36.046956521739133,{"$f":"Z19*E19+($A$4-80)*AG19*$A$16/1000","v":35.54315217391305},{"$f":"AA19*G19+($A$4-80)*AH19*$A$16/1000","v":35.021739130434781},34.141304347826086,33.260869565217398,32.282608695652179,31.304347826086961]

{"sheet":"XC13_42","index":24,"n_rows":19,"n_cols":45,"rows_kept":19,"cut":false,"hidden":true,"merged":[[2,0,2,1],[2,2,2,15],[3,2,3,3],[3,4,3,5],[3,6,3,7],[3,8,3,9],[3,10,3,11],[3,12,3,13],[3,14,3,15],[5,2,6,2],[5,3,6,3],[5,4,6,4],[5,5,6,5],[5,6,6,6],[5,7,6,7],[5,8,6,8],[4,0,6,0],[4,1,6,1],[4,2,4,3],[4,4,4,5],[4,6,4,7],[4,8,4,9],[5,9,6,9],[5,10,6,10],[5,11,6,11],[5,12,6,12],[5,13,6,13],[5,14,6,14],[5,15,6,15],[4,10,4,11],[4,12,4,13],[4,14,4,15],[7,0,10,0],[11,0,14,0],[15,0,18,0],[22,4,22,15],[23,4,23,5],[23,6,23,7],[23,8,23,9],[23,10,23,11],[23,12,23,13],[23,14,23,15],[25,12,26,12],[25,13,26,13],[25,14,26,14],[25,15,26,15],[27,0,30,0],[31,0,34,0],[24,12,24,13],[24,14,24,15],[25,4,26,4],[25,5,26,5],[25,6,26,6],[25,7,26,7],[25,8,26,8],[25,9,26,9],[25,10,26,10],[25,11,26,11],[24,0,26,0],[24,1,26,1],[24,4,24,5],[24,6,24,7],[24,8,24,9],[24,10,24,11],[35,0,38,0],[41,0,42,1],[41,4,41,15],[42,4,42,5],[42,6,42,7],[42,8,42,9],[42,10,42,11],[42,12,42,13],[42,14,42,15],[44,12,45,12],[44,13,45,13],[44,14,45,14],[44,15,45,15],[46,0,49,0],[50,0,53,0],[43,12,43,13],[43,14,43,15],[44,4,45,4],[44,5,45,5],[44,6,45,6],[44,7,45,7],[44,8,45,8],[44,9,45,9],[44,10,45,10],[44,11,45,11],[43,0,45,0],[43,1,45,1],[43,4,43,5],[43,6,43,7],[43,8,43,9],[43,10,43,11],[54,0,57,0],[60,0,61,1],[60,4,60,15],[61,4,61,5],[61,6,61,7],[61,8,61,9],[61,10,61,11],[61,12,61,13],[61,14,61,15],[63,12,64,12],[63,13,64,13],[63,14,64,14],[63,15,64,15],[65,0,68,0],[69,0,72,0],[62,12,62,13],[62,14,62,15],[63,4,64,4],[63,5,64,5],[63,6,64,6],[63,7,64,7],[63,8,64,8],[63,9,64,9],[63,10,64,10],[63,11,64,11],[62,0,64,0],[62,1,64,1],[62,4,62,5],[62,6,62,7],[62,8,62,9],[62,10,62,11],[73,0,76,0],[79,0,80,1],[79,4,79,15],[80,4,80,5],[80,6,80,7],[80,8,80,9],[80,10,80,11],[80,12,80,13],[80,14,80,15],[82,12,83,12],[82,13,83,13],[82,14,83,14],[82,15,83,15],[84,0,87,0],[88,0,91,0],[81,12,81,13],[81,14,81,15],[82,4,83,4],[82,5,83,5],[82,6,83,6],[82,7,83,7],[82,8,83,8],[82,9,83,9],[82,10,83,10],[82,11,83,11],[81,0,83,0],[81,1,83,1],[81,4,81,5],[81,6,81,7],[81,8,81,9],[81,10,81,11],[92,0,95,0],[98,0,99,1],[98,4,98,15],[99,4,99,5],[99,6,99,7],[99,8,99,9],[99,10,99,11],[99,12,99,13],[99,14,99,15],[101,12,102,12],[101,13,102,13],[101,14,102,14],[101,15,102,15],[103,0,106,0],[107,0,110,0],[100,12,100,13],[100,14,100,15],[101,4,102,4],[101,5,102,5],[101,6,102,6],[101,7,102,7],[101,8,102,8],[101,9,102,9],[101,10,102,10],[101,11,102,11],[100,0,102,0],[100,1,102,1],[100,4,100,5],[100,6,100,7],[100,8,100,9],[100,10,100,11],[111,0,114,0],[117,0,118,1],[117,4,117,15],[118,4,118,5],[118,6,118,7],[118,8,118,9],[118,10,118,11],[118,12,118,13],[118,14,118,15],[130,0,133,0],[120,12,121,12],[120,13,121,13],[120,14,121,14],[120,15,121,15],[122,0,125,0],[126,0,129,0],[119,12,119,13],[119,14,119,15],[120,4,121,4],[120,5,121,5],[120,6,121,6],[120,7,121,7],[120,8,121,8],[120,9,121,9],[120,10,121,10],[120,11,121,11],[119,0,121,0],[119,1,121,1],[119,4,119,5],[119,6,119,7],[119,8,119,9],[119,10,119,11]]}
[]
["XC13_42",42]
["Evaporator Air \n",null,"Condenser  Entering Air Temperature ˚F"]
[80,"°F DB",85,null,90,null,95,null,100,null,105,null,110,null,115]
["CFM","EWB†\n˚F","Capacity Mbtuh",null,"Capacity Mbtuh",null,"Capacity Mbtuh",null,"Capacity Mbtuh",null,"Capacity Mbtuh",null,"Capacity Mbtuh",null,"Capacity Mbtuh"]
[null,null,"Total","Sens.","Total","Sens.","Total","Sens.","Total","Sens.","Total","Sens.","Total","Sens.","Total","Sens."]
[null,null,null,null,null,null,null,null,null,null,null,null,null,null,null,null,null,"Total Factors",null,null,null,null,null,null,"Sens. %",null,null,null,null,null,null,"IDB Adj",null,null,null,null,null,null,"Sens Calc"]
[1225,71,{"$f":"R8*$B$2","v":44.470588235294116},{"$f":"IF(AM8>C8,C8,AM8)","v":27.12705882352941},{"$f":"S8*$B$2","v":43.482352941176472},{"$f":"IF(AN8>E8,E8,AN8)","v":26.741647058823531},{"$f":"T8*$B$2","v":42.494117647058822},{"$f":"IF(AO8>G8,G8,AO8)","v":26.34635294117647},{"$f":"U8*$B$2","v":41.505882352941178},{"$f":"IF(AP8>I8,I8,AP8)","v":25.941176470588236},{"$f":"V8*$B$2","v":40.517647058823528},{"$f":"IF(AQ8>K8,K8,AQ8)","v":25.526117647058822},{"$f":"W8*$B$2","v":39.28235294117647},{"$f":"IF(AR8>M8,M8,AR8)","v":24.944294117647058},{"$f":"X8*$B$2","v":38.047058823529412},{"$f":"IF(AS8>O8,O8,AS8)","v":24.350117647058823},null,1.0588235294117647,1.0352941176470589,1.0117647058823529,0.9882352941176471,0.96470588235294119,0.93529411764705883,0.90588235294117647,0.61,0.61499999999999999,0.62,0.625,0.63,0.63500000000000001,0.64,{"$f":"IF(Y8<0.9,0.9,Y8*-3.6846+4.1276)","v":0.9},{"$f":"IF(Z8<0.9,0.9,Z8*-3.6846+4.1276)","v":0.9},0.9,0.9,0.9,0.9,0.9,{"$f":"Y8*C8+($A$4-80)*AF8*$A$8/1000","v":27.12705882352941},{"$f":"Z8*E8+($A$4-80)*AG8*$A$8/1000","v":26.741647058823531},{"$f":"AA8*G8+($A$4-80)*AH8*$A$8/1000","v":26.34635294117647},{"$f":"AB8*I8+($A$4-80)*AI8*$A$8/1000","v":25.941176470588236},{"$f":"AC8*K8+($A$4-80)*AJ8*$A$8/1000","v":25.526117647058822},{"$f":"AD8*M8+($A$4-80)*AK8*$A$8/1000","v":24.944294117647058},{"$f":"AE8*O8+($A$4-80)*AL8*$A$8/1000","v":24.350117647058823}]
[null,67,42.988235294117644,32.241176470588229,42,{"$f":"IF(AN9>E9,E9,AN9)","v":31.71},41.011764705882349,{"$f":"IF(AO9>G9,G9,AO9)","v":31.168941176470586},39.776470588235291,{"$f":"IF(AP9>I9,I9,AP9)","v":30.627882352941175},38.541176470588233,{"$f":"IF(AQ9>K9,K9,AQ9)","v":30.062117647058823},37.355294117647055,{"$f":"IF(AR9>M9,M9,AR9)","v":29.697458823529409},36.169411764705885,{"$f":"IF(AS9>O9,O9,AS9)","v":29.29722352941177},null,1.0235294117647058,1,0.97647058823529409,0.94705882352941173,0.91764705882352937,0.88941176470588224,0.86117647058823532,0.75,0.755,0.76,0.77,0.78,0.79500000000000004,0.81,{"$f":"IF(Y9<0.9,0.9,Y9*-3.6846+4.1276)","v":0.9},0.9,0.9,0.9,0.9,0.9,0.9,{"$f":"Y9*C9+($A$4-80)*AF9*$A$8/1000","v":32.241176470588229},{"$f":"Z9*E9+($A$4-80)*AG9*$A$8/1000","v":31.71},{"$f":"AA9*G9+($A$4-80)*AH9*$A$8/1000","v":31.168941176470586},{"$f":"AB9*I9+($A$4-80)*AI9*$A$8/1000","v":30.627882352941175},{"$f":"AC9*K9+($A$4-80)*AJ9*$A$8/1000","v":30.062117647058823},{"$f":"AD9*M9+($A$4-80)*AK9*$A$8/1000","v":29.697458823529409},{"$f":"AE9*O9+($A$4-80)*AL9*$A$8/1000","v":29.29722352941177}]
[null,65,42,34.65,41.011764705882349,34.244823529411761,40.023529411764706,33.819882352941178,38.837647058823528,33.303282352941174,37.651764705882357,32.757035294117649,36.515294117647059,32.224747058823532,35.378823529411761,31.664047058823527,null,1,0.97647058823529409,0.95294117647058818,0.92470588235294116,0.89647058823529413,0.86941176470588244,0.84235294117647053,0.82499999999999996,0.83499999999999996,0.84499999999999997,0.85749999999999993,0.87,0.88250000000000006,0.89500000000000002,0.9,0.9,0.9,0.9,0.9,0.9,0.9,34.65,{"$f":"Z10*E10+($A$4-80)*AG10*$A$8/1000","v":34.244823529411761},{"$f":"AA10*G10+($A$4-80)*AH10*$A$8/1000","v":33.819882352941178},33.303282352941174,32.757035294117649,32.224747058823532,31.664047058823527]
[null,63,41.011764705882349,36.910588235294114,40.023529411764706,36.621529411764705,39.035294117647062,36.302823529411768,37.898823529411764,35.814388235294118,36.762352941176474,35.291858823529417,35.675294117647063,34.605035294117648,34.588235294117645,33.896470588235289,null,0.97647058823529409,0.95294117647058818,0.92941176470588238,0.90235294117647058,0.87529411764705889,0.84941176470588242,0.82352941176470584,0.9,0.91500000000000004,0.93,0.94500000000000006,0.96,0.97,0.98,0.81145999999999985,0.75619099999999984,0.70092199999999982,0.64565299999999981,0.59038400000000024,0.55353800000000009,0.51669199999999993,36.910588235294114,{"$f":"Z11*E11+($A$4-80)*AG11*$A$8/1000","v":36.621529411764705},{"$f":"AA11*G11+($A$4-80)*AH11*$A$8/1000","v":36.302823529411768},{"$f":"AB11*I11+($A$4-80)*AI11*$A$8/1000","v":35.814388235294118},35.291858823529417,34.605035294117648,33.896470588235289]
[1400,71,45.952941176470596,28.49082352941177,44.71764705882353,28.172117647058823,43.482352941176472,27.828705882352942,42.494117647058822,27.40870588235294,41.505882352941178,26.978823529411766,40.27058823529412,26.57858823529412,39.035294117647062,26.153647058823534,null,1.0941176470588236,1.0647058823529412,1.0352941176470589,1.0117647058823529,0.9882352941176471,0.95882352941176474,0.92941176470588238,0.62,0.63,0.64,0.64500000000000002,0.65,0.66,0.67,0.9,0.9,0.9,0.9,0.9,0.9,0.9,{"$f":"Y12*C12+($A$4-80)*AF12*$A$12/1000","v":28.49082352941177},{"$f":"Z12*E12+($A$4-80)*AG12*$A$12/1000","v":28.172117647058823},{"$f":"AA12*G12+($A$4-80)*AH12*$A$12/1000","v":27.828705882352942},{"$f":"AB12*I12+($A$4-80)*AI12*$A$12/1000","v":27.40870588235294},{"$f":"AC12*K12+($A$4-80)*AJ12*$A$12/1000","v":26.978823529411766},{"$f":"AD12*M12+($A$4-80)*AK12*$A$12/1000","v":26.57858823529412},{"$f":"AE12*O12+($A$4-80)*AL12*$A$12/1000","v":26.153647058823534}]
[null,67,43.976470588235294,34.301647058823534,42.988235294117644,33.745764705882351,42,33.18,40.764705882352942,32.815588235294115,39.529411764705884,32.414117647058823,38.343529411764699,31.825129411764699,37.157647058823528,31.212423529411762,null,1.0470588235294118,1.0235294117647058,1,0.97058823529411764,0.94117647058823528,0.91294117647058814,0.88470588235294123,0.78,0.78500000000000003,0.79,0.80499999999999994,0.82,0.83,0.84,0.9,0.9,0.9,0.9,0.9,0.9,0.9,{"$f":"Y13*C13+($A$4-80)*AF13*$A$12/1000","v":34.301647058823534},{"$f":"Z13*E13+($A$4-80)*AG13*$A$12/1000","v":33.745764705882351},{"$f":"AA13*G13+($A$4-80)*AH13*$A$12/1000","v":33.18},{"$f":"AB13*I13+($A$4-80)*AI13*$A$12/1000","v":32.815588235294115},{"$f":"AC13*K13+($A$4-80)*AJ13*$A$12/1000","v":32.414117647058823},{"$f":"AD13*M13+($A$4-80)*AK13*$A$12/1000","v":31.825129411764699},{"$f":"AE13*O13+($A$4-80)*AL13*$A$12/1000","v":31.212423529411762}]
[null,65,42.988235294117644,37.184823529411759,42,36.645000000000003,41.011764705882349,36.090352941176469,39.776470588235291,35.500500000000002,38.541176470588233,34.879764705882351,37.454117647058823,34.176882352941178,36.367058823529412,33.457694117647058,null,1.0235294117647058,1,0.97647058823529409,0.94705882352941173,0.91764705882352937,0.8917647058823529,0.86588235294117644,0.86499999999999999,0.87250000000000005,0.88,0.89250000000000007,0.90500000000000003,0.91249999999999998,0.91999999999999993,0.9,0.9,0.9,0.9,0.79303699999999999,0.76540249999999999,0.73776800000000042,37.184823529411759,{"$f":"Z14*E14+($A$4-80)*AG14*$A$12/1000","v":36.645000000000003},{"$f":"AA14*G14+($A$4-80)*AH14*$A$12/1000","v":36.090352941176469},35.500500000000002,34.879764705882351,34.176882352941178,33.457694117647058]
[null,63,42,39.9,41.011764705882349,39.371294117647054,40.023529411764706,38.822823529411764,38.788235294117648,38.012470588235296,37.55294117647059,37.17741176470588,36.564705882352939,36.381882352941176,35.576470588235296,35.576470588235296,null,1,0.97647058823529409,0.95294117647058818,0.92352941176470593,0.89411764705882357,0.87058823529411766,0.84705882352941175,0.95,0.96,0.97,0.98,0.99,0.995,1,0.6272300000000004,0.59038400000000024,0.55353800000000009,0.51669199999999993,0.47984600000000022,0.46142299999999992,0.44300000000000006,39.9,{"$f":"Z15*E15+($A$4-80)*AG15*$A$12/1000","v":39.371294117647054},{"$f":"AA15*G15+($A$4-80)*AH15*$A$12/1000","v":38.822823529411764},38.012470588235296,37.17741176470588,36.381882352941176,35.576470588235296]
[1575,71,46.941176470588239,30.042352941176475,45.705882352941174,29.480294117647059,44.470588235294116,28.905882352941177,43.235294117647058,28.535294117647059,42,28.14,40.764705882352942,27.72,39.529411764705884,27.275294117647057,null,1.1176470588235294,1.088235294117647,1.0588235294117647,1.0294117647058822,1,0.97058823529411764,0.94117647058823528,0.64,0.64500000000000002,0.65,0.66,0.67,0.67999999999999994,0.69,0.9,0.9,0.9,0.9,0.9,0.9,0.9,{"$f":"Y16*C16+($A$4-80)*AF16*$A$16/1000","v":30.042352941176475},{"$f":"Z16*E16+($A$4-80)*AG16*$A$16/1000","v":29.480294117647059},{"$f":"AA16*G16+($A$4-80)*AH16*$A$16/1000","v":28.905882352941177},{"$f":"AB16*I16+($A$4-80)*AI16*$A$16/1000","v":28.535294117647059},{"$f":"AC16*K16+($A$4-80)*AJ16*$A$16/1000","v":28.14},{"$f":"AD16*M16+($A$4-80)*AK16*$A$16/1000","v":27.72},{"$f":"AE16*O16+($A$4-80)*AL16*$A$16/1000","v":27.275294117647057}]
[null,67,44.470588235294116,35.576470588235296,43.482352941176472,35.220705882352945,42.494117647058822,34.845176470588228,41.505882352941178,34.657411764705884,40.517647058823528,34.44,39.035294117647062,33.76552941176471,37.55294117647059,33.046588235294116,null,1.0588235294117647,1.0352941176470589,1.0117647058823529,0.9882352941176471,0.96470588235294119,0.92941176470588238,0.89411764705882357,0.8,0.81,0.82,0.83499999999999996,0.85,0.86499999999999999,0.88,0.9,0.9,0.9,0.9,0.9,0.9,0.9,{"$f":"Y17*C17+($A$4-80)*AF17*$A$16/1000","v":35.576470588235296},{"$f":"Z17*E17+($A$4-80)*AG17*$A$16/1000","v":35.220705882352945},{"$f":"AA17*G17+($A$4-80)*AH17*$A$16/1000","v":34.845176470588228},{"$f":"AB17*I17+($A$4-80)*AI17*$A$16/1000","v":34.657411764705884},{"$f":"AC17*K17+($A$4-80)*AJ17*$A$16/1000","v":34.44},{"$f":"AD17*M17+($A$4-80)*AK17*$A$16/1000","v":33.76552941176471},{"$f":"AE17*O17+($A$4-80)*AL17*$A$16/1000","v":33.046588235294116}]
[null,65,43.482352941176472,38.699294117647064,42.494117647058822,38.244705882352939,41.505882352941178,37.770352941176469,40.517647058823528,37.174941176470583,39.529411764705884,36.564705882352946,38.244705882352946,35.663188235294122,36.96,34.742399999999996,null,1.0352941176470589,1.0117647058823529,0.9882352941176471,0.96470588235294119,0.94117647058823528,0.9105882352941177,0.88,0.89,0.89999999999999991,0.90999999999999992,0.91749999999999998,0.92500000000000004,0.9325,0.94,0.9,0.81146000000000029,0.77461400000000058,0.74697950000000013,0.71934500000000012,0.69171050000000012,0.66407600000000011,38.699294117647064,{"$f":"Z18*E18+($A$4-80)*AG18*$A$16/1000","v":38.244705882352939},{"$f":"AA18*G18+($A$4-80)*AH18*$A$16/1000","v":37.770352941176469},37.174941176470583,36.564705882352946,35.663188235294122,34.742399999999996]
[null,63,42.494117647058822,41.644235294117642,41.505882352941178,41.090823529411765,40.517647058823528,40.517647058823528,39.529411764705884,39.529411764705884,38.541176470588233,38.541176470588233,37.454117647058823,37.454117647058823,36.367058823529412,36.367058823529412,null,1.0117647058823529,0.9882352941176471,0.96470588235294119,0.94117647058823528,0.91764705882352937,0.8917647058823529,0.86588235294117644,0.98,0.99,1,1,1,1,1,0.51669199999999993,0.47984600000000022,0.44300000000000006,0.44300000000000006,0.44300000000000006,0.44300000000000006,0.44300000000000006,41.644235294117642,{"$f":"Z19*E19+($A$4-80)*AG19*$A$16/1000","v":41.090823529411765},{"$f":"AA19*G19+($A$4-80)*AH19*$A$16/1000","v":40.517647058823528},39.529411764705884,38.541176470588233,37.454117647058823,36.367058823529412]

{"sheet":"XC13_48","index":25,"n_rows":19,"n_cols":45,"rows_kept":19,"cut":false,"hidden":true,"merged":[[2,0,2,1],[2,2,2,15],[3,2,3,3],[3,4,3,5],[3,6,3,7],[3,8,3,9],[3,10,3,11],[3,12,3,13],[3,14,3,15],[5,2,6,2],[5,3,6,3],[5,4,6,4],[5,5,6,5],[5,6,6,6],[5,7,6,7],[5,8,6,8],[4,0,6,0],[4,1,6,1],[4,2,4,3],[4,4,4,5],[4,6,4,7],[4,8,4,9],[5,9,6,9],[5,10,6,10],[5,11,6,11],[5,12,6,12],[5,13,6,13],[5,14,6,14],[5,15,6,15],[4,10,4,11],[4,12,4,13],[4,14,4,15],[7,0,10,0],[11,0,14,0],[15,0,18,0],[22,4,22,15],[23,4,23,5],[23,6,23,7],[23,8,23,9],[23,10,23,11],[23,12,23,13],[23,14,23,15],[25,12,26,12],[25,13,26,13],[25,14,26,14],[25,15,26,15],[27,0,30,0],[31,0,34,0],[24,12,24,13],[24,14,24,15],[25,4,26,4],[25,5,26,5],[25,6,26,6],[25,7,26,7],[25,8,26,8],[25,9,26,9],[25,10,26,10],[25,11,26,11],[24,0,26,0],[24,1,26,1],[24,4,24,5],[24,6,24,7],[24,8,24,9],[24,10,24,11],[35,0,38,0],[41,0,42,1],[41,4,41,15],[42,4,42,5],[42,6,42,7],[42,8,42,9],[42,10,42,11],[42,12,42,13],[42,14,42,15],[44,12,45,12],[44,13,45,13],[44,14,45,14],[44,15,45,15],[46,0,49,0],[50,0,53,0],[43,12,43,13],[43,14,43,15],[44,4,45,4],[44,5,45,5],[44,6,45,6],[44,7,45,7],[44,8,45,8],[44,9,45,9],[44,10,45,10],[44,11,45,11],[43,0,45,0],[43,1,45,1],[43,4,43,5],[43,6,43,7],[43,8,43,9],[43,10,43,11],[54,0,57,0],[60,0,61,1],[60,4,60,15],[61,4,61,5],[61,6,61,7],[61,8,61,9],[61,10,61,11],[61,12,61,13],[61,14,61,15],[63,12,64,12],[63,13,64,13],[63,14,64,14],[63,15,64,15],[65,0,68,0],[69,0,72,0],[62,12,62,13],[62,14,62,15],[63,4,64,4],[63,5,64,5],[63,6,64,6],[63,7,64,7],[63,8,64,8],[63,9,64,9],[63,10,64,10],[63,11,64,11],[62,0,64,0],[62,1,64,1],[62,4,62,5],[62,6,62,7],[62,8,62,9],[62,10,62,11],[73,0,76,0],[79,0,80,1],[79,4,79,15],[80,4,80,5],[80,6,80,7],[80,8,80,9],[80,10,80,11],[80,12,80,13],[80,14,80,15],[82,12,83,12],[82,13,83,13],[82,14,83,14],[82,15,83,15],[84,0,87,0],[88,0,91,0],[81,12,81,13],[81,14,81,15],[82,4,83,4],[82,5,83,5],[82,6,83,6],[82,7,83,7],[82,8,83,8],[82,9,83,9],[82,10,83,10],[82,11,83,11],[81,0,83,0],[81,1,83,1],[81,4,81,5],[81,6,81,7],[81,8,81,9],[81,10,81,11],[92,0,95,0],[98,0,99,1],[98,4,98,15],[99,4,99,5],[99,6,99,7],[99,8,99,9],[99,10,99,11],[99,12,99,13],[99,14,99,15],[101,12,102,12],[101,13,102,13],[101,14,102,14],[101,15,102,15],[103,0,106,0],[107,0,110,0],[100,12,100,13],[100,14,100,15],[101,4,102,4],[101,5,102,5],[101,6,102,6],[101,7,102,7],[101,8,102,8],[101,9,102,9],[101,10,102,10],[101,11,102,11],[100,0,102,0],[100,1,102,1],[100,4,100,5],[100,6,100,7],[100,8,100,9],[100,10,100,11],[111,0,114,0],[117,0,118,1],[117,4,117,15],[118,4,118,5],[118,6,118,7],[118,8,118,9],[118,10,118,11],[118,12,118,13],[118,14,118,15],[130,0,133,0],[120,12,121,12],[120,13,121,13],[120,14,121,14],[120,15,121,15],[122,0,125,0],[126,0,129,0],[119,12,119,13],[119,14,119,15],[120,4,121,4],[120,5,121,5],[120,6,121,6],[120,7,121,7],[120,8,121,8],[120,9,121,9],[120,10,121,10],[120,11,121,11],[119,0,121,0],[119,1,121,1],[119,4,119,5],[119,6,119,7],[119,8,119,9],[119,10,119,11]]}
[]
["XC13_48",48]
["Evaporator Air \n",null,"Condenser  Entering Air Temperature ˚F"]
[80,"°F DB",85,null,90,null,95,null,100,null,105,null,110,null,115]
["CFM","EWB†\n˚F","Capacity Mbtuh",null,"Capacity Mbtuh",null,"Capacity Mbtuh",null,"Capacity Mbtuh",null,"Capacity Mbtuh",null,"Capacity Mbtuh",null,"Capacity Mbtuh"]
[null,null,"Total","Sens.","Total","Sens.","Total","Sens.","Total","Sens.","Total","Sens.","Total","Sens.","Total","Sens."]
[null,null,null,null,null,null,null,null,null,null,null,null,null,null,null,null,null,"Total Factors",null,null,null,null,null,null,"Sens. %",null,null,null,null,null,null,"IDB Adj",null,null,null,null,null,null,"Sens Calc"]
[1400,71,{"$f":"R8*$B$2","v":51.958762886597938},{"$f":"IF(AM8>C8,C8,AM8)","v":31.175257731958762},{"$f":"S8*$B$2","v":50.721649484536087},{"$f":"IF(AN8>E8,E8,AN8)","v":30.686597938144331},{"$f":"T8*$B$2","v":49.484536082474222},{"$f":"IF(AO8>G8,G8,AO8)","v":30.185567010309274},{"$f":"U8*$B$2","v":48},{"$f":"IF(AP8>I8,I8,AP8)","v":29.52},{"$f":"V8*$B$2","v":46.515463917525771},{"$f":"IF(AQ8>K8,K8,AQ8)","v":28.839587628865978},{"$f":"W8*$B$2","v":45.030927835051543},{"$f":"IF(AR8>M8,M8,AR8)","v":28.369484536082471},{"$f":"X8*$B$2","v":43.546391752577321},{"$f":"IF(AS8>O8,O8,AS8)","v":27.869690721649487},null,1.0824742268041236,1.0567010309278351,1.0309278350515463,1,0.96907216494845361,0.93814432989690721,0.90721649484536082,0.6,0.60499999999999998,0.61,0.61499999999999999,0.62,0.63,0.64,{"$f":"IF(Y8<0.9,0.9,Y8*-3.6846+4.1276)","v":0.9},{"$f":"IF(Z8<0.9,0.9,Z8*-3.6846+4.1276)","v":0.9},0.9,0.9,0.9,0.9,0.9,{"$f":"Y8*C8+($A$4-80)*AF8*$A$8/1000","v":31.175257731958762},{"$f":"Z8*E8+($A$4-80)*AG8*$A$8/1000","v":30.686597938144331},{"$f":"AA8*G8+($A$4-80)*AH8*$A$8/1000","v":30.185567010309274},{"$f":"AB8*I8+($A$4-80)*AI8*$A$8/1000","v":29.52},{"$f":"AC8*K8+($A$4-80)*AJ8*$A$8/1000","v":28.839587628865978},{"$f":"AD8*M8+($A$4-80)*AK8*$A$8/1000","v":28.369484536082471},{"$f":"AE8*O8+($A$4-80)*AL8*$A$8/1000","v":27.869690721649487}]
[null,67,49.484536082474222,36.618556701030926,48.24742268041237,{"$f":"IF(AN9>E9,E9,AN9)","v":36.185567010309278},47.010309278350512,{"$f":"IF(AO9>G9,G9,AO9)","v":35.727835051546393},45.525773195876283,{"$f":"IF(AP9>I9,I9,AP9)","v":35.054845360824736},44.041237113402062,{"$f":"IF(AQ9>K9,K9,AQ9)","v":34.352164948453613},42.80412371134021,{"$f":"IF(AR9>M9,M9,AR9)","v":33.815257731958766},41.567010309278352,{"$f":"IF(AS9>O9,O9,AS9)","v":33.253608247422683},null,1.0309278350515463,1.0051546391752577,0.97938144329896903,0.94845360824742264,0.91752577319587625,0.89175257731958768,0.865979381443299,0.74,0.75,0.76,0.77,0.78,0.79,0.8,{"$f":"IF(Y9<0.9,0.9,Y9*-3.6846+4.1276)","v":0.9},0.9,0.9,0.9,0.9,0.9,0.9,{"$f":"Y9*C9+($A$4-80)*AF9*$A$8/1000","v":36.618556701030926},{"$f":"Z9*E9+($A$4-80)*AG9*$A$8/1000","v":36.185567010309278},{"$f":"AA9*G9+($A$4-80)*AH9*$A$8/1000","v":35.727835051546393},{"$f":"AB9*I9+($A$4-80)*AI9*$A$8/1000","v":35.054845360824736},{"$f":"AC9*K9+($A$4-80)*AJ9*$A$8/1000","v":34.352164948453613},{"$f":"AD9*M9+($A$4-80)*AK9*$A$8/1000","v":33.815257731958766},{"$f":"AE9*O9+($A$4-80)*AL9*$A$8/1000","v":33.253608247422683}]
[null,65,48,39.36,46.886597938144327,38.915876288659796,45.773195876288661,38.44948453608248,44.412371134020617,37.861546391752576,43.051546391752581,37.239587628865984,41.690721649484537,36.583608247422681,40.329896907216494,35.893608247422677,null,1,0.97680412371134018,0.95360824742268047,0.92525773195876293,0.89690721649484539,0.86855670103092786,0.84020618556701032,0.82000000000000006,0.83000000000000007,0.84000000000000008,0.85250000000000004,0.86499999999999999,0.87749999999999995,0.89,0.9,0.9,0.9,0.9,0.9,0.9,0.9,39.36,{"$f":"Z10*E10+($A$4-80)*AG10*$A$8/1000","v":38.915876288659796},{"$f":"AA10*G10+($A$4-80)*AH10*$A$8/1000","v":38.44948453608248},37.861546391752576,37.239587628865984,36.583608247422681,35.893608247422677]
[null,63,46.515463917525771,41.863917525773196,45.525773195876283,41.428453608247416,44.536082474226802,40.973195876288656,43.298969072164951,40.484536082474229,42.061855670103093,39.958762886597938,40.577319587628864,39.157113402061853,39.092783505154642,38.310927835051551,null,0.96907216494845361,0.94845360824742264,0.92783505154639179,0.90206185567010311,0.87628865979381443,0.84536082474226804,0.81443298969072164,0.9,0.91,0.92,0.93500000000000005,0.95,0.96499999999999997,0.98,0.81145999999999985,0.77461400000000014,0.73776799999999998,0.68249899999999997,0.6272300000000004,0.57196100000000039,0.51669199999999993,41.863917525773196,{"$f":"Z11*E11+($A$4-80)*AG11*$A$8/1000","v":41.428453608247416},{"$f":"AA11*G11+($A$4-80)*AH11*$A$8/1000","v":40.973195876288656},{"$f":"AB11*I11+($A$4-80)*AI11*$A$8/1000","v":40.484536082474229},39.958762886597938,39.157113402061853,38.310927835051551]
[1600,71,52.948453608247426,32.828041237113403,51.711340206185568,32.319587628865982,50.474226804123717,31.798762886597942,48.989690721649481,31.108453608247419,47.505154639175259,30.403298969072168,45.773195876288661,29.75257731958763,44.041237113402062,29.067216494845361,null,1.1030927835051547,1.0773195876288659,1.0515463917525774,1.0206185567010309,0.98969072164948457,0.95360824742268047,0.91752577319587625,0.62,0.625,0.63,0.63500000000000001,0.64,0.65,0.66,0.9,0.9,0.9,0.9,0.9,0.9,0.9,{"$f":"Y12*C12+($A$4-80)*AF12*$A$12/1000","v":32.828041237113403},{"$f":"Z12*E12+($A$4-80)*AG12*$A$12/1000","v":32.319587628865982},{"$f":"AA12*G12+($A$4-80)*AH12*$A$12/1000","v":31.798762886597942},{"$f":"AB12*I12+($A$4-80)*AI12*$A$12/1000","v":31.108453608247419},{"$f":"AC12*K12+($A$4-80)*AJ12*$A$12/1000","v":30.403298969072168},{"$f":"AD12*M12+($A$4-80)*AK12*$A$12/1000","v":29.75257731958763},{"$f":"AE12*O12+($A$4-80)*AL12*$A$12/1000","v":29.067216494845361}]
[null,67,50.474226804123717,38.865154639175266,49.237113402061851,38.404948453608249,48,37.92,46.515463917525771,37.212371134020621,45.030927835051543,36.475051546391754,43.546391752577321,35.925773195876289,42.061855670103093,35.331958762886593,null,1.0515463917525774,1.0257731958762886,1,0.96907216494845361,0.93814432989690721,0.90721649484536082,0.87628865979381443,0.77,0.78,0.79,0.8,0.81,0.82499999999999996,0.84,0.9,0.9,0.9,0.9,0.9,0.9,0.9,{"$f":"Y13*C13+($A$4-80)*AF13*$A$12/1000","v":38.865154639175266},{"$f":"Z13*E13+($A$4-80)*AG13*$A$12/1000","v":38.404948453608249},{"$f":"AA13*G13+($A$4-80)*AH13*$A$12/1000","v":37.92},{"$f":"AB13*I13+($A$4-80)*AI13*$A$12/1000","v":37.212371134020621},{"$f":"AC13*K13+($A$4-80)*AJ13*$A$12/1000","v":36.475051546391754},{"$f":"AD13*M13+($A$4-80)*AK13*$A$12/1000","v":35.925773195876289},{"$f":"AE13*O13+($A$4-80)*AL13*$A$12/1000","v":35.331958762886593}]
[null,65,49.237113402061851,42.097731958762878,48,41.519999999999996,46.762886597938142,40.917525773195877,45.402061855670098,40.294329896907207,44.041237113402062,39.637113402061857,42.556701030927833,38.726597938144323,41.072164948453604,37.786391752577316,null,1.0257731958762886,1,0.97422680412371132,0.94587628865979378,0.91752577319587625,0.88659793814432986,0.85567010309278346,0.85499999999999998,0.86499999999999999,0.875,0.88749999999999996,0.9,0.90999999999999992,0.91999999999999993,0.9,0.9,0.9,0.9,0.81145999999999985,0.77461400000000058,0.73776800000000042,42.097731958762878,{"$f":"Z14*E14+($A$4-80)*AG14*$A$12/1000","v":41.519999999999996},{"$f":"AA14*G14+($A$4-80)*AH14*$A$12/1000","v":40.917525773195877},40.294329896907207,39.637113402061857,38.726597938144323,37.786391752577316]
[null,63,48,45.12,46.762886597938142,44.424742268041236,45.525773195876283,43.70474226804123,44.288659793814432,43.181443298969072,43.051546391752581,42.621030927835058,41.567010309278352,41.359175257731962,40.082474226804123,40.082474226804123,null,1,0.97422680412371132,0.94845360824742264,0.92268041237113407,0.89690721649484539,0.865979381443299,0.83505154639175261,0.94,0.95,0.96,0.97499999999999998,0.99,0.995,1,0.66407600000000011,0.6272300000000004,0.59038400000000024,0.53511500000000023,0.47984600000000022,0.46142299999999992,0.44300000000000006,45.12,{"$f":"Z15*E15+($A$4-80)*AG15*$A$12/1000","v":44.424742268041236},{"$f":"AA15*G15+($A$4-80)*AH15*$A$12/1000","v":43.70474226804123},43.181443298969072,42.621030927835058,41.359175257731962,40.082474226804123]
[1800,71,53.938144329896907,33.98103092783505,52.701030927835056,33.728659793814437,51.463917525773198,33.451546391752579,49.979381443298976,32.736494845360831,48.494845360824741,32.006597938144331,46.762886597938142,31.564948453608249,45.030927835051543,31.07134020618556,null,1.1237113402061856,1.097938144329897,1.0721649484536082,1.0412371134020619,1.0103092783505154,0.97422680412371132,0.93814432989690721,0.63,0.64,0.65,0.65500000000000003,0.66,0.67500000000000004,0.69,0.9,0.9,0.9,0.9,0.9,0.9,0.9,{"$f":"Y16*C16+($A$4-80)*AF16*$A$16/1000","v":33.98103092783505},{"$f":"Z16*E16+($A$4-80)*AG16*$A$16/1000","v":33.728659793814437},{"$f":"AA16*G16+($A$4-80)*AH16*$A$16/1000","v":33.451546391752579},{"$f":"AB16*I16+($A$4-80)*AI16*$A$16/1000","v":32.736494845360831},{"$f":"AC16*K16+($A$4-80)*AJ16*$A$16/1000","v":32.006597938144331},{"$f":"AD16*M16+($A$4-80)*AK16*$A$16/1000","v":31.564948453608249},{"$f":"AE16*O16+($A$4-80)*AL16*$A$16/1000","v":31.07134020618556}]
[null,67,51.463917525773198,41.17113402061856,50.226804123711347,40.683711340206195,48.989690721649481,40.171546391752571,47.505154639175259,39.42927835051546,46.020618556701031,38.657319587628862,44.536082474226802,38.078350515463917,43.051546391752581,37.454845360824748,null,1.0721649484536082,1.0463917525773196,1.0206185567010309,0.98969072164948457,0.95876288659793818,0.92783505154639179,0.89690721649484539,0.8,0.81,0.82,0.83,0.84,0.85499999999999998,0.87,0.9,0.9,0.9,0.9,0.9,0.9,0.9,{"$f":"Y17*C17+($A$4-80)*AF17*$A$16/1000","v":41.17113402061856},{"$f":"Z17*E17+($A$4-80)*AG17*$A$16/1000","v":40.683711340206195},{"$f":"AA17*G17+($A$4-80)*AH17*$A$16/1000","v":40.171546391752571},{"$f":"AB17*I17+($A$4-80)*AI17*$A$16/1000","v":39.42927835051546},{"$f":"AC17*K17+($A$4-80)*AJ17*$A$16/1000","v":38.657319587628862},{"$f":"AD17*M17+($A$4-80)*AK17*$A$16/1000","v":38.078350515463917},{"$f":"AE17*O17+($A$4-80)*AL17*$A$16/1000","v":37.454845360824748}]
[null,65,50.226804123711347,44.450721649484542,48.989690721649481,43.845773195876284,47.75257731958763,43.216082474226809,46.391752577319586,42.332474226804123,45.030927835051543,41.428453608247416,43.670103092783506,40.504020618556702,42.309278350515463,39.559175257731958,null,1.0463917525773196,1.0206185567010309,0.99484536082474229,0.96649484536082475,0.93814432989690721,0.90979381443298968,0.88144329896907214,0.88500000000000001,0.89500000000000002,0.90500000000000003,0.91249999999999998,0.91999999999999993,0.92749999999999999,0.93500000000000005,0.9,0.9,0.79303699999999999,0.76540249999999999,0.73776800000000042,0.71013349999999997,0.68249899999999997,44.450721649484542,{"$f":"Z18*E18+($A$4-80)*AG18*$A$16/1000","v":43.845773195876284},{"$f":"AA18*G18+($A$4-80)*AH18*$A$16/1000","v":43.216082474226809},42.332474226804123,41.428453608247416,40.504020618556702,39.559175257731958]
[null,63,48.989690721649481,47.519999999999996,47.75257731958763,46.797525773195879,46.515463917525771,46.050309278350511,45.278350515463913,45.051958762886592,44.041237113402062,44.041237113402062,42.80412371134021,42.80412371134021,41.567010309278352,41.567010309278352,null,1.0206185567010309,0.99484536082474229,0.96907216494845361,0.94329896907216493,0.91752577319587625,0.89175257731958768,0.865979381443299,0.97,0.98,0.99,0.995,1,1,1,0.55353800000000009,0.51669199999999993,0.47984600000000022,0.46142299999999992,0.44300000000000006,0.44300000000000006,0.44300000000000006,47.519999999999996,{"$f":"Z19*E19+($A$4-80)*AG19*$A$16/1000","v":46.797525773195879},{"$f":"AA19*G19+($A$4-80)*AH19*$A$16/1000","v":46.050309278350511},45.051958762886592,44.041237113402062,42.80412371134021,41.567010309278352]

{"sheet":"XC13_60","index":26,"n_rows":19,"n_cols":45,"rows_kept":19,"cut":false,"hidden":true,"merged":[[2,0,2,1],[2,2,2,15],[3,2,3,3],[3,4,3,5],[3,6,3,7],[3,8,3,9],[3,10,3,11],[3,12,3,13],[3,14,3,15],[5,2,6,2],[5,3,6,3],[5,4,6,4],[5,5,6,5],[5,6,6,6],[5,7,6,7],[5,8,6,8],[4,0,6,0],[4,1,6,1],[4,2,4,3],[4,4,4,5],[4,6,4,7],[4,8,4,9],[5,9,6,9],[5,10,6,10],[5,11,6,11],[5,12,6,12],[5,13,6,13],[5,14,6,14],[5,15,6,15],[4,10,4,11],[4,12,4,13],[4,14,4,15],[7,0,10,0],[11,0,14,0],[15,0,18,0],[22,4,22,15],[23,4,23,5],[23,6,23,7],[23,8,23,9],[23,10,23,11],[23,12,23,13],[23,14,23,15],[25,12,26,12],[25,13,26,13],[25,14,26,14],[25,15,26,15],[27,0,30,0],[31,0,34,0],[24,12,24,13],[24,14,24,15],[25,4,26,4],[25,5,26,5],[25,6,26,6],[25,7,26,7],[25,8,26,8],[25,9,26,9],[25,10,26,10],[25,11,26,11],[24,0,26,0],[24,1,26,1],[24,4,24,5],[24,6,24,7],[24,8,24,9],[24,10,24,11],[35,0,38,0],[41,0,42,1],[41,4,41,15],[42,4,42,5],[42,6,42,7],[42,8,42,9],[42,10,42,11],[42,12,42,13],[42,14,42,15],[44,12,45,12],[44,13,45,13],[44,14,45,14],[44,15,45,15],[46,0,49,0],[50,0,53,0],[43,12,43,13],[43,14,43,15],[44,4,45,4],[44,5,45,5],[44,6,45,6],[44,7,45,7],[44,8,45,8],[44,9,45,9],[44,10,45,10],[44,11,45,11],[43,0,45,0],[43,1,45,1],[43,4,43,5],[43,6,43,7],[43,8,43,9],[43,10,43,11],[54,0,57,0],[60,0,61,1],[60,4,60,15],[61,4,61,5],[61,6,61,7],[61,8,61,9],[61,10,61,11],[61,12,61,13],[61,14,61,15],[63,12,64,12],[63,13,64,13],[63,14,64,14],[63,15,64,15],[65,0,68,0],[69,0,72,0],[62,12,62,13],[62,14,62,15],[63,4,64,4],[63,5,64,5],[63,6,64,6],[63,7,64,7],[63,8,64,8],[63,9,64,9],[63,10,64,10],[63,11,64,11],[62,0,64,0],[62,1,64,1],[62,4,62,5],[62,6,62,7],[62,8,62,9],[62,10,62,11],[73,0,76,0],[79,0,80,1],[79,4,79,15],[80,4,80,5],[80,6,80,7],[80,8,80,9],[80,10,80,11],[80,12,80,13],[80,14,80,15],[82,12,83,12],[82,13,83,13],[82,14,83,14],[82,15,83,15],[84,0,87,0],[88,0,91,0],[81,12,81,13],[81,14,81,15],[82,4,83,4],[82,5,83,5],[82,6,83,6],[82,7,83,7],[82,8,83,8],[82,9,83,9],[82,10,83,10],[82,11,83,11],[81,0,83,0],[81,1,83,1],[81,4,81,5],[81,6,81,7],[81,8,81,9],[81,10,81,11],[92,0,95,0],[98,0,99,1],[98,4,98,15],[99,4,99,5],[99,6,99,7],[99,8,99,9],[99,10,99,11],[99,12,99,13],[99,14,99,15],[101,12,102,12],[101,13,102,13],[101,14,102,14],[101,15,102,15],[103,0,106,0],[107,0,110,0],[100,12,100,13],[100,14,100,15],[101,4,102,4],[101,5,102,5],[101,6,102,6],[101,7,102,7],[101,8,102,8],[101,9,102,9],[101,10,102,10],[101,11,102,11],[100,0,102,0],[100,1,102,1],[100,4,100,5],[100,6,100,7],[100,8,100,9],[100,10,100,11],[111,0,114,0],[117,0,118,1],[117,4,117,15],[118,4,118,5],[118,6,118,7],[118,8,118,9],[118,10,118,11],[118,12,118,13],[118,14,118,15],[130,0,133,0],[120,12,121,12],[120,13,121,13],[120,14,121,14],[120,15,121,15],[122,0,125,0],[126,0,129,0],[119,12,119,13],[119,14,119,15],[120,4,121,4],[120,5,121,5],[120,6,121,6],[120,7,121,7],[120,8,121,8],[120,9,121,9],[120,10,121,10],[120,11,121,11],[119,0,121,0],[119,1,121,1],[119,4,119,5],[119,6,119,7],[119,8,119,9],[119,10,119,11]]}
[]
["XC13_60",60]
["Evaporator Air \n",null,"Condenser  Entering Air Temperature ˚F"]
[80,"°F DB",85,null,90,null,95,null,100,null,105,null,110,null,115]
["CFM","EWB†\n˚F","Capacity Mbtuh",null,"Capacity Mbtuh",null,"Capacity Mbtuh",null,"Capacity Mbtuh",null,"Capacity Mbtuh",null,"Capacity Mbtuh",null,"Capacity Mbtuh"]
[null,null,"Total","Sens.","Total","Sens.","Total","Sens.","Total","Sens.","Total","Sens.","Total","Sens.","Total","Sens."]
[null,null,null,null,null,null,null,null,null,null,null,null,null,null,null,null,null,"Total Factors",null,null,null,null,null,null,"Sens. %",null,null,null,null,null,null,"IDB Adj",null,null,null,null,null,null,"Sens Calc"]
[1500,71,{"$f":"R8*$B$2","v":65.042016806722685},{"$f":"IF(AM8>C8,C8,AM8)","v":37.724369747899154},{"$f":"S8*$B$2","v":63.529411764705884},{"$f":"IF(AN8>E8,E8,AN8)","v":36.847058823529409},{"$f":"T8*$B$2","v":62.016806722689083},{"$f":"IF(AO8>G8,G8,AO8)","v":35.969747899159664},{"$f":"U8*$B$2","v":60.252100840336134},{"$f":"IF(AP8>I8,I8,AP8)","v":35.548739495798316},{"$f":"V8*$B$2","v":58.487394957983192},{"$f":"IF(AQ8>K8,K8,AQ8)","v":35.092436974789912},{"$f":"W8*$B$2","v":56.470588235294116},{"$f":"IF(AR8>M8,M8,AR8)","v":34.164705882352941},{"$f":"X8*$B$2","v":54.45378151260504},{"$f":"IF(AS8>O8,O8,AS8)","v":33.216806722689071},null,1.0840336134453781,1.0588235294117647,1.0336134453781514,1.0042016806722689,0.97478991596638653,0.94117647058823528,0.90756302521008403,0.57999999999999996,0.57999999999999996,0.57999999999999996,0.59,0.6,0.60499999999999998,0.61,{"$f":"IF(Y8<0.9,0.9,Y8*-3.6846+4.1276)","v":0.9},{"$f":"IF(Z8<0.9,0.9,Z8*-3.6846+4.1276)","v":0.9},0.9,0.9,0.9,0.9,0.9,{"$f":"Y8*C8+($A$4-80)*AF8*$A$8/1000","v":37.724369747899154},{"$f":"Z8*E8+($A$4-80)*AG8*$A$8/1000","v":36.847058823529409},{"$f":"AA8*G8+($A$4-80)*AH8*$A$8/1000","v":35.969747899159664},{"$f":"AB8*I8+($A$4-80)*AI8*$A$8/1000","v":35.548739495798316},{"$f":"AC8*K8+($A$4-80)*AJ8*$A$8/1000","v":35.092436974789912},{"$f":"AD8*M8+($A$4-80)*AK8*$A$8/1000","v":34.164705882352941},{"$f":"AE8*O8+($A$4-80)*AL8*$A$8/1000","v":33.216806722689071}]
[null,67,61.512605042016801,43.058823529411761,60,{"$f":"IF(AN9>E9,E9,AN9)","v":42.599999999999994},58.487394957983192,{"$f":"IF(AO9>G9,G9,AO9)","v":42.110924369747899},56.974789915966383,{"$f":"IF(AP9>I9,I9,AP9)","v":41.306722689075627},55.462184873949582,{"$f":"IF(AQ9>K9,K9,AQ9)","v":40.487394957983192},53.69747899159664,{"$f":"IF(AR9>M9,M9,AR9)","v":39.73613445378151},51.932773109243698,{"$f":"IF(AS9>O9,O9,AS9)","v":38.949579831932773},null,1.0252100840336134,1,0.97478991596638653,0.94957983193277307,0.92436974789915971,0.89495798319327735,0.86554621848739499,0.7,0.71,0.72,0.72499999999999998,0.73,0.74,0.75,{"$f":"IF(Y9<0.9,0.9,Y9*-3.6846+4.1276)","v":0.9},0.9,0.9,0.9,0.9,0.9,0.9,{"$f":"Y9*C9+($A$4-80)*AF9*$A$8/1000","v":43.058823529411761},{"$f":"Z9*E9+($A$4-80)*AG9*$A$8/1000","v":42.599999999999994},{"$f":"AA9*G9+($A$4-80)*AH9*$A$8/1000","v":42.110924369747899},{"$f":"AB9*I9+($A$4-80)*AI9*$A$8/1000","v":41.306722689075627},{"$f":"AC9*K9+($A$4-80)*AJ9*$A$8/1000","v":40.487394957983192},{"$f":"AD9*M9+($A$4-80)*AK9*$A$8/1000","v":39.73613445378151},{"$f":"AE9*O9+($A$4-80)*AL9*$A$8/1000","v":38.949579831932773}]
[null,65,60,46.2,58.613445378151262,45.718487394957982,57.226890756302524,45.209243697478996,55.588235294117652,44.331617647058827,53.949579831932773,43.429411764705883,52.310924369747902,42.764180672268907,50.672268907563023,42.057983193277316,null,1,0.97689075630252098,0.95378151260504207,0.92647058823529416,0.89915966386554624,0.87184873949579833,0.84453781512605042,0.77,0.78,0.79,0.79749999999999999,0.80499999999999994,0.8175,0.83000000000000007,0.9,0.9,0.9,0.9,0.9,0.9,0.9,46.2,{"$f":"Z10*E10+($A$4-80)*AG10*$A$8/1000","v":45.718487394957982},{"$f":"AA10*G10+($A$4-80)*AH10*$A$8/1000","v":45.209243697478996},44.331617647058827,43.429411764705883,42.764180672268907,42.057983193277316]
[null,63,58.487394957983192,49.129411764705878,57.226890756302524,48.642857142857146,55.966386554621849,48.131092436974789,54.201680672268907,47.155462184873947,52.436974789915965,46.14453781512605,50.924369747899156,45.577310924369748,49.411764705882348,44.964705882352938,null,0.97478991596638653,0.95378151260504207,0.9327731092436975,0.90336134453781514,0.87394957983193278,0.84873949579831931,0.82352941176470584,0.84,0.85,0.86,0.87,0.88,0.89500000000000002,0.91,0.9,0.9,0.9,0.9,0.9,0.9,0.77461400000000014,49.129411764705878,{"$f":"Z11*E11+($A$4-80)*AG11*$A$8/1000","v":48.642857142857146},{"$f":"AA11*G11+($A$4-80)*AH11*$A$8/1000","v":48.131092436974789},{"$f":"AB11*I11+($A$4-80)*AI11*$A$8/1000","v":47.155462184873947},46.14453781512605,45.577310924369748,44.964705882352938]
[1700,71,66.554621848739501,39.267226890756305,65.042016806722685,38.699999999999996,63.529411764705884,38.117647058823529,61.512605042016801,37.21512605042016,59.495798319327733,36.292436974789915,57.478991596638657,35.636974789915968,55.462184873949582,34.941176470588239,null,1.1092436974789917,1.0840336134453781,1.0588235294117647,1.0252100840336134,0.99159663865546221,0.95798319327731096,0.92436974789915971,0.59,0.59499999999999997,0.6,0.60499999999999998,0.61,0.62,0.63,0.9,0.9,0.9,0.9,0.9,0.9,0.9,{"$f":"Y12*C12+($A$4-80)*AF12*$A$12/1000","v":39.267226890756305},{"$f":"Z12*E12+($A$4-80)*AG12*$A$12/1000","v":38.699999999999996},{"$f":"AA12*G12+($A$4-80)*AH12*$A$12/1000","v":38.117647058823529},{"$f":"AB12*I12+($A$4-80)*AI12*$A$12/1000","v":37.21512605042016},{"$f":"AC12*K12+($A$4-80)*AJ12*$A$12/1000","v":36.292436974789915},{"$f":"AD12*M12+($A$4-80)*AK12*$A$12/1000","v":35.636974789915968},{"$f":"AE12*O12+($A$4-80)*AL12*$A$12/1000","v":34.941176470588239}]
[null,67,63.529411764705884,45.741176470588236,61.764705882352935,45.088235294117638,60,44.4,58.487394957983192,43.865546218487395,56.974789915966383,43.300840336134449,54.957983193277308,42.317647058823525,52.941176470588232,41.294117647058819,null,1.0588235294117647,1.0294117647058822,1,0.97478991596638653,0.94957983193277307,0.91596638655462181,0.88235294117647056,0.72,0.73,0.74,0.75,0.76,0.77,0.78,0.9,0.9,0.9,0.9,0.9,0.9,0.9,{"$f":"Y13*C13+($A$4-80)*AF13*$A$12/1000","v":45.741176470588236},{"$f":"Z13*E13+($A$4-80)*AG13*$A$12/1000","v":45.088235294117638},{"$f":"AA13*G13+($A$4-80)*AH13*$A$12/1000","v":44.4},{"$f":"AB13*I13+($A$4-80)*AI13*$A$12/1000","v":43.865546218487395},{"$f":"AC13*K13+($A$4-80)*AJ13*$A$12/1000","v":43.300840336134449},{"$f":"AD13*M13+($A$4-80)*AK13*$A$12/1000","v":42.317647058823525},{"$f":"AE13*O13+($A$4-80)*AL13*$A$12/1000","v":41.294117647058819}]
[null,65,62.016806722689083,49.303361344537819,60.378151260504197,48.604411764705873,58.739495798319325,47.872689075630248,57.100840336134453,47.250945378151258,55.462184873949582,46.588235294117652,53.571428571428577,45.669642857142861,51.680672268907564,44.70378151260504,null,1.0336134453781514,1.0063025210084033,0.97899159663865543,0.95168067226890751,0.92436974789915971,0.8928571428571429,0.8613445378151261,0.79499999999999993,0.80499999999999994,0.81499999999999995,0.82750000000000001,0.84000000000000008,0.85250000000000004,0.86499999999999999,0.9,0.9,0.9,0.9,0.9,0.9,0.9,49.303361344537819,{"$f":"Z14*E14+($A$4-80)*AG14*$A$12/1000","v":48.604411764705873},{"$f":"AA14*G14+($A$4-80)*AH14*$A$12/1000","v":47.872689075630248},47.250945378151258,46.588235294117652,45.669642857142861,44.70378151260504]
[null,63,60.504201680672267,52.638655462184872,58.991596638655459,51.912605042016807,57.478991596638657,51.156302521008406,55.714285714285715,50.421428571428571,53.949579831932773,49.633613445378153,52.184873949579831,48.792857142857144,50.420168067226889,47.899159663865539,null,1.0084033613445378,0.98319327731092432,0.95798319327731096,0.9285714285714286,0.89915966386554624,0.86974789915966388,0.84033613445378152,0.87,0.88,0.89,0.90500000000000003,0.92,0.93500000000000005,0.95,0.9,0.9,0.9,0.79303699999999999,0.73776799999999998,0.68249899999999997,0.6272300000000004,52.638655462184872,{"$f":"Z15*E15+($A$4-80)*AG15*$A$12/1000","v":51.912605042016807},{"$f":"AA15*G15+($A$4-80)*AH15*$A$12/1000","v":51.156302521008406},50.421428571428571,49.633613445378153,48.792857142857144,47.899159663865539]
[1900,71,68.571428571428569,41.142857142857139,66.554621848739501,40.265546218487394,64.537815126050418,39.368067226890751,62.773109243697483,38.919327731092437,61.008403361344534,38.435294117647054,58.739495798319325,37.299579831932775,56.470588235294116,36.141176470588235,null,1.1428571428571428,1.1092436974789917,1.0756302521008403,1.046218487394958,1.0168067226890756,0.97899159663865543,0.94117647058823528,0.6,0.60499999999999998,0.61,0.62,0.63,0.63500000000000001,0.64,0.9,0.9,0.9,0.9,0.9,0.9,0.9,{"$f":"Y16*C16+($A$4-80)*AF16*$A$16/1000","v":41.142857142857139},{"$f":"Z16*E16+($A$4-80)*AG16*$A$16/1000","v":40.265546218487394},{"$f":"AA16*G16+($A$4-80)*AH16*$A$16/1000","v":39.368067226890751},{"$f":"AB16*I16+($A$4-80)*AI16*$A$16/1000","v":38.919327731092437},{"$f":"AC16*K16+($A$4-80)*AJ16*$A$16/1000","v":38.435294117647054},{"$f":"AD16*M16+($A$4-80)*AK16*$A$16/1000","v":37.299579831932775},{"$f":"AE16*O16+($A$4-80)*AL16*$A$16/1000","v":36.141176470588235}]
[null,67,64.537815126050418,47.757983193277312,63.025210084033617,47.268907563025209,61.512605042016801,46.74957983193277,59.747899159663866,46.005882352941178,57.983193277310924,45.226890756302524,55.966386554621849,44.49327731092437,53.949579831932773,43.699159663865551,null,1.0756302521008403,1.0504201680672269,1.0252100840336134,0.99579831932773111,0.96638655462184875,0.9327731092436975,0.89915966386554624,0.74,0.75,0.76,0.77,0.78,0.79500000000000004,0.81,0.9,0.9,0.9,0.9,0.9,0.9,0.9,{"$f":"Y17*C17+($A$4-80)*AF17*$A$16/1000","v":47.757983193277312},{"$f":"Z17*E17+($A$4-80)*AG17*$A$16/1000","v":47.268907563025209},{"$f":"AA17*G17+($A$4-80)*AH17*$A$16/1000","v":46.74957983193277},{"$f":"AB17*I17+($A$4-80)*AI17*$A$16/1000","v":46.005882352941178},{"$f":"AC17*K17+($A$4-80)*AJ17*$A$16/1000","v":45.226890756302524},{"$f":"AD17*M17+($A$4-80)*AK17*$A$16/1000","v":44.49327731092437},{"$f":"AE17*O17+($A$4-80)*AL17*$A$16/1000","v":43.699159663865551}]
[null,65,63.025210084033617,51.680672268907571,61.512605042016801,51.055462184873953,60,50.400000000000006,58.361344537815128,49.753046218487398,56.72268907563025,49.065126050420169,54.705882352941174,48.277941176470591,52.689075630252098,47.420168067226889,null,1.0504201680672269,1.0252100840336134,1,0.97268907563025209,0.94537815126050417,0.91176470588235292,0.87815126050420167,0.82000000000000006,0.83000000000000007,0.84000000000000008,0.85250000000000004,0.86499999999999999,0.88250000000000006,0.9,0.9,0.9,0.9,0.9,0.9,0.9,0.81145999999999985,51.680672268907571,{"$f":"Z18*E18+($A$4-80)*AG18*$A$16/1000","v":51.055462184873953},{"$f":"AA18*G18+($A$4-80)*AH18*$A$16/1000","v":50.400000000000006},49.753046218487398,49.065126050420169,48.277941176470591,47.420168067226889]
[null,63,61.512605042016801,55.361344537815121,60,54.6,58.487394957983192,53.808403361344538,56.974789915966383,53.271428571428572,55.462184873949582,52.689075630252098,53.445378151260506,51.84201680672269,51.428571428571423,50.914285714285711,null,1.0252100840336134,1,0.97478991596638653,0.94957983193277307,0.92436974789915971,0.89075630252100846,0.8571428571428571,0.9,0.91,0.92,0.93500000000000005,0.95,0.97,0.99,0.81145999999999985,0.77461400000000014,0.73776799999999998,0.68249899999999997,0.6272300000000004,0.55353800000000009,0.47984600000000022,55.361344537815121,{"$f":"Z19*E19+($A$4-80)*AG19*$A$16/1000","v":54.6},{"$f":"AA19*G19+($A$4-80)*AH19*$A$16/1000","v":53.808403361344538},53.271428571428572,52.689075630252098,51.84201680672269,50.914285714285711]

{"sheet":"XC14_18","index":27,"n_rows":19,"n_cols":45,"rows_kept":19,"cut":false,"hidden":true,"merged":[[2,0,2,1],[2,2,2,15],[3,2,3,3],[3,4,3,5],[3,6,3,7],[3,8,3,9],[3,10,3,11],[3,12,3,13],[3,14,3,15],[5,2,6,2],[5,3,6,3],[5,4,6,4],[5,5,6,5],[5,6,6,6],[5,7,6,7],[5,8,6,8],[4,0,6,0],[4,1,6,1],[4,2,4,3],[4,4,4,5],[4,6,4,7],[4,8,4,9],[5,9,6,9],[5,10,6,10],[5,11,6,11],[5,12,6,12],[5,13,6,13],[5,14,6,14],[5,15,6,15],[4,10,4,11],[4,12,4,13],[4,14,4,15],[7,0,10,0],[11,0,14,0],[15,0,18,0],[22,4,22,15],[23,4,23,5],[23,6,23,7],[23,8,23,9],[23,10,23,11],[23,12,23,13],[23,14,23,15],[25,12,26,12],[25,13,26,13],[25,14,26,14],[25,15,26,15],[27,0,30,0],[31,0,34,0],[24,12,24,13],[24,14,24,15],[25,4,26,4],[25,5,26,5],[25,6,26,6],[25,7,26,7],[25,8,26,8],[25,9,26,9],[25,10,26,10],[25,11,26,11],[24,0,26,0],[24,1,26,1],[24,4,24,5],[24,6,24,7],[24,8,24,9],[24,10,24,11],[35,0,38,0],[41,0,42,1],[41,4,41,15],[42,4,42,5],[42,6,42,7],[42,8,42,9],[42,10,42,11],[42,12,42,13],[42,14,42,15],[44,12,45,12],[44,13,45,13],[44,14,45,14],[44,15,45,15],[46,0,49,0],[50,0,53,0],[43,12,43,13],[43,14,43,15],[44,4,45,4],[44,5,45,5],[44,6,45,6],[44,7,45,7],[44,8,45,8],[44,9,45,9],[44,10,45,10],[44,11,45,11],[43,0,45,0],[43,1,45,1],[43,4,43,5],[43,6,43,7],[43,8,43,9],[43,10,43,11],[54,0,57,0],[60,0,61,1],[60,4,60,15],[61,4,61,5],[61,6,61,7],[61,8,61,9],[61,10,61,11],[61,12,61,13],[61,14,61,15],[63,12,64,12],[63,13,64,13],[63,14,64,14],[63,15,64,15],[65,0,68,0],[69,0,72,0],[62,12,62,13],[62,14,62,15],[63,4,64,4],[63,5,64,5],[63,6,64,6],[63,7,64,7],[63,8,64,8],[63,9,64,9],[63,10,64,10],[63,11,64,11],[62,0,64,0],[62,1,64,1],[62,4,62,5],[62,6,62,7],[62,8,62,9],[62,10,62,11],[73,0,76,0],[79,0,80,1],[79,4,79,15],[80,4,80,5],[80,6,80,7],[80,8,80,9],[80,10,80,11],[80,12,80,13],[80,14,80,15],[82,12,83,12],[82,13,83,13],[82,14,83,14],[82,15,83,15],[84,0,87,0],[88,0,91,0],[81,12,81,13],[81,14,81,15],[82,4,83,4],[82,5,83,5],[82,6,83,6],[82,7,83,7],[82,8,83,8],[82,9,83,9],[82,10,83,10],[82,11,83,11],[81,0,83,0],[81,1,83,1],[81,4,81,5],[81,6,81,7],[81,8,81,9],[81,10,81,11],[92,0,95,0],[98,0,99,1],[98,4,98,15],[99,4,99,5],[99,6,99,7],[99,8,99,9],[99,10,99,11],[99,12,99,13],[99,14,99,15],[101,12,102,12],[101,13,102,13],[101,14,102,14],[101,15,102,15],[103,0,106,0],[107,0,110,0],[100,12,100,13],[100,14,100,15],[101,4,102,4],[101,5,102,5],[101,6,102,6],[101,7,102,7],[101,8,102,8],[101,9,102,9],[101,10,102,10],[101,11,102,11],[100,0,102,0],[100,1,102,1],[100,4,100,5],[100,6,100,7],[100,8,100,9],[100,10,100,11],[111,0,114,0],[117,0,118,1],[117,4,117,15],[118,4,118,5],[118,6,118,7],[118,8,118,9],[118,10,118,11],[118,12,118,13],[118,14,118,15],[130,0,133,0],[120,12,121,12],[120,13,121,13],[120,14,121,14],[120,15,121,15],[122,0,125,0],[126,0,129,0],[119,12,119,13],[119,14,119,15],[120,4,121,4],[120,5,121,5],[120,6,121,6],[120,7,121,7],[120,8,121,8],[120,9,121,9],[120,10,121,10],[120,11,121,11],[119,0,121,0],[119,1,121,1],[119,4,119,5],[119,6,119,7],[119,8,119,9],[119,10,119,11]]}
[]
["XC14_18",18]
["Evaporator Air \n",null,"Condenser  Entering Air Temperature ˚F"]
[80,"°F DB",85,null,90,null,95,null,100,null,105,null,110,null,115]
["CFM","EWB†\n˚F","Capacity Mbtuh",null,"Capacity Mbtuh",null,"Capacity Mbtuh",null,"Capacity Mbtuh",null,"Capacity Mbtuh",null,"Capacity Mbtuh",null,"Capacity Mbtuh"]
[null,null,"Total","Sens.","Total","Sens.","Total","Sens.","Total","Sens.","Total","Sens.","Total","Sens.","Total","Sens."]
[null,null,null,null,null,null,null,null,null,null,null,null,null,null,null,null,null,"Total Factors",null,null,null,null,null,null,"Sens. %",null,null,null,null,null,null,"IDB Adj",null,null,null,null,null,null,"Sens Calc"]
[525,71,{"$f":"R8*$B$2","v":19.356783919597991},{"$f":"IF(AM8>C8,C8,AM8)","v":11.614070351758794},{"$f":"S8*$B$2","v":18.81407035175879},{"$f":"IF(AN8>E8,E8,AN8)","v":11.19437185929648},{"$f":"T8*$B$2","v":18.271356783919597},{"$f":"IF(AO8>G8,G8,AO8)","v":10.780100502512562},{"$f":"U8*$B$2","v":17.819095477386934},{"$f":"IF(AP8>I8,I8,AP8)","v":10.780552763819095},{"$f":"V8*$B$2","v":17.366834170854272},{"$f":"IF(AQ8>K8,K8,AQ8)","v":10.767437185929648},{"$f":"W8*$B$2","v":16.778894472361806},{"$f":"IF(AR8>M8,M8,AR8)","v":10.40291457286432},{"$f":"X8*$B$2","v":16.190954773869347},{"$f":"IF(AS8>O8,O8,AS8)","v":10.038391959798995},null,1.0753768844221105,1.0452261306532662,1.0150753768844221,0.98994974874371866,0.96482412060301515,0.93216080402010038,0.89949748743718594,0.6,0.59499999999999997,0.59,0.60499999999999998,0.62,0.62,0.62,{"$f":"IF(Y8<0.9,0.9,Y8*-3.6846+4.1276)","v":0.9},{"$f":"IF(Z8<0.9,0.9,Z8*-3.6846+4.1276)","v":0.9},0.9,0.9,0.9,0.9,0.9,{"$f":"Y8*C8+($A$4-80)*AF8*$A$8/1000","v":11.614070351758794},{"$f":"Z8*E8+($A$4-80)*AG8*$A$8/1000","v":11.19437185929648},{"$f":"AA8*G8+($A$4-80)*AH8*$A$8/1000","v":10.780100502512562},{"$f":"AB8*I8+($A$4-80)*AI8*$A$8/1000","v":10.780552763819095},{"$f":"AC8*K8+($A$4-80)*AJ8*$A$8/1000","v":10.767437185929648},{"$f":"AD8*M8+($A$4-80)*AK8*$A$8/1000","v":10.40291457286432},{"$f":"AE8*O8+($A$4-80)*AL8*$A$8/1000","v":10.038391959798995}]
[null,67,18.271356783919597,13.520804020100501,17.909547738693465,{"$f":"IF(AN9>E9,E9,AN9)","v":13.4321608040201},17.547738693467338,{"$f":"IF(AO9>G9,G9,AO9)","v":13.336281407035177},17.05025125628141,{"$f":"IF(AP9>I9,I9,AP9)","v":13.043442211055279},16.552763819095478,{"$f":"IF(AQ9>K9,K9,AQ9)","v":12.745628140703518},16.055276381909547,{"$f":"IF(AR9>M9,M9,AR9)","v":12.603391959798994},15.557788944723619,{"$f":"IF(AS9>O9,O9,AS9)","v":12.446231155778896},null,1.0150753768844221,0.99497487437185927,0.97487437185929648,0.94723618090452277,0.91959798994974884,0.89195979899497491,0.86432160804020108,0.74,0.75,0.76,0.76500000000000001,0.77,0.78500000000000003,0.8,{"$f":"IF(Y9<0.9,0.9,Y9*-3.6846+4.1276)","v":0.9},0.9,0.9,0.9,0.9,0.9,0.9,{"$f":"Y9*C9+($A$4-80)*AF9*$A$8/1000","v":13.520804020100501},{"$f":"Z9*E9+($A$4-80)*AG9*$A$8/1000","v":13.4321608040201},{"$f":"AA9*G9+($A$4-80)*AH9*$A$8/1000","v":13.336281407035177},{"$f":"AB9*I9+($A$4-80)*AI9*$A$8/1000","v":13.043442211055279},{"$f":"AC9*K9+($A$4-80)*AJ9*$A$8/1000","v":12.745628140703518},{"$f":"AD9*M9+($A$4-80)*AK9*$A$8/1000","v":12.603391959798994},{"$f":"AE9*O9+($A$4-80)*AL9*$A$8/1000","v":12.446231155778896}]
[null,65,17.8643216080402,14.559422110552761,17.457286432160807,14.445904522613068,17.05025125628141,14.322211055276385,16.597989949748747,14.066796482412064,16.145728643216085,13.804597989949752,15.648241206030153,13.613969849246233,15.150753768844222,13.408417085427137,null,0.99246231155778897,0.96984924623115587,0.94723618090452277,0.92211055276381926,0.89698492462311574,0.86934673366834181,0.84170854271356788,0.81499999999999995,0.82750000000000001,0.84000000000000008,0.84750000000000003,0.85499999999999998,0.87,0.88500000000000001,0.9,0.9,0.9,0.9,0.9,0.9,0.9,14.559422110552761,{"$f":"Z10*E10+($A$4-80)*AG10*$A$8/1000","v":14.445904522613068},{"$f":"AA10*G10+($A$4-80)*AH10*$A$8/1000","v":14.322211055276385},14.066796482412064,13.804597989949752,13.613969849246233,13.408417085427137]
[null,63,17.457286432160807,15.536984924623118,17.005025125628144,15.389547738693471,16.552763819095478,15.22854271356784,16.145728643216085,15.015527638190958,15.738693467336685,14.794371859296483,15.241206030150757,14.555351758793972,14.743718592964825,14.301407035175879,null,0.96984924623115587,0.94472361809045236,0.91959798994974884,0.89698492462311574,0.87437185929648242,0.84673366834170871,0.81909547738693478,0.89,0.90500000000000003,0.92,0.92999999999999994,0.94,0.95499999999999996,0.97,0.9,0.79303699999999999,0.73776799999999998,0.70092200000000027,0.66407600000000011,0.6088070000000001,0.55353800000000009,15.536984924623118,{"$f":"Z11*E11+($A$4-80)*AG11*$A$8/1000","v":15.389547738693471},{"$f":"AA11*G11+($A$4-80)*AH11*$A$8/1000","v":15.22854271356784},{"$f":"AB11*I11+($A$4-80)*AI11*$A$8/1000","v":15.015527638190958},14.794371859296483,14.555351758793972,14.301407035175879]
[600,71,19.899497487437188,12.138693467336685,19.356783919597991,12.001206030150755,18.814070351758794,11.85286432160804,18.2713567839196,11.510954773869349,17.728643216080403,11.169045226130654,17.231155778894475,11.114095477386936,16.733668341708544,11.04422110552764,null,1.1055276381909549,1.0753768844221105,1.0452261306532664,1.0150753768844223,0.98492462311557805,0.95728643216080411,0.92964824120603018,0.61,0.62,0.63,0.63,0.63,0.64500000000000002,0.66,0.9,0.9,0.9,0.9,0.9,0.9,0.9,{"$f":"Y12*C12+($A$4-80)*AF12*$A$12/1000","v":12.138693467336685},{"$f":"Z12*E12+($A$4-80)*AG12*$A$12/1000","v":12.001206030150755},{"$f":"AA12*G12+($A$4-80)*AH12*$A$12/1000","v":11.85286432160804},{"$f":"AB12*I12+($A$4-80)*AI12*$A$12/1000","v":11.510954773869349},{"$f":"AC12*K12+($A$4-80)*AJ12*$A$12/1000","v":11.169045226130654},{"$f":"AD12*M12+($A$4-80)*AK12*$A$12/1000","v":11.114095477386936},{"$f":"AE12*O12+($A$4-80)*AL12*$A$12/1000","v":11.04422110552764}]
[null,67,18.994974874371863,14.436180904522615,18.497487437185928,14.335552763819095,18,14.22,17.502512562814072,14.002010050251258,17.005025125628144,13.774070351758798,16.462311557788947,13.499095477386938,15.919597989949752,13.213266331658293,null,1.0552763819095479,1.0276381909547738,1,0.97236180904522629,0.94472361809045236,0.91457286432160823,0.88442211055276398,0.76,0.77500000000000002,0.79,0.8,0.81,0.82000000000000006,0.83,0.9,0.9,0.9,0.9,0.9,0.9,0.9,{"$f":"Y13*C13+($A$4-80)*AF13*$A$12/1000","v":14.436180904522615},{"$f":"Z13*E13+($A$4-80)*AG13*$A$12/1000","v":14.335552763819095},{"$f":"AA13*G13+($A$4-80)*AH13*$A$12/1000","v":14.22},{"$f":"AB13*I13+($A$4-80)*AI13*$A$12/1000","v":14.002010050251258},{"$f":"AC13*K13+($A$4-80)*AJ13*$A$12/1000","v":13.774070351758798},{"$f":"AD13*M13+($A$4-80)*AK13*$A$12/1000","v":13.499095477386938},{"$f":"AE13*O13+($A$4-80)*AL13*$A$12/1000","v":13.213266331658293}]
[null,65,18.497487437185928,15.722864321608037,18.022613065326631,15.544503768844221,17.547738693467338,15.35427135678392,17.05025125628141,15.132097989949751,16.552763819095478,14.89748743718593,16.055276381909547,14.570163316582914,15.557788944723622,14.235376884422115,null,1.0276381909547738,1.0012562814070352,0.97487437185929648,0.94723618090452277,0.91959798994974884,0.89195979899497491,0.86432160804020119,0.85,0.86250000000000004,0.875,0.88749999999999996,0.9,0.90749999999999997,0.91500000000000004,0.9,0.9,0.9,0.9,0.81145999999999985,0.78382550000000029,0.75619099999999984,15.722864321608037,{"$f":"Z14*E14+($A$4-80)*AG14*$A$12/1000","v":15.544503768844221},{"$f":"AA14*G14+($A$4-80)*AH14*$A$12/1000","v":15.35427135678392},15.132097989949751,14.89748743718593,14.570163316582914,14.235376884422115]
[null,63,18,16.919999999999998,17.547738693467338,16.67035175879397,17.095477386934675,16.411658291457286,16.597989949748747,16.183040201005028,16.100502512562816,15.939497487437187,15.648241206030153,15.570000000000002,15.195979899497489,15.195979899497489,null,1,0.97487437185929648,0.94974874371859297,0.92211055276381926,0.89447236180904532,0.86934673366834181,0.84422110552763829,0.94,0.95,0.96,0.97499999999999998,0.99,0.995,1,0.66407600000000011,0.6272300000000004,0.59038400000000024,0.53511500000000023,0.47984600000000022,0.46142299999999992,0.44300000000000006,16.919999999999998,{"$f":"Z15*E15+($A$4-80)*AG15*$A$12/1000","v":16.67035175879397},{"$f":"AA15*G15+($A$4-80)*AH15*$A$12/1000","v":16.411658291457286},16.183040201005028,15.939497487437187,15.570000000000002,15.195979899497489]
[675,71,20.261306532663315,12.967236180904521,19.809045226130653,12.776834170854272,19.356783919597991,12.581909547738695,18.81407035175879,12.323216080402007,18.271356783919597,12.059095477386935,17.683417085427134,11.847889447236181,17.095477386934675,11.624924623115581,null,1.1256281407035176,1.1005025125628141,1.0753768844221105,1.0452261306532662,1.0150753768844221,0.98241206030150752,0.94974874371859297,0.64,0.64500000000000002,0.65,0.65500000000000003,0.66,0.67,0.68,0.9,0.9,0.9,0.9,0.9,0.9,0.9,{"$f":"Y16*C16+($A$4-80)*AF16*$A$16/1000","v":12.967236180904521},{"$f":"Z16*E16+($A$4-80)*AG16*$A$16/1000","v":12.776834170854272},{"$f":"AA16*G16+($A$4-80)*AH16*$A$16/1000","v":12.581909547738695},{"$f":"AB16*I16+($A$4-80)*AI16*$A$16/1000","v":12.323216080402007},{"$f":"AC16*K16+($A$4-80)*AJ16*$A$16/1000","v":12.059095477386935},{"$f":"AD16*M16+($A$4-80)*AK16*$A$16/1000","v":11.847889447236181},{"$f":"AE16*O16+($A$4-80)*AL16*$A$16/1000","v":11.624924623115581}]
[null,67,19.356783919597991,15.485427135678393,18.904522613065325,15.312663316582913,18.452261306532662,15.130854271356782,17.909547738693465,14.864924623115575,17.366834170854272,14.588140703517588,16.778894472361806,14.345954773869344,16.190954773869347,14.086130653266332,null,1.0753768844221105,1.050251256281407,1.0251256281407035,0.99497487437185927,0.96482412060301515,0.93216080402010038,0.89949748743718594,0.8,0.81,0.82,0.83,0.84,0.85499999999999998,0.87,0.9,0.9,0.9,0.9,0.9,0.9,0.9,{"$f":"Y17*C17+($A$4-80)*AF17*$A$16/1000","v":15.485427135678393},{"$f":"Z17*E17+($A$4-80)*AG17*$A$16/1000","v":15.312663316582913},{"$f":"AA17*G17+($A$4-80)*AH17*$A$16/1000","v":15.130854271356782},{"$f":"AB17*I17+($A$4-80)*AI17*$A$16/1000","v":14.864924623115575},{"$f":"AC17*K17+($A$4-80)*AJ17*$A$16/1000","v":14.588140703517588},{"$f":"AD17*M17+($A$4-80)*AK17*$A$16/1000","v":14.345954773869344},{"$f":"AE17*O17+($A$4-80)*AL17*$A$16/1000","v":14.086130653266332}]
[null,65,18.904522613065325,16.825025125628141,18.429648241206031,16.586683417085428,17.954773869346738,16.338844221105528,17.457286432160807,15.973417085427137,16.959798994974875,15.603015075376884,16.439698492462313,15.247820351758795,15.919597989949752,14.884824120603019,null,1.050251256281407,1.0238693467336684,0.9974874371859298,0.96984924623115587,0.94221105527638194,0.91331658291457296,0.88442211055276398,0.89,0.89999999999999991,0.90999999999999992,0.91499999999999992,0.91999999999999993,0.92749999999999999,0.93500000000000005,0.9,0.81146000000000029,0.77461400000000058,0.75619100000000028,0.73776800000000042,0.71013349999999997,0.68249899999999997,16.825025125628141,{"$f":"Z18*E18+($A$4-80)*AG18*$A$16/1000","v":16.586683417085428},{"$f":"AA18*G18+($A$4-80)*AH18*$A$16/1000","v":16.338844221105528},15.973417085427137,15.603015075376884,15.247820351758795,14.884824120603019]
[null,63,18.452261306532662,18.083216080402011,17.954773869346738,17.77522613065327,17.457286432160807,17.457286432160807,17.005025125628144,17.005025125628144,16.552763819095478,16.552763819095478,16.100502512562816,16.100502512562816,15.648241206030153,15.648241206030153,null,1.0251256281407035,0.9974874371859298,0.96984924623115587,0.94472361809045236,0.91959798994974884,0.89447236180904532,0.86934673366834181,0.98,0.99,1,1,1,1,1,0.51669199999999993,0.47984600000000022,0.44300000000000006,0.44300000000000006,0.44300000000000006,0.44300000000000006,0.44300000000000006,18.083216080402011,{"$f":"Z19*E19+($A$4-80)*AG19*$A$16/1000","v":17.77522613065327},{"$f":"AA19*G19+($A$4-80)*AH19*$A$16/1000","v":17.457286432160807},17.005025125628144,16.552763819095478,16.100502512562816,15.648241206030153]

{"sheet":"XC14_24","index":28,"n_rows":19,"n_cols":45,"rows_kept":19,"cut":false,"hidden":true,"merged":[[2,0,2,1],[2,2,2,15],[3,2,3,3],[3,4,3,5],[3,6,3,7],[3,8,3,9],[3,10,3,11],[3,12,3,13],[3,14,3,15],[5,2,6,2],[5,3,6,3],[5,4,6,4],[5,5,6,5],[5,6,6,6],[5,7,6,7],[5,8,6,8],[4,0,6,0],[4,1,6,1],[4,2,4,3],[4,4,4,5],[4,6,4,7],[4,8,4,9],[5,9,6,9],[5,10,6,10],[5,11,6,11],[5,12,6,12],[5,13,6,13],[5,14,6,14],[5,15,6,15],[4,10,4,11],[4,12,4,13],[4,14,4,15],[7,0,10,0],[11,0,14,0],[15,0,18,0],[22,4,22,15],[23,4,23,5],[23,6,23,7],[23,8,23,9],[23,10,23,11],[23,12,23,13],[23,14,23,15],[25,12,26,12],[25,13,26,13],[25,14,26,14],[25,15,26,15],[27,0,30,0],[31,0,34,0],[24,12,24,13],[24,14,24,15],[25,4,26,4],[25,5,26,5],[25,6,26,6],[25,7,26,7],[25,8,26,8],[25,9,26,9],[25,10,26,10],[25,11,26,11],[24,0,26,0],[24,1,26,1],[24,4,24,5],[24,6,24,7],[24,8,24,9],[24,10,24,11],[35,0,38,0],[41,0,42,1],[41,4,41,15],[42,4,42,5],[42,6,42,7],[42,8,42,9],[42,10,42,11],[42,12,42,13],[42,14,42,15],[44,12,45,12],[44,13,45,13],[44,14,45,14],[44,15,45,15],[46,0,49,0],[50,0,53,0],[43,12,43,13],[43,14,43,15],[44,4,45,4],[44,5,45,5],[44,6,45,6],[44,7,45,7],[44,8,45,8],[44,9,45,9],[44,10,45,10],[44,11,45,11],[43,0,45,0],[43,1,45,1],[43,4,43,5],[43,6,43,7],[43,8,43,9],[43,10,43,11],[54,0,57,0],[60,0,61,1],[60,4,60,15],[61,4,61,5],[61,6,61,7],[61,8,61,9],[61,10,61,11],[61,12,61,13],[61,14,61,15],[63,12,64,12],[63,13,64,13],[63,14,64,14],[63,15,64,15],[65,0,68,0],[69,0,72,0],[62,12,62,13],[62,14,62,15],[63,4,64,4],[63,5,64,5],[63,6,64,6],[63,7,64,7],[63,8,64,8],[63,9,64,9],[63,10,64,10],[63,11,64,11],[62,0,64,0],[62,1,64,1],[62,4,62,5],[62,6,62,7],[62,8,62,9],[62,10,62,11],[73,0,76,0],[79,0,80,1],[79,4,79,15],[80,4,80,5],[80,6,80,7],[80,8,80,9],[80,10,80,11],[80,12,80,13],[80,14,80,15],[82,12,83,12],[82,13,83,13],[82,14,83,14],[82,15,83,15],[84,0,87,0],[88,0,91,0],[81,12,81,13],[81,14,81,15],[82,4,83,4],[82,5,83,5],[82,6,83,6],[82,7,83,7],[82,8,83,8],[82,9,83,9],[82,10,83,10],[82,11,83,11],[81,0,83,0],[81,1,83,1],[81,4,81,5],[81,6,81,7],[81,8,81,9],[81,10,81,11],[92,0,95,0],[98,0,99,1],[98,4,98,15],[99,4,99,5],[99,6,99,7],[99,8,99,9],[99,10,99,11],[99,12,99,13],[99,14,99,15],[101,12,102,12],[101,13,102,13],[101,14,102,14],[101,15,102,15],[103,0,106,0],[107,0,110,0],[100,12,100,13],[100,14,100,15],[101,4,102,4],[101,5,102,5],[101,6,102,6],[101,7,102,7],[101,8,102,8],[101,9,102,9],[101,10,102,10],[101,11,102,11],[100,0,102,0],[100,1,102,1],[100,4,100,5],[100,6,100,7],[100,8,100,9],[100,10,100,11],[111,0,114,0],[117,0,118,1],[117,4,117,15],[118,4,118,5],[118,6,118,7],[118,8,118,9],[118,10,118,11],[118,12,118,13],[118,14,118,15],[130,0,133,0],[120,12,121,12],[120,13,121,13],[120,14,121,14],[120,15,121,15],[122,0,125,0],[126,0,129,0],[119,12,119,13],[119,14,119,15],[120,4,121,4],[120,5,121,5],[120,6,121,6],[120,7,121,7],[120,8,121,8],[120,9,121,9],[120,10,121,10],[120,11,121,11],[119,0,121,0],[119,1,121,1],[119,4,119,5],[119,6,119,7],[119,8,119,9],[119,10,119,11]]}
[]
["XC14_24",24]
["Evaporator Air \n",null,"Condenser  Entering Air Temperature ˚F"]
[80,"°F DB",85,null,90,null,95,null,100,null,105,null,110,null,115]
["CFM","EWB†\n˚F","Capacity Mbtuh",null,"Capacity Mbtuh",null,"Capacity Mbtuh",null,"Capacity Mbtuh",null,"Capacity Mbtuh",null,"Capacity Mbtuh",null,"Capacity Mbtuh"]
[null,null,"Total","Sens.","Total","Sens.","Total","Sens.","Total","Sens.","Total","Sens.","Total","Sens.","Total","Sens."]
[null,null,null,null,null,null,null,null,null,null,null,null,null,null,null,null,null,"Total Factors",null,null,null,null,null,null,"Sens. %",null,null,null,null,null,null,"IDB Adj",null,null,null,null,null,null,"Sens Calc"]
[700,71,{"$f":"R8*$B$2","v":25.92},{"$f":"IF(AM8>C8,C8,AM8)","v":15.2928},{"$f":"S8*$B$2","v":25.344000000000001},{"$f":"IF(AN8>E8,E8,AN8)","v":15.2064},{"$f":"T8*$B$2","v":24.768000000000001},{"$f":"IF(AO8>G8,G8,AO8)","v":15.10848},{"$f":"U8*$B$2","v":24.096},{"$f":"IF(AP8>I8,I8,AP8)","v":14.819039999999999},{"$f":"V8*$B$2","v":23.423999999999999},{"$f":"IF(AQ8>K8,K8,AQ8)","v":14.522879999999999},{"$f":"W8*$B$2","v":22.656000000000002},{"$f":"IF(AR8>M8,M8,AR8)","v":14.273280000000002},{"$f":"X8*$B$2","v":21.888000000000002},{"$f":"IF(AS8>O8,O8,AS8)","v":14.008320000000001},null,1.08,1.056,1.032,1.004,0.97599999999999998,0.94400000000000006,0.91200000000000003,0.59,0.6,0.61,0.61499999999999999,0.62,0.63,0.64,{"$f":"IF(Y8<0.9,0.9,Y8*-3.6846+4.1276)","v":0.9},{"$f":"IF(Z8<0.9,0.9,Z8*-3.6846+4.1276)","v":0.9},0.9,0.9,0.9,0.9,0.9,{"$f":"Y8*C8+($A$4-80)*AF8*$A$8/1000","v":15.2928},{"$f":"Z8*E8+($A$4-80)*AG8*$A$8/1000","v":15.2064},{"$f":"AA8*G8+($A$4-80)*AH8*$A$8/1000","v":15.10848},{"$f":"AB8*I8+($A$4-80)*AI8*$A$8/1000","v":14.819039999999999},{"$f":"AC8*K8+($A$4-80)*AJ8*$A$8/1000","v":14.522879999999999},{"$f":"AD8*M8+($A$4-80)*AK8*$A$8/1000","v":14.273280000000002},{"$f":"AE8*O8+($A$4-80)*AL8*$A$8/1000","v":14.008320000000001}]
[null,67,24.768000000000001,18.328320000000001,24.096,{"$f":"IF(AN9>E9,E9,AN9)","v":18.071999999999999},23.423999999999999,{"$f":"IF(AO9>G9,G9,AO9)","v":17.802240000000001},22.751999999999999,{"$f":"IF(AP9>I9,I9,AP9)","v":17.51904},22.080000000000002,{"$f":"IF(AQ9>K9,K9,AQ9)","v":17.2224},21.312000000000001,{"$f":"IF(AR9>M9,M9,AR9)","v":16.943040000000003},20.544,{"$f":"IF(AS9>O9,O9,AS9)","v":16.640640000000001},null,1.032,1.004,0.97599999999999998,0.94799999999999995,0.92,0.88800000000000001,0.85599999999999998,0.74,0.75,0.76,0.77,0.78,0.79500000000000004,0.81,{"$f":"IF(Y9<0.9,0.9,Y9*-3.6846+4.1276)","v":0.9},0.9,0.9,0.9,0.9,0.9,0.9,{"$f":"Y9*C9+($A$4-80)*AF9*$A$8/1000","v":18.328320000000001},{"$f":"Z9*E9+($A$4-80)*AG9*$A$8/1000","v":18.071999999999999},{"$f":"AA9*G9+($A$4-80)*AH9*$A$8/1000","v":17.802240000000001},{"$f":"AB9*I9+($A$4-80)*AI9*$A$8/1000","v":17.51904},{"$f":"AC9*K9+($A$4-80)*AJ9*$A$8/1000","v":17.2224},{"$f":"AD9*M9+($A$4-80)*AK9*$A$8/1000","v":16.943040000000003},{"$f":"AE9*O9+($A$4-80)*AL9*$A$8/1000","v":16.640640000000001}]
[null,65,24,19.799999999999997,23.376000000000001,19.51896,22.751999999999999,19.225439999999999,22.128,18.97476,21.503999999999998,18.708479999999998,20.783999999999999,18.393840000000001,20.064,18.057600000000001,null,1,0.97400000000000009,0.94799999999999995,0.92199999999999993,0.89599999999999991,0.86599999999999999,0.83599999999999997,0.82499999999999996,0.83499999999999996,0.84499999999999997,0.85749999999999993,0.87,0.88500000000000001,0.9,0.9,0.9,0.9,0.9,0.9,0.9,0.81145999999999985,19.799999999999997,{"$f":"Z10*E10+($A$4-80)*AG10*$A$8/1000","v":19.51896},{"$f":"AA10*G10+($A$4-80)*AH10*$A$8/1000","v":19.225439999999999},18.97476,18.708479999999998,18.393840000000001,18.057600000000001]
[null,63,23.231999999999999,21.141120000000001,22.656000000000002,20.843520000000002,22.080000000000002,20.534400000000002,21.503999999999998,20.321279999999998,20.928000000000001,20.090879999999999,20.256,19.749600000000001,19.584,19.388159999999999,null,0.96799999999999997,0.94400000000000006,0.92,0.89599999999999991,0.872,0.84400000000000008,0.81599999999999995,0.91,0.92,0.93,0.94500000000000006,0.96,0.97499999999999998,0.99,0.77461400000000014,0.73776799999999998,0.70092199999999982,0.64565299999999981,0.59038400000000024,0.53511500000000023,0.47984600000000022,21.141120000000001,{"$f":"Z11*E11+($A$4-80)*AG11*$A$8/1000","v":20.843520000000002},{"$f":"AA11*G11+($A$4-80)*AH11*$A$8/1000","v":20.534400000000002},{"$f":"AB11*I11+($A$4-80)*AI11*$A$8/1000","v":20.321279999999998},20.090879999999999,19.749600000000001,19.388159999999999]
[800,71,26.688000000000002,16.546560000000003,26.016000000000002,16.260000000000002,25.344000000000001,15.96672,24.672000000000001,15.790080000000001,24,15.600000000000001,23.136000000000003,15.154080000000002,22.271999999999998,14.69952,null,1.1120000000000001,1.0840000000000001,1.056,1.028,1,0.96400000000000008,0.92799999999999994,0.62,0.625,0.63,0.64,0.65,0.65500000000000003,0.66,0.9,0.9,0.9,0.9,0.9,0.9,0.9,{"$f":"Y12*C12+($A$4-80)*AF12*$A$12/1000","v":16.546560000000003},{"$f":"Z12*E12+($A$4-80)*AG12*$A$12/1000","v":16.260000000000002},{"$f":"AA12*G12+($A$4-80)*AH12*$A$12/1000","v":15.96672},{"$f":"AB12*I12+($A$4-80)*AI12*$A$12/1000","v":15.790080000000001},{"$f":"AC12*K12+($A$4-80)*AJ12*$A$12/1000","v":15.600000000000001},{"$f":"AD12*M12+($A$4-80)*AK12*$A$12/1000","v":15.154080000000002},{"$f":"AE12*O12+($A$4-80)*AL12*$A$12/1000","v":14.69952}]
[null,67,25.344000000000001,19.768320000000003,24.672000000000001,19.490880000000001,24,19.200000000000003,23.327999999999999,18.895680000000002,22.656000000000002,18.577920000000002,21.888000000000002,18.276479999999999,21.12,17.952000000000002,null,1.056,1.028,1,0.97199999999999998,0.94400000000000006,0.91200000000000003,0.88,0.78,0.79,0.8,0.81,0.82,0.83499999999999996,0.85,0.9,0.9,0.9,0.9,0.9,0.9,0.9,{"$f":"Y13*C13+($A$4-80)*AF13*$A$12/1000","v":19.768320000000003},{"$f":"Z13*E13+($A$4-80)*AG13*$A$12/1000","v":19.490880000000001},{"$f":"AA13*G13+($A$4-80)*AH13*$A$12/1000","v":19.200000000000003},{"$f":"AB13*I13+($A$4-80)*AI13*$A$12/1000","v":18.895680000000002},{"$f":"AC13*K13+($A$4-80)*AJ13*$A$12/1000","v":18.577920000000002},{"$f":"AD13*M13+($A$4-80)*AK13*$A$12/1000","v":18.276479999999999},{"$f":"AE13*O13+($A$4-80)*AL13*$A$12/1000","v":17.952000000000002}]
[null,65,24.672000000000001,21.341280000000001,24,21.06,23.327999999999999,20.76192,22.704000000000001,20.433599999999998,22.080000000000002,20.0928,21.36,19.597799999999999,20.64,19.092000000000002,null,1.028,1,0.97199999999999998,0.94599999999999995,0.92,0.89,0.86,0.86499999999999999,0.87749999999999995,0.89,0.89999999999999991,0.90999999999999992,0.91749999999999998,0.92500000000000004,0.9,0.9,0.9,0.81146000000000029,0.77461400000000058,0.74697950000000013,0.71934500000000012,21.341280000000001,{"$f":"Z14*E14+($A$4-80)*AG14*$A$12/1000","v":21.06},{"$f":"AA14*G14+($A$4-80)*AH14*$A$12/1000","v":20.76192},20.433599999999998,20.0928,19.597799999999999,19.092000000000002]
[null,63,24,22.799999999999997,23.327999999999999,22.511519999999997,22.656000000000002,22.20288,22.080000000000002,21.859200000000001,21.503999999999998,21.503999999999998,20.832000000000001,20.832000000000001,20.16,20.16,null,1,0.97199999999999998,0.94400000000000006,0.92,0.89599999999999991,0.86799999999999999,0.84,0.95,0.96499999999999997,0.98,0.99,1,1,1,0.6272300000000004,0.57196100000000039,0.51669199999999993,0.47984600000000022,0.44300000000000006,0.44300000000000006,0.44300000000000006,22.799999999999997,{"$f":"Z15*E15+($A$4-80)*AG15*$A$12/1000","v":22.511519999999997},{"$f":"AA15*G15+($A$4-80)*AH15*$A$12/1000","v":22.20288},21.859200000000001,21.503999999999998,20.832000000000001,20.16]
[900,71,27.263999999999996,17.448959999999996,26.591999999999999,17.15184,25.92,16.848000000000003,25.152000000000001,16.60032,24.384,16.33728,23.52,16.1112,22.656000000000002,15.859200000000001,null,1.1359999999999999,1.1079999999999999,1.08,1.048,1.016,0.98,0.94400000000000006,0.64,0.64500000000000002,0.65,0.66,0.67,0.68500000000000005,0.7,0.9,0.9,0.9,0.9,0.9,0.9,0.9,{"$f":"Y16*C16+($A$4-80)*AF16*$A$16/1000","v":17.448959999999996},{"$f":"Z16*E16+($A$4-80)*AG16*$A$16/1000","v":17.15184},{"$f":"AA16*G16+($A$4-80)*AH16*$A$16/1000","v":16.848000000000003},{"$f":"AB16*I16+($A$4-80)*AI16*$A$16/1000","v":16.60032},{"$f":"AC16*K16+($A$4-80)*AJ16*$A$16/1000","v":16.33728},{"$f":"AD16*M16+($A$4-80)*AK16*$A$16/1000","v":16.1112},{"$f":"AE16*O16+($A$4-80)*AL16*$A$16/1000","v":15.859200000000001}]
[null,67,25.92,20.736000000000004,25.248000000000001,20.577120000000001,24.576000000000001,20.39808,23.808,19.87968,23.04,19.3536,22.271999999999998,19.265279999999997,21.503999999999998,19.138559999999998,null,1.08,1.052,1.024,0.99199999999999999,0.96,0.92799999999999994,0.89599999999999991,0.8,0.81499999999999995,0.83,0.83499999999999996,0.84,0.86499999999999999,0.89,0.9,0.9,0.9,0.9,0.9,0.9,0.9,{"$f":"Y17*C17+($A$4-80)*AF17*$A$16/1000","v":20.736000000000004},{"$f":"Z17*E17+($A$4-80)*AG17*$A$16/1000","v":20.577120000000001},{"$f":"AA17*G17+($A$4-80)*AH17*$A$16/1000","v":20.39808},{"$f":"AB17*I17+($A$4-80)*AI17*$A$16/1000","v":19.87968},{"$f":"AC17*K17+($A$4-80)*AJ17*$A$16/1000","v":19.3536},{"$f":"AD17*M17+($A$4-80)*AK17*$A$16/1000","v":19.265279999999997},{"$f":"AE17*O17+($A$4-80)*AL17*$A$16/1000","v":19.138559999999998}]
[null,65,25.248000000000001,22.596960000000003,24.576000000000001,22.24128,23.904,21.872160000000001,23.231999999999999,21.315359999999998,22.56,20.755199999999999,21.84,20.3658,21.12,19.958400000000001,null,1.052,1.024,0.996,0.96799999999999997,0.94,0.91,0.88,0.89500000000000002,0.90500000000000003,0.91500000000000004,0.91749999999999998,0.91999999999999993,0.9325,0.94500000000000006,0.9,0.79303699999999999,0.75619099999999984,0.74697950000000013,0.73776800000000042,0.69171050000000012,0.64565299999999981,22.596960000000003,{"$f":"Z18*E18+($A$4-80)*AG18*$A$16/1000","v":22.24128},{"$f":"AA18*G18+($A$4-80)*AH18*$A$16/1000","v":21.872160000000001},21.315359999999998,20.755199999999999,20.3658,19.958400000000001]
[null,63,24.576000000000001,24.33024,23.904,23.784479999999999,23.231999999999999,23.231999999999999,22.656000000000002,22.656000000000002,22.080000000000002,22.080000000000002,21.408000000000001,21.408000000000001,20.736000000000004,20.736000000000004,null,1.024,0.996,0.96799999999999997,0.94400000000000006,0.92,0.89200000000000002,0.8640000000000001,0.99,0.995,1,1,1,1,1,0.47984600000000022,0.46142299999999992,0.44300000000000006,0.44300000000000006,0.44300000000000006,0.44300000000000006,0.44300000000000006,24.33024,{"$f":"Z19*E19+($A$4-80)*AG19*$A$16/1000","v":23.784479999999999},{"$f":"AA19*G19+($A$4-80)*AH19*$A$16/1000","v":23.231999999999999},22.656000000000002,22.080000000000002,21.408000000000001,20.736000000000004]

{"sheet":"XC14_30","index":29,"n_rows":19,"n_cols":45,"rows_kept":19,"cut":false,"hidden":true,"merged":[[2,0,2,1],[2,2,2,15],[3,2,3,3],[3,4,3,5],[3,6,3,7],[3,8,3,9],[3,10,3,11],[3,12,3,13],[3,14,3,15],[5,2,6,2],[5,3,6,3],[5,4,6,4],[5,5,6,5],[5,6,6,6],[5,7,6,7],[5,8,6,8],[4,0,6,0],[4,1,6,1],[4,2,4,3],[4,4,4,5],[4,6,4,7],[4,8,4,9],[5,9,6,9],[5,10,6,10],[5,11,6,11],[5,12,6,12],[5,13,6,13],[5,14,6,14],[5,15,6,15],[4,10,4,11],[4,12,4,13],[4,14,4,15],[7,0,10,0],[11,0,14,0],[15,0,18,0],[22,4,22,15],[23,4,23,5],[23,6,23,7],[23,8,23,9],[23,10,23,11],[23,12,23,13],[23,14,23,15],[25,12,26,12],[25,13,26,13],[25,14,26,14],[25,15,26,15],[27,0,30,0],[31,0,34,0],[24,12,24,13],[24,14,24,15],[25,4,26,4],[25,5,26,5],[25,6,26,6],[25,7,26,7],[25,8,26,8],[25,9,26,9],[25,10,26,10],[25,11,26,11],[24,0,26,0],[24,1,26,1],[24,4,24,5],[24,6,24,7],[24,8,24,9],[24,10,24,11],[35,0,38,0],[41,0,42,1],[41,4,41,15],[42,4,42,5],[42,6,42,7],[42,8,42,9],[42,10,42,11],[42,12,42,13],[42,14,42,15],[44,12,45,12],[44,13,45,13],[44,14,45,14],[44,15,45,15],[46,0,49,0],[50,0,53,0],[43,12,43,13],[43,14,43,15],[44,4,45,4],[44,5,45,5],[44,6,45,6],[44,7,45,7],[44,8,45,8],[44,9,45,9],[44,10,45,10],[44,11,45,11],[43,0,45,0],[43,1,45,1],[43,4,43,5],[43,6,43,7],[43,8,43,9],[43,10,43,11],[54,0,57,0],[60,0,61,1],[60,4,60,15],[61,4,61,5],[61,6,61,7],[61,8,61,9],[61,10,61,11],[61,12,61,13],[61,14,61,15],[63,12,64,12],[63,13,64,13],[63,14,64,14],[63,15,64,15],[65,0,68,0],[69,0,72,0],[62,12,62,13],[62,14,62,15],[63,4,64,4],[63,5,64,5],[63,6,64,6],[63,7,64,7],[63,8,64,8],[63,9,64,9],[63,10,64,10],[63,11,64,11],[62,0,64,0],[62,1,64,1],[62,4,62,5],[62,6,62,7],[62,8,62,9],[62,10,62,11],[73,0,76,0],[79,0,80,1],[79,4,79,15],[80,4,80,5],[80,6,80,7],[80,8,80,9],[80,10,80,11],[80,12,80,13],[80,14,80,15],[82,12,83,12],[82,13,83,13],[82,14,83,14],[82,15,83,15],[84,0,87,0],[88,0,91,0],[81,12,81,13],[81,14,81,15],[82,4,83,4],[82,5,83,5],[82,6,83,6],[82,7,83,7],[82,8,83,8],[82,9,83,9],[82,10,83,10],[82,11,83,11],[81,0,83,0],[81,1,83,1],[81,4,81,5],[81,6,81,7],[81,8,81,9],[81,10,81,11],[92,0,95,0],[98,0,99,1],[98,4,98,15],[99,4,99,5],[99,6,99,7],[99,8,99,9],[99,10,99,11],[99,12,99,13],[99,14,99,15],[101,12,102,12],[101,13,102,13],[101,14,102,14],[101,15,102,15],[103,0,106,0],[107,0,110,0],[100,12,100,13],[100,14,100,15],[101,4,102,4],[101,5,102,5],[101,6,102,6],[101,7,102,7],[101,8,102,8],[101,9,102,9],[101,10,102,10],[101,11,102,11],[100,0,102,0],[100,1,102,1],[100,4,100,5],[100,6,100,7],[100,8,100,9],[100,10,100,11],[111,0,114,0],[117,0,118,1],[117,4,117,15],[118,4,118,5],[118,6,118,7],[118,8,118,9],[118,10,118,11],[118,12,118,13],[118,14,118,15],[130,0,133,0],[120,12,121,12],[120,13,121,13],[120,14,121,14],[120,15,121,15],[122,0,125,0],[126,0,129,0],[119,12,119,13],[119,14,119,15],[120,4,121,4],[120,5,121,5],[120,6,121,6],[120,7,121,7],[120,8,121,8],[120,9,121,9],[120,10,121,10],[120,11,121,11],[119,0,121,0],[119,1,121,1],[119,4,119,5],[119,6,119,7],[119,8,119,9],[119,10,119,11]]}
[]
["XC14_30",30]
["Evaporator Air \n",null,"Condenser  Entering Air Temperature ˚F"]
[80,"°F DB",85,null,90,null,95,null,100,null,105,null,110,null,115]
["CFM","EWB†\n˚F","Capacity Mbtuh",null,"Capacity Mbtuh",null,"Capacity Mbtuh",null,"Capacity Mbtuh",null,"Capacity Mbtuh",null,"Capacity Mbtuh",null,"Capacity Mbtuh"]
[null,null,"Total","Sens.","Total","Sens.","Total","Sens.","Total","Sens.","Total","Sens.","Total","Sens.","Total","Sens."]
[null,null,null,null,null,null,null,null,null,null,null,null,null,null,null,null,null,"Total Factors",null,null,null,null,null,null,"Sens. %",null,null,null,null,null,null,"IDB Adj",null,null,null,null,null,null,"Sens Calc"]
[875,71,{"$f":"R8*$B$2","v":32.432432432432428},{"$f":"IF(AM8>C8,C8,AM8)","v":19.459459459459456},{"$f":"S8*$B$2","v":31.722972972972975},{"$f":"IF(AN8>E8,E8,AN8)","v":19.351013513513514},{"$f":"T8*$B$2","v":31.013513513513512},{"$f":"IF(AO8>G8,G8,AO8)","v":19.228378378378377},{"$f":"U8*$B$2","v":30.101351351351354},{"$f":"IF(AP8>I8,I8,AP8)","v":18.813344594594597},{"$f":"V8*$B$2","v":29.189189189189186},{"$f":"IF(AQ8>K8,K8,AQ8)","v":18.389189189189189},{"$f":"W8*$B$2","v":28.277027027027025},{"$f":"IF(AR8>M8,M8,AR8)","v":18.097297297297295},{"$f":"X8*$B$2","v":27.364864864864867},{"$f":"IF(AS8>O8,O8,AS8)","v":17.787162162162165},null,1.0810810810810809,1.0574324324324325,1.0337837837837838,1.0033783783783785,0.97297297297297292,0.94256756756756743,0.91216216216216217,0.6,0.61,0.62,0.625,0.63,0.64,0.65,{"$f":"IF(Y8<0.9,0.9,Y8*-3.6846+4.1276)","v":0.9},{"$f":"IF(Z8<0.9,0.9,Z8*-3.6846+4.1276)","v":0.9},0.9,0.9,0.9,0.9,0.9,{"$f":"Y8*C8+($A$4-80)*AF8*$A$8/1000","v":19.459459459459456},{"$f":"Z8*E8+($A$4-80)*AG8*$A$8/1000","v":19.351013513513514},{"$f":"AA8*G8+($A$4-80)*AH8*$A$8/1000","v":19.228378378378377},{"$f":"AB8*I8+($A$4-80)*AI8*$A$8/1000","v":18.813344594594597},{"$f":"AC8*K8+($A$4-80)*AJ8*$A$8/1000","v":18.389189189189189},{"$f":"AD8*M8+($A$4-80)*AK8*$A$8/1000","v":18.097297297297295},{"$f":"AE8*O8+($A$4-80)*AL8*$A$8/1000","v":17.787162162162165}]
[null,67,30.810810810810811,23.108108108108109,30.101351351351347,{"$f":"IF(AN9>E9,E9,AN9)","v":22.877027027027026},29.391891891891891,{"$f":"IF(AO9>G9,G9,AO9)","v":22.631756756756758},28.47972972972973,{"$f":"IF(AP9>I9,I9,AP9)","v":22.356587837837839},27.567567567567565,{"$f":"IF(AQ9>K9,K9,AQ9)","v":22.054054054054053},26.756756756756754,{"$f":"IF(AR9>M9,M9,AR9)","v":21.672972972972971},25.945945945945947,{"$f":"IF(AS9>O9,O9,AS9)","v":21.275675675675675},null,1.027027027027027,1.0033783783783783,0.97972972972972971,0.94932432432432434,0.91891891891891886,0.89189189189189177,0.86486486486486491,0.75,0.76,0.77,0.78500000000000003,0.8,0.81,0.82,{"$f":"IF(Y9<0.9,0.9,Y9*-3.6846+4.1276)","v":0.9},0.9,0.9,0.9,0.9,0.9,0.9,{"$f":"Y9*C9+($A$4-80)*AF9*$A$8/1000","v":23.108108108108109},{"$f":"Z9*E9+($A$4-80)*AG9*$A$8/1000","v":22.877027027027026},{"$f":"AA9*G9+($A$4-80)*AH9*$A$8/1000","v":22.631756756756758},{"$f":"AB9*I9+($A$4-80)*AI9*$A$8/1000","v":22.356587837837839},{"$f":"AC9*K9+($A$4-80)*AJ9*$A$8/1000","v":22.054054054054053},{"$f":"AD9*M9+($A$4-80)*AK9*$A$8/1000","v":21.672972972972971},{"$f":"AE9*O9+($A$4-80)*AL9*$A$8/1000","v":21.275675675675675}]
[null,65,29.898648648648649,24.965371621621621,29.189189189189186,24.737837837837834,28.47972972972973,24.492567567567566,27.668918918918919,24.210304054054056,26.858108108108105,23.903716216216214,26.047297297297295,23.442567567567561,25.236486486486484,22.965202702702697,null,0.9966216216216216,0.97297297297297292,0.94932432432432434,0.92229729729729726,0.89527027027027017,0.8682432432432432,0.84121621621621612,0.83499999999999996,0.84749999999999992,0.86,0.875,0.89,0.89999999999999991,0.90999999999999992,0.9,0.9,0.9,0.9,0.9,0.81146000000000029,0.77461400000000058,24.965371621621621,{"$f":"Z10*E10+($A$4-80)*AG10*$A$8/1000","v":24.737837837837834},{"$f":"AA10*G10+($A$4-80)*AH10*$A$8/1000","v":24.492567567567566},24.210304054054056,23.903716216216214,23.442567567567561,22.965202702702697]
[null,63,28.986486486486488,26.66756756756757,28.277027027027025,26.439020270270269,27.567567567567565,26.189189189189186,26.858108108108105,25.918074324324319,26.148648648648649,25.625675675675677,25.337837837837835,25.084459459459456,24.527027027027025,24.527027027027025,null,0.96621621621621623,0.94256756756756743,0.91891891891891886,0.89527027027027017,0.8716216216216216,0.84459459459459452,0.81756756756756754,0.92,0.93500000000000005,0.95,0.96499999999999997,0.98,0.99,1,0.73776799999999998,0.68249899999999997,0.6272300000000004,0.57196100000000039,0.51669199999999993,0.47984600000000022,0.44300000000000006,26.66756756756757,{"$f":"Z11*E11+($A$4-80)*AG11*$A$8/1000","v":26.439020270270269},{"$f":"AA11*G11+($A$4-80)*AH11*$A$8/1000","v":26.189189189189186},{"$f":"AB11*I11+($A$4-80)*AI11*$A$8/1000","v":25.918074324324319},25.625675675675677,25.084459459459456,24.527027027027025]
[1000,71,33.243243243243235,20.943243243243238,32.432432432432428,20.594594594594593,31.621621621621617,20.237837837837837,30.810810810810811,20.027027027027028,30,19.8,28.986486486486488,19.420945945945949,27.972972972972975,19.021621621621623,null,1.1081081081081079,1.0810810810810809,1.0540540540540539,1.027027027027027,1,0.96621621621621623,0.93243243243243246,0.63,0.63500000000000001,0.64,0.65,0.66,0.67,0.68,0.9,0.9,0.9,0.9,0.9,0.9,0.9,{"$f":"Y12*C12+($A$4-80)*AF12*$A$12/1000","v":20.943243243243238},{"$f":"Z12*E12+($A$4-80)*AG12*$A$12/1000","v":20.594594594594593},{"$f":"AA12*G12+($A$4-80)*AH12*$A$12/1000","v":20.237837837837837},{"$f":"AB12*I12+($A$4-80)*AI12*$A$12/1000","v":20.027027027027028},{"$f":"AC12*K12+($A$4-80)*AJ12*$A$12/1000","v":19.8},{"$f":"AD12*M12+($A$4-80)*AK12*$A$12/1000","v":19.420945945945949},{"$f":"AE12*O12+($A$4-80)*AL12*$A$12/1000","v":19.021621621621623}]
[null,67,31.621621621621617,24.981081081081079,30.810810810810811,24.648648648648649,30,24.3,29.189189189189186,23.935135135135134,28.378378378378379,23.554054054054053,27.466216216216218,23.208952702702703,26.554054054054053,22.836486486486486,null,1.0540540540540539,1.027027027027027,1,0.97297297297297292,0.94594594594594594,0.91554054054054057,0.88513513513513509,0.79,0.8,0.81,0.82000000000000006,0.83,0.84499999999999997,0.86,0.9,0.9,0.9,0.9,0.9,0.9,0.9,{"$f":"Y13*C13+($A$4-80)*AF13*$A$12/1000","v":24.981081081081079},{"$f":"Z13*E13+($A$4-80)*AG13*$A$12/1000","v":24.648648648648649},{"$f":"AA13*G13+($A$4-80)*AH13*$A$12/1000","v":24.3},{"$f":"AB13*I13+($A$4-80)*AI13*$A$12/1000","v":23.935135135135134},{"$f":"AC13*K13+($A$4-80)*AJ13*$A$12/1000","v":23.554054054054053},{"$f":"AD13*M13+($A$4-80)*AK13*$A$12/1000","v":23.208952702702703},{"$f":"AE13*O13+($A$4-80)*AL13*$A$12/1000","v":22.836486486486486}]
[null,65,30.709459459459453,27.024324324324319,29.949324324324319,26.654898648648643,29.189189189189186,26.270270270270267,28.429054054054053,25.799366554054053,27.668918918918919,25.317060810810812,26.807432432432435,24.729856418918921,25.945945945945947,24.129729729729728,null,1.0236486486486485,0.99831081081081063,0.97297297297297292,0.94763513513513509,0.92229729729729726,0.89358108108108114,0.86486486486486491,0.88,0.89,0.9,0.90749999999999997,0.91500000000000004,0.92249999999999999,0.92999999999999994,0.9,0.9,0.81145999999999985,0.78382550000000029,0.75619099999999984,0.72855650000000027,0.70092200000000027,27.024324324324319,{"$f":"Z14*E14+($A$4-80)*AG14*$A$12/1000","v":26.654898648648643},{"$f":"AA14*G14+($A$4-80)*AH14*$A$12/1000","v":26.270270270270267},25.799366554054053,25.317060810810812,24.729856418918921,24.129729729729728]
[null,63,29.797297297297295,28.903378378378374,29.087837837837835,28.506081081081078,28.378378378378379,28.094594594594597,27.668918918918919,27.530574324324323,26.95945945945946,26.95945945945946,26.148648648648649,26.148648648648649,25.337837837837835,25.337837837837835,null,0.9932432432432432,0.96959459459459452,0.94594594594594594,0.92229729729729726,0.89864864864864868,0.8716216216216216,0.84459459459459452,0.97,0.98,0.99,0.995,1,1,1,0.55353800000000009,0.51669199999999993,0.47984600000000022,0.46142299999999992,0.44300000000000006,0.44300000000000006,0.44300000000000006,28.903378378378374,{"$f":"Z15*E15+($A$4-80)*AG15*$A$12/1000","v":28.506081081081078},{"$f":"AA15*G15+($A$4-80)*AH15*$A$12/1000","v":28.094594594594597},27.530574324324323,26.95945945945946,26.148648648648649,25.337837837837835]
[1125,71,34.054054054054049,22.135135135135133,33.141891891891895,21.70793918918919,32.229729729729733,21.271621621621627,31.317567567567565,20.982770270270269,30.4054054054054,20.675675675675674,29.493243243243242,20.350337837837834,28.581081081081081,20.006756756756754,null,1.1351351351351351,1.1047297297297298,1.0743243243243243,1.0439189189189189,1.0135135135135134,0.98310810810810811,0.95270270270270263,0.65,0.65500000000000003,0.66,0.67,0.68,0.69,0.7,0.9,0.9,0.9,0.9,0.9,0.9,0.9,{"$f":"Y16*C16+($A$4-80)*AF16*$A$16/1000","v":22.135135135135133},{"$f":"Z16*E16+($A$4-80)*AG16*$A$16/1000","v":21.70793918918919},{"$f":"AA16*G16+($A$4-80)*AH16*$A$16/1000","v":21.271621621621627},{"$f":"AB16*I16+($A$4-80)*AI16*$A$16/1000","v":20.982770270270269},{"$f":"AC16*K16+($A$4-80)*AJ16*$A$16/1000","v":20.675675675675674},{"$f":"AD16*M16+($A$4-80)*AK16*$A$16/1000","v":20.350337837837834},{"$f":"AE16*O16+($A$4-80)*AL16*$A$16/1000","v":20.006756756756754}]
[null,67,32.229729729729733,26.42837837837838,31.418918918918916,26.234797297297295,30.608108108108105,26.016891891891888,29.69594594594594,25.538513513513507,28.783783783783779,25.041891891891886,27.871621621621621,24.805743243243242,26.95945945945946,24.533108108108109,null,1.0743243243243243,1.0472972972972971,1.0202702702702702,0.98986486486486469,0.95945945945945932,0.92905405405405406,0.89864864864864868,0.82,0.83499999999999996,0.85,0.86,0.87,0.89,0.91,0.9,0.9,0.9,0.9,0.9,0.9,0.77461400000000014,{"$f":"Y17*C17+($A$4-80)*AF17*$A$16/1000","v":26.42837837837838},{"$f":"Z17*E17+($A$4-80)*AG17*$A$16/1000","v":26.234797297297295},{"$f":"AA17*G17+($A$4-80)*AH17*$A$16/1000","v":26.016891891891888},{"$f":"AB17*I17+($A$4-80)*AI17*$A$16/1000","v":25.538513513513507},{"$f":"AC17*K17+($A$4-80)*AJ17*$A$16/1000","v":25.041891891891886},{"$f":"AD17*M17+($A$4-80)*AK17*$A$16/1000","v":24.805743243243242},{"$f":"AE17*O17+($A$4-80)*AL17*$A$16/1000","v":24.533108108108109}]
[null,65,31.418918918918916,28.59121621621621,30.658783783783782,28.129434121621621,29.898648648648649,27.65625,29.087837837837835,27.051689189189187,28.277027027027025,26.439020270270269,27.41554054054054,25.907685810810811,26.554054054054056,25.359121621621625,null,1.0472972972972971,1.0219594594594594,0.9966216216216216,0.96959459459459452,0.94256756756756743,0.91385135135135132,0.8851351351351352,0.90999999999999992,0.91749999999999998,0.92500000000000004,0.93,0.93500000000000005,0.94500000000000006,0.95500000000000007,0.77461400000000058,0.74697950000000013,0.71934500000000012,0.70092199999999982,0.68249899999999997,0.64565299999999981,0.60880699999999965,28.59121621621621,{"$f":"Z18*E18+($A$4-80)*AG18*$A$16/1000","v":28.129434121621621},{"$f":"AA18*G18+($A$4-80)*AH18*$A$16/1000","v":27.65625},27.051689189189187,26.439020270270269,25.907685810810811,25.359121621621625]
[null,63,30.608108108108105,30.608108108108105,29.898648648648649,29.898648648648649,29.189189189189186,29.189189189189186,28.47972972972973,28.47972972972973,27.770270270270267,27.770270270270267,26.95945945945946,26.95945945945946,26.148648648648649,26.148648648648649,null,1.0202702702702702,0.9966216216216216,0.97297297297297292,0.94932432432432434,0.92567567567567555,0.89864864864864868,0.8716216216216216,1,1,1,1,1,1,1,0.44300000000000006,0.44300000000000006,0.44300000000000006,0.44300000000000006,0.44300000000000006,0.44300000000000006,0.44300000000000006,30.608108108108105,{"$f":"Z19*E19+($A$4-80)*AG19*$A$16/1000","v":29.898648648648649},{"$f":"AA19*G19+($A$4-80)*AH19*$A$16/1000","v":29.189189189189186},28.47972972972973,27.770270270270267,26.95945945945946,26.148648648648649]

{"sheet":"XC14_36","index":30,"n_rows":19,"n_cols":45,"rows_kept":19,"cut":false,"hidden":true,"merged":[[2,0,2,1],[2,2,2,15],[3,2,3,3],[3,4,3,5],[3,6,3,7],[3,8,3,9],[3,10,3,11],[3,12,3,13],[3,14,3,15],[5,2,6,2],[5,3,6,3],[5,4,6,4],[5,5,6,5],[5,6,6,6],[5,7,6,7],[5,8,6,8],[4,0,6,0],[4,1,6,1],[4,2,4,3],[4,4,4,5],[4,6,4,7],[4,8,4,9],[5,9,6,9],[5,10,6,10],[5,11,6,11],[5,12,6,12],[5,13,6,13],[5,14,6,14],[5,15,6,15],[4,10,4,11],[4,12,4,13],[4,14,4,15],[7,0,10,0],[11,0,14,0],[15,0,18,0],[22,4,22,15],[23,4,23,5],[23,6,23,7],[23,8,23,9],[23,10,23,11],[23,12,23,13],[23,14,23,15],[25,12,26,12],[25,13,26,13],[25,14,26,14],[25,15,26,15],[27,0,30,0],[31,0,34,0],[24,12,24,13],[24,14,24,15],[25,4,26,4],[25,5,26,5],[25,6,26,6],[25,7,26,7],[25,8,26,8],[25,9,26,9],[25,10,26,10],[25,11,26,11],[24,0,26,0],[24,1,26,1],[24,4,24,5],[24,6,24,7],[24,8,24,9],[24,10,24,11],[35,0,38,0],[41,0,42,1],[41,4,41,15],[42,4,42,5],[42,6,42,7],[42,8,42,9],[42,10,42,11],[42,12,42,13],[42,14,42,15],[44,12,45,12],[44,13,45,13],[44,14,45,14],[44,15,45,15],[46,0,49,0],[50,0,53,0],[43,12,43,13],[43,14,43,15],[44,4,45,4],[44,5,45,5],[44,6,45,6],[44,7,45,7],[44,8,45,8],[44,9,45,9],[44,10,45,10],[44,11,45,11],[43,0,45,0],[43,1,45,1],[43,4,43,5],[43,6,43,7],[43,8,43,9],[43,10,43,11],[54,0,57,0],[60,0,61,1],[60,4,60,15],[61,4,61,5],[61,6,61,7],[61,8,61,9],[61,10,61,11],[61,12,61,13],[61,14,61,15],[63,12,64,12],[63,13,64,13],[63,14,64,14],[63,15,64,15],[65,0,68,0],[69,0,72,0],[62,12,62,13],[62,14,62,15],[63,4,64,4],[63,5,64,5],[63,6,64,6],[63,7,64,7],[63,8,64,8],[63,9,64,9],[63,10,64,10],[63,11,64,11],[62,0,64,0],[62,1,64,1],[62,4,62,5],[62,6,62,7],[62,8,62,9],[62,10,62,11],[73,0,76,0],[79,0,80,1],[79,4,79,15],[80,4,80,5],[80,6,80,7],[80,8,80,9],[80,10,80,11],[80,12,80,13],[80,14,80,15],[82,12,83,12],[82,13,83,13],[82,14,83,14],[82,15,83,15],[84,0,87,0],[88,0,91,0],[81,12,81,13],[81,14,81,15],[82,4,83,4],[82,5,83,5],[82,6,83,6],[82,7,83,7],[82,8,83,8],[82,9,83,9],[82,10,83,10],[82,11,83,11],[81,0,83,0],[81,1,83,1],[81,4,81,5],[81,6,81,7],[81,8,81,9],[81,10,81,11],[92,0,95,0],[98,0,99,1],[98,4,98,15],[99,4,99,5],[99,6,99,7],[99,8,99,9],[99,10,99,11],[99,12,99,13],[99,14,99,15],[101,12,102,12],[101,13,102,13],[101,14,102,14],[101,15,102,15],[103,0,106,0],[107,0,110,0],[100,12,100,13],[100,14,100,15],[101,4,102,4],[101,5,102,5],[101,6,102,6],[101,7,102,7],[101,8,102,8],[101,9,102,9],[101,10,102,10],[101,11,102,11],[100,0,102,0],[100,1,102,1],[100,4,100,5],[100,6,100,7],[100,8,100,9],[100,10,100,11],[111,0,114,0],[117,0,118,1],[117,4,117,15],[118,4,118,5],[118,6,118,7],[118,8,118,9],[118,10,118,11],[118,12,118,13],[118,14,118,15],[130,0,133,0],[120,12,121,12],[120,13,121,13],[120,14,121,14],[120,15,121,15],[122,0,125,0],[126,0,129,0],[119,12,119,13],[119,14,119,15],[120,4,121,4],[120,5,121,5],[120,6,121,6],[120,7,121,7],[120,8,121,8],[120,9,121,9],[120,10,121,10],[120,11,121,11],[119,0,121,0],[119,1,121,1],[119,4,119,5],[119,6,119,7],[119,8,119,9],[119,10,119,11]]}
[]
["XC14_36",36]
["Evaporator Air \n",null,"Condenser  Entering Air Temperature ˚F"]
[80,"°F DB",85,null,90,null,95,null,100,null,105,null,110,null,115]
["CFM","EWB†\n˚F","Capacity Mbtuh",null,"Capacity Mbtuh",null,"Capacity Mbtuh",null,"Capacity Mbtuh",null,"Capacity Mbtuh",null,"Capacity Mbtuh",null,"Capacity Mbtuh"]
[null,null,"Total","Sens.","Total","Sens.","Total","Sens.","Total","Sens.","Total","Sens.","Total","Sens.","Total","Sens."]
[null,null,null,null,null,null,null,null,null,null,null,null,null,null,null,null,null,"Total Factors",null,null,null,null,null,null,"Sens. %",null,null,null,null,null,null,"IDB Adj",null,null,null,null,null,null,"Sens Calc"]
[1050,71,{"$f":"R8*$B$2","v":38.879999999999995},{"$f":"IF(AM8>C8,C8,AM8)","v":23.716799999999996},{"$f":"S8*$B$2","v":37.954285714285717},{"$f":"IF(AN8>E8,E8,AN8)","v":23.341885714285716},{"$f":"T8*$B$2","v":37.028571428571425},{"$f":"IF(AO8>G8,G8,AO8)","v":22.957714285714282},{"$f":"U8*$B$2","v":36.102857142857147},{"$f":"IF(AP8>I8,I8,AP8)","v":22.564285714285717},{"$f":"V8*$B$2","v":35.177142857142861},{"$f":"IF(AQ8>K8,K8,AQ8)","v":22.161600000000004},{"$f":"W8*$B$2","v":34.148571428571429},{"$f":"IF(AR8>M8,M8,AR8)","v":21.684342857142859},{"$f":"X8*$B$2","v":33.120000000000005},{"$f":"IF(AS8>O8,O8,AS8)","v":21.196800000000003},null,1.0799999999999998,1.0542857142857143,1.0285714285714285,1.0028571428571429,0.9771428571428572,0.94857142857142862,0.92,0.61,0.61499999999999999,0.62,0.625,0.63,0.63500000000000001,0.64,{"$f":"IF(Y8<0.9,0.9,Y8*-3.6846+4.1276)","v":0.9},{"$f":"IF(Z8<0.9,0.9,Z8*-3.6846+4.1276)","v":0.9},0.9,0.9,0.9,0.9,0.9,{"$f":"Y8*C8+($A$4-80)*AF8*$A$8/1000","v":23.716799999999996},{"$f":"Z8*E8+($A$4-80)*AG8*$A$8/1000","v":23.341885714285716},{"$f":"AA8*G8+($A$4-80)*AH8*$A$8/1000","v":22.957714285714282},{"$f":"AB8*I8+($A$4-80)*AI8*$A$8/1000","v":22.564285714285717},{"$f":"AC8*K8+($A$4-80)*AJ8*$A$8/1000","v":22.161600000000004},{"$f":"AD8*M8+($A$4-80)*AK8*$A$8/1000","v":21.684342857142859},{"$f":"AE8*O8+($A$4-80)*AL8*$A$8/1000","v":21.196800000000003}]
[null,67,36.822857142857139,27.617142857142852,36,{"$f":"IF(AN9>E9,E9,AN9)","v":27.36},35.177142857142861,{"$f":"IF(AO9>G9,G9,AO9)","v":27.086400000000005},34.251428571428569,{"$f":"IF(AP9>I9,I9,AP9)","v":26.544857142857143},33.325714285714284,{"$f":"IF(AQ9>K9,K9,AQ9)","v":25.994057142857141},32.297142857142859,{"$f":"IF(AR9>M9,M9,AR9)","v":25.676228571428574},31.268571428571427,{"$f":"IF(AS9>O9,O9,AS9)","v":25.327542857142859},null,1.0228571428571427,1,0.9771428571428572,0.9514285714285714,0.92571428571428571,0.89714285714285713,0.86857142857142855,0.75,0.76,0.77,0.77500000000000002,0.78,0.79500000000000004,0.81,{"$f":"IF(Y9<0.9,0.9,Y9*-3.6846+4.1276)","v":0.9},0.9,0.9,0.9,0.9,0.9,0.9,{"$f":"Y9*C9+($A$4-80)*AF9*$A$8/1000","v":27.617142857142852},{"$f":"Z9*E9+($A$4-80)*AG9*$A$8/1000","v":27.36},{"$f":"AA9*G9+($A$4-80)*AH9*$A$8/1000","v":27.086400000000005},{"$f":"AB9*I9+($A$4-80)*AI9*$A$8/1000","v":26.544857142857143},{"$f":"AC9*K9+($A$4-80)*AJ9*$A$8/1000","v":25.994057142857141},{"$f":"AD9*M9+($A$4-80)*AK9*$A$8/1000","v":25.676228571428574},{"$f":"AE9*O9+($A$4-80)*AL9*$A$8/1000","v":25.327542857142859}]
[null,65,35.691428571428574,29.62388571428572,34.868571428571435,29.289600000000007,34.045714285714283,28.938857142857142,33.171428571428571,28.527428571428572,32.297142857142859,28.098514285714288,31.32,27.7182,30.342857142857142,27.30857142857143,null,0.99142857142857155,0.96857142857142875,0.94571428571428573,0.92142857142857137,0.89714285714285713,0.87,0.84285714285714286,0.83000000000000007,0.84000000000000008,0.85000000000000009,0.8600000000000001,0.87,0.88500000000000001,0.9,0.9,0.9,0.9,0.9,0.9,0.9,0.81145999999999985,29.62388571428572,{"$f":"Z10*E10+($A$4-80)*AG10*$A$8/1000","v":29.289600000000007},{"$f":"AA10*G10+($A$4-80)*AH10*$A$8/1000","v":28.938857142857142},28.527428571428572,28.098514285714288,27.7182,27.30857142857143]
[null,63,34.56,31.449600000000004,33.737142857142857,31.038171428571431,32.914285714285711,30.610285714285713,32.091428571428573,30.326400000000003,31.268571428571427,30.01782857142857,30.342857142857142,29.584285714285713,29.417142857142856,29.122971428571429,null,0.96000000000000008,0.93714285714285706,0.91428571428571426,0.89142857142857146,0.86857142857142855,0.84285714285714286,0.81714285714285717,0.91,0.92,0.93,0.94500000000000006,0.96,0.97499999999999998,0.99,0.77461400000000014,0.73776799999999998,0.70092199999999982,0.64565299999999981,0.59038400000000024,0.53511500000000023,0.47984600000000022,31.449600000000004,{"$f":"Z11*E11+($A$4-80)*AG11*$A$8/1000","v":31.038171428571431},{"$f":"AA11*G11+($A$4-80)*AH11*$A$8/1000","v":30.610285714285713},{"$f":"AB11*I11+($A$4-80)*AI11*$A$8/1000","v":30.326400000000003},30.01782857142857,29.584285714285713,29.122971428571429]
[1200,71,40.114285714285714,25.271999999999998,39.085714285714282,24.819428571428571,38.057142857142857,24.356571428571428,37.028571428571425,23.883428571428571,36,23.400000000000002,34.868571428571428,23.013257142857142,33.737142857142857,22.603885714285717,null,1.1142857142857143,1.0857142857142856,1.0571428571428572,1.0285714285714285,1,0.96857142857142853,0.93714285714285706,0.63,0.63500000000000001,0.64,0.64500000000000002,0.65,0.66,0.67,0.9,0.9,0.9,0.9,0.9,0.9,0.9,{"$f":"Y12*C12+($A$4-80)*AF12*$A$12/1000","v":25.271999999999998},{"$f":"Z12*E12+($A$4-80)*AG12*$A$12/1000","v":24.819428571428571},{"$f":"AA12*G12+($A$4-80)*AH12*$A$12/1000","v":24.356571428571428},{"$f":"AB12*I12+($A$4-80)*AI12*$A$12/1000","v":23.883428571428571},{"$f":"AC12*K12+($A$4-80)*AJ12*$A$12/1000","v":23.400000000000002},{"$f":"AD12*M12+($A$4-80)*AK12*$A$12/1000","v":23.013257142857142},{"$f":"AE12*O12+($A$4-80)*AL12*$A$12/1000","v":22.603885714285717}]
[null,67,37.851428571428571,29.524114285714287,36.925714285714278,29.171314285714281,36,28.8,34.971428571428568,28.326857142857143,33.942857142857143,27.833142857142857,32.914285714285711,27.483428571428568,31.885714285714286,27.102857142857143,null,1.0514285714285714,1.0257142857142856,1,0.97142857142857142,0.94285714285714284,0.91428571428571426,0.88571428571428568,0.78,0.79,0.8,0.81,0.82,0.83499999999999996,0.85,0.9,0.9,0.9,0.9,0.9,0.9,0.9,{"$f":"Y13*C13+($A$4-80)*AF13*$A$12/1000","v":29.524114285714287},{"$f":"Z13*E13+($A$4-80)*AG13*$A$12/1000","v":29.171314285714281},{"$f":"AA13*G13+($A$4-80)*AH13*$A$12/1000","v":28.8},{"$f":"AB13*I13+($A$4-80)*AI13*$A$12/1000","v":28.326857142857143},{"$f":"AC13*K13+($A$4-80)*AJ13*$A$12/1000","v":27.833142857142857},{"$f":"AD13*M13+($A$4-80)*AK13*$A$12/1000","v":27.483428571428568},{"$f":"AE13*O13+($A$4-80)*AL13*$A$12/1000","v":27.102857142857143}]
[null,65,36.72,31.762799999999999,35.845714285714287,31.365000000000002,34.971428571428568,30.949714285714283,34.045714285714283,30.470914285714283,33.120000000000005,29.973600000000005,32.142857142857146,29.410714285714288,31.165714285714287,28.828285714285716,null,1.02,0.99571428571428577,0.97142857142857142,0.94571428571428573,0.92,0.8928571428571429,0.86571428571428577,0.86499999999999999,0.875,0.88500000000000001,0.89500000000000002,0.90500000000000003,0.91500000000000004,0.92500000000000004,0.9,0.9,0.9,0.9,0.79303699999999999,0.75619099999999984,0.71934500000000012,31.762799999999999,{"$f":"Z14*E14+($A$4-80)*AG14*$A$12/1000","v":31.365000000000002},{"$f":"AA14*G14+($A$4-80)*AH14*$A$12/1000","v":30.949714285714283},30.470914285714283,29.973600000000005,29.410714285714288,28.828285714285716]
[null,63,35.588571428571434,33.809142857142859,34.765714285714282,33.37508571428571,33.942857142857143,32.924571428571426,33.120000000000005,32.457600000000006,32.297142857142859,31.974171428571431,31.371428571428574,31.214571428571432,30.445714285714288,30.445714285714288,null,0.98857142857142866,0.96571428571428564,0.94285714285714284,0.92,0.89714285714285713,0.87142857142857144,0.84571428571428575,0.95,0.96,0.97,0.98,0.99,0.995,1,0.6272300000000004,0.59038400000000024,0.55353800000000009,0.51669199999999993,0.47984600000000022,0.46142299999999992,0.44300000000000006,33.809142857142859,{"$f":"Z15*E15+($A$4-80)*AG15*$A$12/1000","v":33.37508571428571},{"$f":"AA15*G15+($A$4-80)*AH15*$A$12/1000","v":32.924571428571426},32.457600000000006,31.974171428571431,31.214571428571432,30.445714285714288]
[1350,71,40.628571428571426,26.002285714285712,39.651428571428568,25.575171428571426,38.674285714285716,25.138285714285715,37.645714285714291,24.846171428571434,36.617142857142859,24.533485714285717,35.485714285714288,24.130285714285712,34.354285714285716,23.704457142857141,null,1.1285714285714286,1.1014285714285714,1.0742857142857143,1.0457142857142858,1.0171428571428571,0.98571428571428577,0.95428571428571429,0.64,0.64500000000000002,0.65,0.66,0.67,0.67999999999999994,0.69,0.9,0.9,0.9,0.9,0.9,0.9,0.9,{"$f":"Y16*C16+($A$4-80)*AF16*$A$16/1000","v":26.002285714285712},{"$f":"Z16*E16+($A$4-80)*AG16*$A$16/1000","v":25.575171428571426},{"$f":"AA16*G16+($A$4-80)*AH16*$A$16/1000","v":25.138285714285715},{"$f":"AB16*I16+($A$4-80)*AI16*$A$16/1000","v":24.846171428571434},{"$f":"AC16*K16+($A$4-80)*AJ16*$A$16/1000","v":24.533485714285717},{"$f":"AD16*M16+($A$4-80)*AK16*$A$16/1000","v":24.130285714285712},{"$f":"AE16*O16+($A$4-80)*AL16*$A$16/1000","v":23.704457142857141}]
[null,67,38.468571428571423,31.159542857142853,37.542857142857144,30.785142857142862,36.617142857142859,30.392228571428571,35.588571428571434,29.894400000000005,34.56,29.376000000000001,33.428571428571431,28.915714285714287,32.297142857142859,28.421485714285716,null,1.0685714285714285,1.0428571428571429,1.0171428571428571,0.98857142857142866,0.96000000000000008,0.9285714285714286,0.89714285714285713,0.81,0.82000000000000006,0.83,0.84,0.85,0.86499999999999999,0.88,0.9,0.9,0.9,0.9,0.9,0.9,0.9,{"$f":"Y17*C17+($A$4-80)*AF17*$A$16/1000","v":31.159542857142853},{"$f":"Z17*E17+($A$4-80)*AG17*$A$16/1000","v":30.785142857142862},{"$f":"AA17*G17+($A$4-80)*AH17*$A$16/1000","v":30.392228571428571},{"$f":"AB17*I17+($A$4-80)*AI17*$A$16/1000","v":29.894400000000005},{"$f":"AC17*K17+($A$4-80)*AJ17*$A$16/1000","v":29.376000000000001},{"$f":"AD17*M17+($A$4-80)*AK17*$A$16/1000","v":28.915714285714287},{"$f":"AE17*O17+($A$4-80)*AL17*$A$16/1000","v":28.421485714285716}]
[null,65,37.44,33.508800000000001,36.565714285714279,33.091971428571426,35.691428571428574,32.657657142857147,34.765714285714289,31.984457142857146,33.840000000000003,31.302000000000003,32.862857142857145,30.644614285714287,31.885714285714286,29.972571428571428,null,1.04,1.0157142857142856,0.99142857142857155,0.96571428571428586,0.94000000000000017,0.91285714285714292,0.88571428571428568,0.89500000000000002,0.90500000000000003,0.91500000000000004,0.92,0.92500000000000004,0.9325,0.94,0.9,0.79303699999999999,0.75619099999999984,0.73776799999999998,0.71934500000000012,0.69171050000000012,0.66407600000000011,33.508800000000001,{"$f":"Z18*E18+($A$4-80)*AG18*$A$16/1000","v":33.091971428571426},{"$f":"AA18*G18+($A$4-80)*AH18*$A$16/1000","v":32.657657142857147},31.984457142857146,31.302000000000003,30.644614285714287,29.972571428571428]
[null,63,36.411428571428566,35.683199999999992,35.588571428571427,35.232685714285715,34.765714285714282,34.765714285714282,33.942857142857143,33.942857142857143,33.120000000000005,33.120000000000005,32.297142857142859,32.297142857142859,31.474285714285717,31.474285714285717,null,1.0114285714285713,0.98857142857142843,0.96571428571428564,0.94285714285714284,0.92,0.89714285714285724,0.87428571428571433,0.98,0.99,1,1,1,1,1,0.51669199999999993,0.47984600000000022,0.44300000000000006,0.44300000000000006,0.44300000000000006,0.44300000000000006,0.44300000000000006,35.683199999999992,{"$f":"Z19*E19+($A$4-80)*AG19*$A$16/1000","v":35.232685714285715},{"$f":"AA19*G19+($A$4-80)*AH19*$A$16/1000","v":34.765714285714282},33.942857142857143,33.120000000000005,32.297142857142859,31.474285714285717]

{"sheet":"XC14_41","index":31,"n_rows":19,"n_cols":45,"rows_kept":19,"cut":false,"hidden":true,"merged":[[130,0,133,0],[120,12,121,12],[120,13,121,13],[120,14,121,14],[120,15,121,15],[122,0,125,0],[126,0,129,0],[119,12,119,13],[119,14,119,15],[120,4,121,4],[120,5,121,5],[120,6,121,6],[120,7,121,7],[120,8,121,8],[120,9,121,9],[120,10,121,10],[120,11,121,11],[119,0,121,0],[119,1,121,1],[119,4,119,5],[119,6,119,7],[119,8,119,9],[119,10,119,11],[111,0,114,0],[117,0,118,1],[117,4,117,15],[118,4,118,5],[118,6,118,7],[118,8,118,9],[118,10,118,11],[118,12,118,13],[118,14,118,15],[101,12,102,12],[101,13,102,13],[101,14,102,14],[101,15,102,15],[103,0,106,0],[107,0,110,0],[100,12,100,13],[100,14,100,15],[101,4,102,4],[101,5,102,5],[101,6,102,6],[101,7,102,7],[101,8,102,8],[101,9,102,9],[101,10,102,10],[101,11,102,11],[100,0,102,0],[100,1,102,1],[100,4,100,5],[100,6,100,7],[100,8,100,9],[100,10,100,11],[92,0,95,0],[98,0,99,1],[98,4,98,15],[99,4,99,5],[99,6,99,7],[99,8,99,9],[99,10,99,11],[99,12,99,13],[99,14,99,15],[82,12,83,12],[82,13,83,13],[82,14,83,14],[82,15,83,15],[84,0,87,0],[88,0,91,0],[81,12,81,13],[81,14,81,15],[82,4,83,4],[82,5,83,5],[82,6,83,6],[82,7,83,7],[82,8,83,8],[82,9,83,9],[82,10,83,10],[82,11,83,11],[81,0,83,0],[81,1,83,1],[81,4,81,5],[81,6,81,7],[81,8,81,9],[81,10,81,11],[73,0,76,0],[79,0,80,1],[79,4,79,15],[80,4,80,5],[80,6,80,7],[80,8,80,9],[80,10,80,11],[80,12,80,13],[80,14,80,15],[63,12,64,12],[63,13,64,13],[63,14,64,14],[63,15,64,15],[65,0,68,0],[69,0,72,0],[62,12,62,13],[62,14,62,15],[63,4,64,4],[63,5,64,5],[63,6,64,6],[63,7,64,7],[63,8,64,8],[63,9,64,9],[63,10,64,10],[63,11,64,11],[62,0,64,0],[62,1,64,1],[62,4,62,5],[62,6,62,7],[62,8,62,9],[62,10,62,11],[54,0,57,0],[60,0,61,1],[60,4,60,15],[61,4,61,5],[61,6,61,7],[61,8,61,9],[61,10,61,11],[61,12,61,13],[61,14,61,15],[44,12,45,12],[44,13,45,13],[44,14,45,14],[44,15,45,15],[46,0,49,0],[50,0,53,0],[43,12,43,13],[43,14,43,15],[44,4,45,4],[44,5,45,5],[44,6,45,6],[44,7,45,7],[44,8,45,8],[44,9,45,9],[44,10,45,10],[44,11,45,11],[43,0,45,0],[43,1,45,1],[43,4,43,5],[43,6,43,7],[43,8,43,9],[43,10,43,11],[35,0,38,0],[41,0,42,1],[41,4,41,15],[42,4,42,5],[42,6,42,7],[42,8,42,9],[42,10,42,11],[42,12,42,13],[42,14,42,15],[25,12,26,12],[25,13,26,13],[25,14,26,14],[25,15,26,15],[27,0,30,0],[31,0,34,0],[24,12,24,13],[24,14,24,15],[25,4,26,4],[25,5,26,5],[25,6,26,6],[25,7,26,7],[25,8,26,8],[25,9,26,9],[25,10,26,10],[25,11,26,11],[24,0,26,0],[24,1,26,1],[24,4,24,5],[24,6,24,7],[24,8,24,9],[24,10,24,11],[7,0,10,0],[11,0,14,0],[15,0,18,0],[22,4,22,15],[23,4,23,5],[23,6,23,7],[23,8,23,9],[23,10,23,11],[23,12,23,13],[23,14,23,15],[5,10,6,10],[5,11,6,11],[5,12,6,12],[5,13,6,13],[5,14,6,14],[5,15,6,15],[4,10,4,11],[4,12,4,13],[4,14,4,15],[5,2,6,2],[5,3,6,3],[5,4,6,4],[5,5,6,5],[5,6,6,6],[5,7,6,7],[5,8,6,8],[4,0,6,0],[4,1,6,1],[4,2,4,3],[4,4,4,5],[4,6,4,7],[4,8,4,9],[5,9,6,9],[2,0,2,1],[2,2,2,15],[3,2,3,3],[3,4,3,5],[3,6,3,7],[3,8,3,9],[3,10,3,11],[3,12,3,13],[3,14,3,15]]}
[]
["XC14_41",42]
["Evaporator Air \n",null,"Condenser  Entering Air Temperature ˚F"]
[80,"°F DB",85,null,90,null,95,null,100,null,105,null,110,null,115]
["CFM","EWB†\n˚F","Capacity Mbtuh",null,"Capacity Mbtuh",null,"Capacity Mbtuh",null,"Capacity Mbtuh",null,"Capacity Mbtuh",null,"Capacity Mbtuh",null,"Capacity Mbtuh"]
[null,null,"Total","Sens.","Total","Sens.","Total","Sens.","Total","Sens.","Total","Sens.","Total","Sens.","Total","Sens."]
[null,null,null,null,null,null,null,null,null,null,null,null,null,null,null,null,null,"Total Factors",null,null,null,null,null,null,"Sens. %",null,null,null,null,null,null,"IDB Adj",null,null,null,null,null,null,"Sens Calc"]
[1225,71,{"$f":"R8*$B$2","v":45.15},{"$f":"IF(AM8>C8,C8,AM8)","v":27.541499999999999},{"$f":"S8*$B$2","v":44.1},{"$f":"IF(AN8>E8,E8,AN8)","v":27.342000000000002},{"$f":"T8*$B$2","v":43.05},{"$f":"IF(AO8>G8,G8,AO8)","v":27.121499999999997},{"$f":"U8*$B$2","v":42},{"$f":"IF(AP8>I8,I8,AP8)","v":26.67},{"$f":"V8*$B$2","v":40.949999999999996},{"$f":"IF(AQ8>K8,K8,AQ8)","v":26.207999999999998},{"$f":"W8*$B$2","v":39.69},{"$f":"IF(AR8>M8,M8,AR8)","v":25.60005},{"$f":"X8*$B$2","v":38.43},{"$f":"IF(AS8>O8,O8,AS8)","v":24.979500000000002},null,1.075,1.05,1.0249999999999999,1,0.97499999999999998,0.94499999999999995,0.91500000000000004,0.61,0.62,0.63,0.63500000000000001,0.64,0.64500000000000002,0.65,{"$f":"IF(Y8<0.9,0.9,Y8*-3.6846+4.1276)","v":0.9},{"$f":"IF(Z8<0.9,0.9,Z8*-3.6846+4.1276)","v":0.9},0.9,0.9,0.9,0.9,0.9,{"$f":"Y8*C8+($A$4-80)*AF8*$A$8/1000","v":27.541499999999999},{"$f":"Z8*E8+($A$4-80)*AG8*$A$8/1000","v":27.342000000000002},{"$f":"AA8*G8+($A$4-80)*AH8*$A$8/1000","v":27.121499999999997},{"$f":"AB8*I8+($A$4-80)*AI8*$A$8/1000","v":26.67},{"$f":"AC8*K8+($A$4-80)*AJ8*$A$8/1000","v":26.207999999999998},{"$f":"AD8*M8+($A$4-80)*AK8*$A$8/1000","v":25.60005},{"$f":"AE8*O8+($A$4-80)*AL8*$A$8/1000","v":24.979500000000002}]
[null,67,43.05,33.148499999999999,42.262500000000003,{"$f":"IF(AN9>E9,E9,AN9)","v":32.753437500000004},41.475000000000001,{"$f":"IF(AO9>G9,G9,AO9)","v":32.350500000000004},40.267499999999998,{"$f":"IF(AP9>I9,I9,AP9)","v":32.012662499999998},39.06,{"$f":"IF(AQ9>K9,K9,AQ9)","v":31.638600000000004},37.905000000000001,{"$f":"IF(AR9>M9,M9,AR9)","v":31.082100000000004},36.75,{"$f":"IF(AS9>O9,O9,AS9)","v":30.502499999999998},null,1.0249999999999999,1.0062500000000001,0.98750000000000004,0.95874999999999999,0.93,0.90250000000000008,0.875,0.77,0.77500000000000002,0.78,0.79500000000000004,0.81,0.82000000000000006,0.83,{"$f":"IF(Y9<0.9,0.9,Y9*-3.6846+4.1276)","v":0.9},0.9,0.9,0.9,0.9,0.9,0.9,{"$f":"Y9*C9+($A$4-80)*AF9*$A$8/1000","v":33.148499999999999},{"$f":"Z9*E9+($A$4-80)*AG9*$A$8/1000","v":32.753437500000004},{"$f":"AA9*G9+($A$4-80)*AH9*$A$8/1000","v":32.350500000000004},{"$f":"AB9*I9+($A$4-80)*AI9*$A$8/1000","v":32.012662499999998},{"$f":"AC9*K9+($A$4-80)*AJ9*$A$8/1000","v":31.638600000000004},{"$f":"AD9*M9+($A$4-80)*AK9*$A$8/1000","v":31.082100000000004},{"$f":"AE9*O9+($A$4-80)*AL9*$A$8/1000","v":30.502499999999998}]
[null,65,42.262500000000003,36.134437500000004,41.317500000000003,35.636343750000002,40.372500000000002,35.124075000000005,39.296250000000008,34.777181250000005,38.220000000000006,34.398000000000003,37.1175,33.68413125,36.015000000000001,32.953724999999999,null,1.0062500000000001,0.98375000000000001,0.96125000000000005,0.93562500000000015,0.91000000000000014,0.88375000000000004,0.85749999999999993,0.85499999999999998,0.86250000000000004,0.87,0.88500000000000001,0.9,0.90749999999999997,0.91500000000000004,0.9,0.9,0.9,0.9,0.81145999999999985,0.78382550000000029,0.75619099999999984,36.134437500000004,{"$f":"Z10*E10+($A$4-80)*AG10*$A$8/1000","v":35.636343750000002},{"$f":"AA10*G10+($A$4-80)*AH10*$A$8/1000","v":35.124075000000005},34.777181250000005,34.398000000000003,33.68413125,32.953724999999999]
[null,63,41.475000000000001,38.986499999999999,40.372500000000002,38.353875000000002,39.269999999999996,37.699199999999998,38.324999999999996,37.366874999999993,37.380000000000003,37.0062,36.33,36.148350000000001,35.28,35.28,null,0.98750000000000004,0.96125000000000005,0.93499999999999994,0.91249999999999998,0.89,0.86499999999999999,0.84000000000000008,0.94,0.95,0.96,0.97499999999999998,0.99,0.995,1,0.66407600000000011,0.6272300000000004,0.59038400000000024,0.53511500000000023,0.47984600000000022,0.46142299999999992,0.44300000000000006,38.986499999999999,{"$f":"Z11*E11+($A$4-80)*AG11*$A$8/1000","v":38.353875000000002},{"$f":"AA11*G11+($A$4-80)*AH11*$A$8/1000","v":37.699199999999998},{"$f":"AB11*I11+($A$4-80)*AI11*$A$8/1000","v":37.366874999999993},37.0062,36.148350000000001,35.28]
[1400,71,46.2,29.106000000000002,45.15,28.896000000000001,44.1,28.665000000000003,42.787500000000001,28.025812500000001,41.475000000000001,27.373500000000003,40.372500000000002,27.049575000000004,39.269999999999996,26.703599999999998,null,1.1000000000000001,1.075,1.05,1.01875,0.98750000000000004,0.96125000000000005,0.93499999999999994,0.63,0.64,0.65,0.65500000000000003,0.66,0.67,0.68,0.9,0.9,0.9,0.9,0.9,0.9,0.9,{"$f":"Y12*C12+($A$4-80)*AF12*$A$12/1000","v":29.106000000000002},{"$f":"Z12*E12+($A$4-80)*AG12*$A$12/1000","v":28.896000000000001},{"$f":"AA12*G12+($A$4-80)*AH12*$A$12/1000","v":28.665000000000003},{"$f":"AB12*I12+($A$4-80)*AI12*$A$12/1000","v":28.025812500000001},{"$f":"AC12*K12+($A$4-80)*AJ12*$A$12/1000","v":27.373500000000003},{"$f":"AD12*M12+($A$4-80)*AK12*$A$12/1000","v":27.049575000000004},{"$f":"AE12*O12+($A$4-80)*AL12*$A$12/1000","v":26.703599999999998}]
[null,67,44.1,35.28,43.05,34.655250000000002,42,34.020000000000003,40.949999999999996,33.783749999999998,39.9,33.515999999999998,38.64,33.037199999999999,37.380000000000003,32.520600000000002,null,1.05,1.0249999999999999,1,0.97499999999999998,0.95,0.91999999999999993,0.89,0.8,0.80500000000000005,0.81,0.82499999999999996,0.84,0.85499999999999998,0.87,0.9,0.9,0.9,0.9,0.9,0.9,0.9,{"$f":"Y13*C13+($A$4-80)*AF13*$A$12/1000","v":35.28},{"$f":"Z13*E13+($A$4-80)*AG13*$A$12/1000","v":34.655250000000002},{"$f":"AA13*G13+($A$4-80)*AH13*$A$12/1000","v":34.020000000000003},{"$f":"AB13*I13+($A$4-80)*AI13*$A$12/1000","v":33.783749999999998},{"$f":"AC13*K13+($A$4-80)*AJ13*$A$12/1000","v":33.515999999999998},{"$f":"AD13*M13+($A$4-80)*AK13*$A$12/1000","v":33.037199999999999},{"$f":"AE13*O13+($A$4-80)*AL13*$A$12/1000","v":32.520600000000002}]
[null,65,43.3125,38.548124999999999,42.262500000000003,37.93059375,41.212499999999999,37.297312499999997,40.188749999999999,36.672234374999995,39.164999999999992,36.03179999999999,38.0625,35.302968749999998,36.960000000000008,34.557600000000008,null,1.03125,1.0062500000000001,0.98124999999999996,0.95687499999999992,0.93249999999999988,0.90625,0.88000000000000012,0.89,0.89749999999999996,0.90500000000000003,0.91249999999999998,0.91999999999999993,0.92749999999999999,0.93500000000000005,0.9,0.9,0.79303699999999999,0.76540249999999999,0.73776800000000042,0.71013349999999997,0.68249899999999997,38.548124999999999,{"$f":"Z14*E14+($A$4-80)*AG14*$A$12/1000","v":37.93059375},{"$f":"AA14*G14+($A$4-80)*AH14*$A$12/1000","v":37.297312499999997},36.672234374999995,36.03179999999999,35.302968749999998,34.557600000000008]
[null,63,42.524999999999999,41.674499999999995,41.475000000000001,41.060250000000003,40.425000000000004,40.425000000000004,39.427500000000002,39.427500000000002,38.43,38.43,37.484999999999999,37.484999999999999,36.539999999999992,36.539999999999992,null,1.0125,0.98750000000000004,0.96250000000000002,0.93874999999999997,0.91500000000000004,0.89250000000000007,0.86999999999999988,0.98,0.99,1,1,1,1,1,0.51669199999999993,0.47984600000000022,0.44300000000000006,0.44300000000000006,0.44300000000000006,0.44300000000000006,0.44300000000000006,41.674499999999995,{"$f":"Z15*E15+($A$4-80)*AG15*$A$12/1000","v":41.060250000000003},{"$f":"AA15*G15+($A$4-80)*AH15*$A$12/1000","v":40.425000000000004},39.427500000000002,38.43,37.484999999999999,36.539999999999992]
[1575,71,46.725000000000001,30.371250000000003,45.674999999999997,29.917124999999999,44.625,29.452500000000001,43.575000000000003,29.195250000000005,42.524999999999999,28.917000000000002,41.107500000000002,28.364174999999999,39.69,27.782999999999998,null,1.1125,1.0874999999999999,1.0625,1.0375000000000001,1.0125,0.97875000000000001,0.94499999999999995,0.65,0.65500000000000003,0.66,0.67,0.68,0.69,0.7,0.9,0.9,0.9,0.9,0.9,0.9,0.9,{"$f":"Y16*C16+($A$4-80)*AF16*$A$16/1000","v":30.371250000000003},{"$f":"Z16*E16+($A$4-80)*AG16*$A$16/1000","v":29.917124999999999},{"$f":"AA16*G16+($A$4-80)*AH16*$A$16/1000","v":29.452500000000001},{"$f":"AB16*I16+($A$4-80)*AI16*$A$16/1000","v":29.195250000000005},{"$f":"AC16*K16+($A$4-80)*AJ16*$A$16/1000","v":28.917000000000002},{"$f":"AD16*M16+($A$4-80)*AK16*$A$16/1000","v":28.364174999999999},{"$f":"AE16*O16+($A$4-80)*AL16*$A$16/1000","v":27.782999999999998}]
[null,67,45.15,37.022999999999996,44.1,36.823500000000003,43.05,36.592499999999994,41.737500000000004,35.685562500000003,40.425000000000004,34.765500000000003,39.322499999999998,34.8004125,38.22,34.780200000000001,null,1.075,1.05,1.0249999999999999,0.99375000000000002,0.96250000000000002,0.93625000000000003,0.90999999999999992,0.82,0.83499999999999996,0.85,0.85499999999999998,0.86,0.88500000000000001,0.91,0.9,0.9,0.9,0.9,0.9,0.9,0.77461400000000014,{"$f":"Y17*C17+($A$4-80)*AF17*$A$16/1000","v":37.022999999999996},{"$f":"Z17*E17+($A$4-80)*AG17*$A$16/1000","v":36.823500000000003},{"$f":"AA17*G17+($A$4-80)*AH17*$A$16/1000","v":36.592499999999994},{"$f":"AB17*I17+($A$4-80)*AI17*$A$16/1000","v":35.685562500000003},{"$f":"AC17*K17+($A$4-80)*AJ17*$A$16/1000","v":34.765500000000003},{"$f":"AD17*M17+($A$4-80)*AK17*$A$16/1000","v":34.8004125},{"$f":"AE17*O17+($A$4-80)*AL17*$A$16/1000","v":34.780200000000001}]
[null,65,44.1,40.131,43.181249999999999,39.618796875000001,42.262500000000003,39.092812500000008,41.160000000000004,38.175900000000006,40.057499999999997,37.253474999999995,38.928750000000008,36.69034687500001,37.800000000000004,36.099000000000004,null,1.05,1.028125,1.0062500000000001,0.98000000000000009,0.95374999999999999,0.92687500000000012,0.9,0.90999999999999992,0.91749999999999998,0.92500000000000004,0.92749999999999999,0.92999999999999994,0.9425,0.95500000000000007,0.77461400000000058,0.74697950000000013,0.71934500000000012,0.71013349999999997,0.70092200000000027,0.65486449999999996,0.60880699999999965,40.131,{"$f":"Z18*E18+($A$4-80)*AG18*$A$16/1000","v":39.618796875000001},{"$f":"AA18*G18+($A$4-80)*AH18*$A$16/1000","v":39.092812500000008},38.175900000000006,37.253474999999995,36.69034687500001,36.099000000000004]
[null,63,43.05,43.05,42.262500000000003,42.262500000000003,41.475000000000001,41.475000000000001,40.582499999999996,40.582499999999996,39.69,39.69,38.535000000000004,38.535000000000004,37.380000000000003,37.380000000000003,null,1.0249999999999999,1.0062500000000001,0.98750000000000004,0.96624999999999994,0.94499999999999995,0.91750000000000009,0.89,1,1,1,1,1,1,1,0.44300000000000006,0.44300000000000006,0.44300000000000006,0.44300000000000006,0.44300000000000006,0.44300000000000006,0.44300000000000006,43.05,{"$f":"Z19*E19+($A$4-80)*AG19*$A$16/1000","v":42.262500000000003},{"$f":"AA19*G19+($A$4-80)*AH19*$A$16/1000","v":41.475000000000001},40.582499999999996,39.69,38.535000000000004,37.380000000000003]

{"sheet":"XC14_42","index":32,"n_rows":19,"n_cols":45,"rows_kept":19,"cut":false,"hidden":true,"merged":[[2,0,2,1],[2,2,2,15],[3,2,3,3],[3,4,3,5],[3,6,3,7],[3,8,3,9],[3,10,3,11],[3,12,3,13],[3,14,3,15],[5,2,6,2],[5,3,6,3],[5,4,6,4],[5,5,6,5],[5,6,6,6],[5,7,6,7],[5,8,6,8],[4,0,6,0],[4,1,6,1],[4,2,4,3],[4,4,4,5],[4,6,4,7],[4,8,4,9],[5,9,6,9],[5,10,6,10],[5,11,6,11],[5,12,6,12],[5,13,6,13],[5,14,6,14],[5,15,6,15],[4,10,4,11],[4,12,4,13],[4,14,4,15],[7,0,10,0],[11,0,14,0],[15,0,18,0],[22,4,22,15],[23,4,23,5],[23,6,23,7],[23,8,23,9],[23,10,23,11],[23,12,23,13],[23,14,23,15],[25,12,26,12],[25,13,26,13],[25,14,26,14],[25,15,26,15],[27,0,30,0],[31,0,34,0],[24,12,24,13],[24,14,24,15],[25,4,26,4],[25,5,26,5],[25,6,26,6],[25,7,26,7],[25,8,26,8],[25,9,26,9],[25,10,26,10],[25,11,26,11],[24,0,26,0],[24,1,26,1],[24,4,24,5],[24,6,24,7],[24,8,24,9],[24,10,24,11],[35,0,38,0],[41,0,42,1],[41,4,41,15],[42,4,42,5],[42,6,42,7],[42,8,42,9],[42,10,42,11],[42,12,42,13],[42,14,42,15],[44,12,45,12],[44,13,45,13],[44,14,45,14],[44,15,45,15],[46,0,49,0],[50,0,53,0],[43,12,43,13],[43,14,43,15],[44,4,45,4],[44,5,45,5],[44,6,45,6],[44,7,45,7],[44,8,45,8],[44,9,45,9],[44,10,45,10],[44,11,45,11],[43,0,45,0],[43,1,45,1],[43,4,43,5],[43,6,43,7],[43,8,43,9],[43,10,43,11],[54,0,57,0],[60,0,61,1],[60,4,60,15],[61,4,61,5],[61,6,61,7],[61,8,61,9],[61,10,61,11],[61,12,61,13],[61,14,61,15],[63,12,64,12],[63,13,64,13],[63,14,64,14],[63,15,64,15],[65,0,68,0],[69,0,72,0],[62,12,62,13],[62,14,62,15],[63,4,64,4],[63,5,64,5],[63,6,64,6],[63,7,64,7],[63,8,64,8],[63,9,64,9],[63,10,64,10],[63,11,64,11],[62,0,64,0],[62,1,64,1],[62,4,62,5],[62,6,62,7],[62,8,62,9],[62,10,62,11],[73,0,76,0],[79,0,80,1],[79,4,79,15],[80,4,80,5],[80,6,80,7],[80,8,80,9],[80,10,80,11],[80,12,80,13],[80,14,80,15],[82,12,83,12],[82,13,83,13],[82,14,83,14],[82,15,83,15],[84,0,87,0],[88,0,91,0],[81,12,81,13],[81,14,81,15],[82,4,83,4],[82,5,83,5],[82,6,83,6],[82,7,83,7],[82,8,83,8],[82,9,83,9],[82,10,83,10],[82,11,83,11],[81,0,83,0],[81,1,83,1],[81,4,81,5],[81,6,81,7],[81,8,81,9],[81,10,81,11],[92,0,95,0],[98,0,99,1],[98,4,98,15],[99,4,99,5],[99,6,99,7],[99,8,99,9],[99,10,99,11],[99,12,99,13],[99,14,99,15],[101,12,102,12],[101,13,102,13],[101,14,102,14],[101,15,102,15],[103,0,106,0],[107,0,110,0],[100,12,100,13],[100,14,100,15],[101,4,102,4],[101,5,102,5],[101,6,102,6],[101,7,102,7],[101,8,102,8],[101,9,102,9],[101,10,102,10],[101,11,102,11],[100,0,102,0],[100,1,102,1],[100,4,100,5],[100,6,100,7],[100,8,100,9],[100,10,100,11],[111,0,114,0],[117,0,118,1],[117,4,117,15],[118,4,118,5],[118,6,118,7],[118,8,118,9],[118,10,118,11],[118,12,118,13],[118,14,118,15],[130,0,133,0],[120,12,121,12],[120,13,121,13],[120,14,121,14],[120,15,121,15],[122,0,125,0],[126,0,129,0],[119,12,119,13],[119,14,119,15],[120,4,121,4],[120,5,121,5],[120,6,121,6],[120,7,121,7],[120,8,121,8],[120,9,121,9],[120,10,121,10],[120,11,121,11],[119,0,121,0],[119,1,121,1],[119,4,119,5],[119,6,119,7],[119,8,119,9],[119,10,119,11]]}
[]
["XC14_42",42]
["Evaporator Air \n",null,"Condenser  Entering Air Temperature ˚F"]
[80,"°F DB",85,null,90,null,95,null,100,null,105,null,110,null,115]
["CFM","EWB†\n˚F","Capacity Mbtuh",null,"Capacity Mbtuh",null,"Capacity Mbtuh",null,"Capacity Mbtuh",null,"Capacity Mbtuh",null,"Capacity Mbtuh",null,"Capacity Mbtuh"]
[null,null,"Total","Sens.","Total","Sens.","Total","Sens.","Total","Sens.","Total","Sens.","Total","Sens.","Total","Sens."]
[null,null,null,null,null,null,null,null,null,null,null,null,null,null,null,null,null,"Total Factors",null,null,null,null,null,null,"Sens. %",null,null,null,null,null,null,"IDB Adj",null,null,null,null,null,null,"Sens Calc"]
[1225,71,{"$f":"R8*$B$2","v":45.418604651162788},{"$f":"IF(AM8>C8,C8,AM8)","v":27.7053488372093},{"$f":"S8*$B$2","v":44.197674418604656},{"$f":"IF(AN8>E8,E8,AN8)","v":27.181569767441864},{"$f":"T8*$B$2","v":42.976744186046517},{"$f":"IF(AO8>G8,G8,AO8)","v":26.645581395348842},{"$f":"U8*$B$2","v":42},{"$f":"IF(AP8>I8,I8,AP8)","v":26.25},{"$f":"V8*$B$2","v":41.023255813953483},{"$f":"IF(AQ8>K8,K8,AQ8)","v":25.844651162790694},{"$f":"W8*$B$2","v":39.802325581395351},{"$f":"IF(AR8>M8,M8,AR8)","v":25.473488372093026},{"$f":"X8*$B$2","v":38.581395348837205},{"$f":"IF(AS8>O8,O8,AS8)","v":25.077906976744185},null,1.0813953488372092,1.0523255813953489,1.0232558139534884,1,0.97674418604651159,0.94767441860465118,0.91860465116279066,0.61,0.61499999999999999,0.62,0.625,0.63,0.64,0.65,{"$f":"IF(Y8<0.9,0.9,Y8*-3.6846+4.1276)","v":0.9},{"$f":"IF(Z8<0.9,0.9,Z8*-3.6846+4.1276)","v":0.9},0.9,0.9,0.9,0.9,0.9,{"$f":"Y8*C8+($A$4-80)*AF8*$A$8/1000","v":27.7053488372093},{"$f":"Z8*E8+($A$4-80)*AG8*$A$8/1000","v":27.181569767441864},{"$f":"AA8*G8+($A$4-80)*AH8*$A$8/1000","v":26.645581395348842},{"$f":"AB8*I8+($A$4-80)*AI8*$A$8/1000","v":26.25},{"$f":"AC8*K8+($A$4-80)*AJ8*$A$8/1000","v":25.844651162790694},{"$f":"AD8*M8+($A$4-80)*AK8*$A$8/1000","v":25.473488372093026},{"$f":"AE8*O8+($A$4-80)*AL8*$A$8/1000","v":25.077906976744185}]
[null,67,42.976744186046517,32.232558139534888,42,{"$f":"IF(AN9>E9,E9,AN9)","v":31.92},41.023255813953483,{"$f":"IF(AO9>G9,G9,AO9)","v":31.587906976744183},40.04651162790698,{"$f":"IF(AP9>I9,I9,AP9)","v":31.236279069767445},39.069767441860463,{"$f":"IF(AQ9>K9,K9,AQ9)","v":30.865116279069767},37.800000000000004,{"$f":"IF(AR9>M9,M9,AR9)","v":30.429000000000002},36.530232558139531,{"$f":"IF(AS9>O9,O9,AS9)","v":29.954790697674415},null,1.0232558139534884,1,0.97674418604651159,0.95348837209302328,0.93023255813953487,0.9,0.86976744186046506,0.75,0.76,0.77,0.78,0.79,0.80499999999999994,0.82,{"$f":"IF(Y9<0.9,0.9,Y9*-3.6846+4.1276)","v":0.9},0.9,0.9,0.9,0.9,0.9,0.9,{"$f":"Y9*C9+($A$4-80)*AF9*$A$8/1000","v":32.232558139534888},{"$f":"Z9*E9+($A$4-80)*AG9*$A$8/1000","v":31.92},{"$f":"AA9*G9+($A$4-80)*AH9*$A$8/1000","v":31.587906976744183},{"$f":"AB9*I9+($A$4-80)*AI9*$A$8/1000","v":31.236279069767445},{"$f":"AC9*K9+($A$4-80)*AJ9*$A$8/1000","v":30.865116279069767},{"$f":"AD9*M9+($A$4-80)*AK9*$A$8/1000","v":30.429000000000002},{"$f":"AE9*O9+($A$4-80)*AL9*$A$8/1000","v":29.954790697674415}]
[null,65,42,35.07,41.023255813953483,34.66465116279069,40.04651162790698,34.239767441860465,39.020930232558143,33.85065697674419,37.995348837209306,33.435906976744192,36.823255813953494,32.956813953488378,35.651162790697676,32.442558139534881,null,1,0.97674418604651159,0.95348837209302328,0.92906976744186054,0.90465116279069768,0.87674418604651172,0.84883720930232553,0.83499999999999996,0.84499999999999997,0.85499999999999998,0.86749999999999994,0.88,0.89500000000000002,0.90999999999999992,0.9,0.9,0.9,0.9,0.9,0.9,0.77461400000000058,35.07,{"$f":"Z10*E10+($A$4-80)*AG10*$A$8/1000","v":34.66465116279069},{"$f":"AA10*G10+($A$4-80)*AH10*$A$8/1000","v":34.239767441860465},33.85065697674419,33.435906976744192,32.956813953488378,32.442558139534881]
[null,63,41.023255813953483,37.741395348837209,40.04651162790698,37.243255813953489,39.069767441860463,36.725581395348833,37.995348837209306,36.285558139534885,36.920930232558135,35.81330232558139,35.846511627906978,35.308813953488375,34.77209302325582,34.77209302325582,null,0.97674418604651159,0.95348837209302328,0.93023255813953487,0.90465116279069768,0.87906976744186038,0.85348837209302331,0.82790697674418612,0.92,0.92999999999999994,0.94,0.95499999999999996,0.97,0.98499999999999999,1,0.73776799999999998,0.70092200000000027,0.66407600000000011,0.6088070000000001,0.55353800000000009,0.49826900000000007,0.44300000000000006,37.741395348837209,{"$f":"Z11*E11+($A$4-80)*AG11*$A$8/1000","v":37.243255813953489},{"$f":"AA11*G11+($A$4-80)*AH11*$A$8/1000","v":36.725581395348833},{"$f":"AB11*I11+($A$4-80)*AI11*$A$8/1000","v":36.285558139534885},35.81330232558139,35.308813953488375,34.77209302325582]
[1400,71,46.395348837209298,29.229069767441857,45.418604651162788,28.840813953488372,44.441860465116285,28.442790697674422,43.220930232558139,28.093604651162792,42,27.720000000000002,40.534883720930232,26.955697674418605,39.069767441860463,26.176744186046513,null,1.1046511627906976,1.0813953488372092,1.058139534883721,1.0290697674418605,1,0.96511627906976749,0.93023255813953487,0.63,0.63500000000000001,0.64,0.65,0.66,0.66500000000000004,0.67,0.9,0.9,0.9,0.9,0.9,0.9,0.9,{"$f":"Y12*C12+($A$4-80)*AF12*$A$12/1000","v":29.229069767441857},{"$f":"Z12*E12+($A$4-80)*AG12*$A$12/1000","v":28.840813953488372},{"$f":"AA12*G12+($A$4-80)*AH12*$A$12/1000","v":28.442790697674422},{"$f":"AB12*I12+($A$4-80)*AI12*$A$12/1000","v":28.093604651162792},{"$f":"AC12*K12+($A$4-80)*AJ12*$A$12/1000","v":27.720000000000002},{"$f":"AD12*M12+($A$4-80)*AK12*$A$12/1000","v":26.955697674418605},{"$f":"AE12*O12+($A$4-80)*AL12*$A$12/1000","v":26.176744186046513}]
[null,67,44.441860465116285,35.109069767441866,43.220930232558139,34.360639534883724,42,33.6,41.023255813953483,33.433953488372083,40.04651162790698,33.238604651162795,38.825581395348834,32.613488372093016,37.604651162790702,31.963953488372095,null,1.058139534883721,1.0290697674418605,1,0.97674418604651159,0.95348837209302328,0.92441860465116277,0.89534883720930236,0.79,0.79500000000000004,0.8,0.81499999999999995,0.83,0.84,0.85,0.9,0.9,0.9,0.9,0.9,0.9,0.9,{"$f":"Y13*C13+($A$4-80)*AF13*$A$12/1000","v":35.109069767441866},{"$f":"Z13*E13+($A$4-80)*AG13*$A$12/1000","v":34.360639534883724},{"$f":"AA13*G13+($A$4-80)*AH13*$A$12/1000","v":33.6},{"$f":"AB13*I13+($A$4-80)*AI13*$A$12/1000","v":33.433953488372083},{"$f":"AC13*K13+($A$4-80)*AJ13*$A$12/1000","v":33.238604651162795},{"$f":"AD13*M13+($A$4-80)*AK13*$A$12/1000","v":32.613488372093016},{"$f":"AE13*O13+($A$4-80)*AL13*$A$12/1000","v":31.963953488372095}]
[null,65,43.220930232558139,37.818313953488371,42.122093023255815,37.172747093023261,41.023255813953483,36.510697674418601,40.04651162790698,36.141976744186053,39.069767441860463,35.748837209302323,37.922093023255812,34.88832558139535,36.77441860465116,34.016337209302321,null,1.0290697674418605,1.0029069767441861,0.97674418604651159,0.95348837209302328,0.93023255813953487,0.90290697674418607,0.87558139534883717,0.875,0.88250000000000006,0.89,0.90250000000000008,0.91500000000000004,0.92,0.92500000000000004,0.9,0.9,0.9,0.8022484999999997,0.75619099999999984,0.73776799999999998,0.71934500000000012,37.818313953488371,{"$f":"Z14*E14+($A$4-80)*AG14*$A$12/1000","v":37.172747093023261},{"$f":"AA14*G14+($A$4-80)*AH14*$A$12/1000","v":36.510697674418601},36.141976744186053,35.748837209302323,34.88832558139535,34.016337209302321]
[null,63,42,40.32,41.023255813953483,39.792558139534876,40.04651162790698,39.245581395348843,39.069767441860463,38.67906976744186,38.093023255813954,38.093023255813954,37.018604651162789,37.018604651162789,35.944186046511625,35.944186046511625,null,1,0.97674418604651159,0.95348837209302328,0.93023255813953487,0.90697674418604646,0.88139534883720927,0.85581395348837208,0.96,0.97,0.98,0.99,1,1,1,0.59038400000000024,0.55353800000000009,0.51669199999999993,0.47984600000000022,0.44300000000000006,0.44300000000000006,0.44300000000000006,40.32,{"$f":"Z15*E15+($A$4-80)*AG15*$A$12/1000","v":39.792558139534876},{"$f":"AA15*G15+($A$4-80)*AH15*$A$12/1000","v":39.245581395348843},38.67906976744186,38.093023255813954,37.018604651162789,35.944186046511625]
[1575,71,47.372093023255815,30.791860465116279,46.395348837209298,30.388953488372092,45.418604651162788,29.97627906976744,44.197674418604656,29.612441860465122,42.976744186046517,29.224186046511633,41.511627906976742,28.643023255813951,40.04651162790698,28.032558139534885,null,1.1279069767441861,1.1046511627906976,1.0813953488372092,1.0523255813953489,1.0232558139534884,0.98837209302325579,0.95348837209302328,0.65,0.65500000000000003,0.66,0.67,0.68,0.69,0.7,0.9,0.9,0.9,0.9,0.9,0.9,0.9,{"$f":"Y16*C16+($A$4-80)*AF16*$A$16/1000","v":30.791860465116279},{"$f":"Z16*E16+($A$4-80)*AG16*$A$16/1000","v":30.388953488372092},{"$f":"AA16*G16+($A$4-80)*AH16*$A$16/1000","v":29.97627906976744},{"$f":"AB16*I16+($A$4-80)*AI16*$A$16/1000","v":29.612441860465122},{"$f":"AC16*K16+($A$4-80)*AJ16*$A$16/1000","v":29.224186046511633},{"$f":"AD16*M16+($A$4-80)*AK16*$A$16/1000","v":28.643023255813951},{"$f":"AE16*O16+($A$4-80)*AL16*$A$16/1000","v":28.032558139534885}]
[null,67,45.418604651162788,37.243255813953482,44.197674418604656,36.684069767441862,42.976744186046517,36.100465116279075,41.755813953488371,35.492441860465114,40.534883720930232,34.86,39.313953488372093,34.399709302325583,38.093023255813954,33.902790697674419,null,1.0813953488372092,1.0523255813953489,1.0232558139534884,0.9941860465116279,0.96511627906976749,0.93604651162790697,0.90697674418604646,0.82,0.83,0.84,0.85,0.86,0.875,0.89,0.9,0.9,0.9,0.9,0.9,0.9,0.9,{"$f":"Y17*C17+($A$4-80)*AF17*$A$16/1000","v":37.243255813953482},{"$f":"Z17*E17+($A$4-80)*AG17*$A$16/1000","v":36.684069767441862},{"$f":"AA17*G17+($A$4-80)*AH17*$A$16/1000","v":36.100465116279075},{"$f":"AB17*I17+($A$4-80)*AI17*$A$16/1000","v":35.492441860465114},{"$f":"AC17*K17+($A$4-80)*AJ17*$A$16/1000","v":34.86},{"$f":"AD17*M17+($A$4-80)*AK17*$A$16/1000","v":34.399709302325583},{"$f":"AE17*O17+($A$4-80)*AL17*$A$16/1000","v":33.902790697674419}]
[null,65,44.197674418604656,39.998895348837216,43.098837209302324,39.327688953488369,42,38.64,40.901162790697676,37.833575581395344,39.802325581395351,37.016162790697678,38.70348837209302,36.284520348837205,37.604651162790702,35.536395348837218,null,1.0523255813953489,1.0261627906976745,1,0.97383720930232553,0.94767441860465118,0.92151162790697672,0.89534883720930236,0.90500000000000003,0.91249999999999998,0.91999999999999993,0.92499999999999993,0.92999999999999994,0.9375,0.94500000000000006,0.79303699999999999,0.76540249999999999,0.73776800000000042,0.71934500000000012,0.70092200000000027,0.67328750000000026,0.64565299999999981,39.998895348837216,{"$f":"Z18*E18+($A$4-80)*AG18*$A$16/1000","v":39.327688953488369},{"$f":"AA18*G18+($A$4-80)*AH18*$A$16/1000","v":38.64},37.833575581395344,37.016162790697678,36.284520348837205,35.536395348837218]
[null,63,42.976744186046517,42.546976744186054,42,41.79,41.023255813953483,41.023255813953483,40.04651162790698,40.04651162790698,39.069767441860463,39.069767441860463,38.093023255813954,38.093023255813954,37.116279069767444,37.116279069767444,null,1.0232558139534884,1,0.97674418604651159,0.95348837209302328,0.93023255813953487,0.90697674418604646,0.88372093023255816,0.99,0.995,1,1,1,1,1,0.47984600000000022,0.46142299999999992,0.44300000000000006,0.44300000000000006,0.44300000000000006,0.44300000000000006,0.44300000000000006,42.546976744186054,{"$f":"Z19*E19+($A$4-80)*AG19*$A$16/1000","v":41.79},{"$f":"AA19*G19+($A$4-80)*AH19*$A$16/1000","v":41.023255813953483},40.04651162790698,39.069767441860463,38.093023255813954,37.116279069767444]

{"sheet":"XC14_47","index":33,"n_rows":19,"n_cols":45,"rows_kept":19,"cut":false,"hidden":true,"merged":[[130,0,133,0],[120,12,121,12],[120,13,121,13],[120,14,121,14],[120,15,121,15],[122,0,125,0],[126,0,129,0],[119,12,119,13],[119,14,119,15],[120,4,121,4],[120,5,121,5],[120,6,121,6],[120,7,121,7],[120,8,121,8],[120,9,121,9],[120,10,121,10],[120,11,121,11],[119,0,121,0],[119,1,121,1],[119,4,119,5],[119,6,119,7],[119,8,119,9],[119,10,119,11],[111,0,114,0],[117,0,118,1],[117,4,117,15],[118,4,118,5],[118,6,118,7],[118,8,118,9],[118,10,118,11],[118,12,118,13],[118,14,118,15],[101,12,102,12],[101,13,102,13],[101,14,102,14],[101,15,102,15],[103,0,106,0],[107,0,110,0],[100,12,100,13],[100,14,100,15],[101,4,102,4],[101,5,102,5],[101,6,102,6],[101,7,102,7],[101,8,102,8],[101,9,102,9],[101,10,102,10],[101,11,102,11],[100,0,102,0],[100,1,102,1],[100,4,100,5],[100,6,100,7],[100,8,100,9],[100,10,100,11],[92,0,95,0],[98,0,99,1],[98,4,98,15],[99,4,99,5],[99,6,99,7],[99,8,99,9],[99,10,99,11],[99,12,99,13],[99,14,99,15],[82,12,83,12],[82,13,83,13],[82,14,83,14],[82,15,83,15],[84,0,87,0],[88,0,91,0],[81,12,81,13],[81,14,81,15],[82,4,83,4],[82,5,83,5],[82,6,83,6],[82,7,83,7],[82,8,83,8],[82,9,83,9],[82,10,83,10],[82,11,83,11],[81,0,83,0],[81,1,83,1],[81,4,81,5],[81,6,81,7],[81,8,81,9],[81,10,81,11],[73,0,76,0],[79,0,80,1],[79,4,79,15],[80,4,80,5],[80,6,80,7],[80,8,80,9],[80,10,80,11],[80,12,80,13],[80,14,80,15],[63,12,64,12],[63,13,64,13],[63,14,64,14],[63,15,64,15],[65,0,68,0],[69,0,72,0],[62,12,62,13],[62,14,62,15],[63,4,64,4],[63,5,64,5],[63,6,64,6],[63,7,64,7],[63,8,64,8],[63,9,64,9],[63,10,64,10],[63,11,64,11],[62,0,64,0],[62,1,64,1],[62,4,62,5],[62,6,62,7],[62,8,62,9],[62,10,62,11],[54,0,57,0],[60,0,61,1],[60,4,60,15],[61,4,61,5],[61,6,61,7],[61,8,61,9],[61,10,61,11],[61,12,61,13],[61,14,61,15],[44,12,45,12],[44,13,45,13],[44,14,45,14],[44,15,45,15],[46,0,49,0],[50,0,53,0],[43,12,43,13],[43,14,43,15],[44,4,45,4],[44,5,45,5],[44,6,45,6],[44,7,45,7],[44,8,45,8],[44,9,45,9],[44,10,45,10],[44,11,45,11],[43,0,45,0],[43,1,45,1],[43,4,43,5],[43,6,43,7],[43,8,43,9],[43,10,43,11],[35,0,38,0],[41,0,42,1],[41,4,41,15],[42,4,42,5],[42,6,42,7],[42,8,42,9],[42,10,42,11],[42,12,42,13],[42,14,42,15],[25,12,26,12],[25,13,26,13],[25,14,26,14],[25,15,26,15],[27,0,30,0],[31,0,34,0],[24,12,24,13],[24,14,24,15],[25,4,26,4],[25,5,26,5],[25,6,26,6],[25,7,26,7],[25,8,26,8],[25,9,26,9],[25,10,26,10],[25,11,26,11],[24,0,26,0],[24,1,26,1],[24,4,24,5],[24,6,24,7],[24,8,24,9],[24,10,24,11],[7,0,10,0],[11,0,14,0],[15,0,18,0],[22,4,22,15],[23,4,23,5],[23,6,23,7],[23,8,23,9],[23,10,23,11],[23,12,23,13],[23,14,23,15],[5,10,6,10],[5,11,6,11],[5,12,6,12],[5,13,6,13],[5,14,6,14],[5,15,6,15],[4,10,4,11],[4,12,4,13],[4,14,4,15],[5,2,6,2],[5,3,6,3],[5,4,6,4],[5,5,6,5],[5,6,6,6],[5,7,6,7],[5,8,6,8],[4,0,6,0],[4,1,6,1],[4,2,4,3],[4,4,4,5],[4,6,4,7],[4,8,4,9],[5,9,6,9],[2,0,2,1],[2,2,2,15],[3,2,3,3],[3,4,3,5],[3,6,3,7],[3,8,3,9],[3,10,3,11],[3,12,3,13],[3,14,3,15]]}
[]
["XC14_47",48]
["Evaporator Air \n",null,"Condenser  Entering Air Temperature ˚F"]
[80,"°F DB",85,null,90,null,95,null,100,null,105,null,110,null,115]
["CFM","EWB†\n˚F","Capacity Mbtuh",null,"Capacity Mbtuh",null,"Capacity Mbtuh",null,"Capacity Mbtuh",null,"Capacity Mbtuh",null,"Capacity Mbtuh",null,"Capacity Mbtuh"]
[null,null,"Total","Sens.","Total","Sens.","Total","Sens.","Total","Sens.","Total","Sens.","Total","Sens.","Total","Sens."]
[null,null,null,null,null,null,null,null,null,null,null,null,null,null,null,null,null,"Total Factors",null,null,null,null,null,null,"Sens. %",null,null,null,null,null,null,"IDB Adj",null,null,null,null,null,null,"Sens Calc"]
[1400,71,{"$f":"R8*$B$2","v":51.428571428571431},{"$f":"IF(AM8>C8,C8,AM8)","v":30.857142857142858},{"$f":"S8*$B$2","v":50.448979591836732},{"$f":"IF(AN8>E8,E8,AN8)","v":30.521632653061221},{"$f":"T8*$B$2","v":49.469387755102034},{"$f":"IF(AO8>G8,G8,AO8)","v":30.17632653061224},{"$f":"U8*$B$2","v":48.244897959183675},{"$f":"IF(AP8>I8,I8,AP8)","v":29.67061224489796},{"$f":"V8*$B$2","v":47.020408163265301},{"$f":"IF(AQ8>K8,K8,AQ8)","v":29.152653061224488},{"$f":"W8*$B$2","v":45.551020408163268},{"$f":"IF(AR8>M8,M8,AR8)","v":28.697142857142858},{"$f":"X8*$B$2","v":44.081632653061227},{"$f":"IF(AS8>O8,O8,AS8)","v":28.212244897959184},null,1.0714285714285714,1.0510204081632653,1.0306122448979591,1.0051020408163265,0.97959183673469385,0.94897959183673475,0.91836734693877553,0.6,0.60499999999999998,0.61,0.61499999999999999,0.62,0.63,0.64,{"$f":"IF(Y8<0.9,0.9,Y8*-3.6846+4.1276)","v":0.9},{"$f":"IF(Z8<0.9,0.9,Z8*-3.6846+4.1276)","v":0.9},0.9,0.9,0.9,0.9,0.9,{"$f":"Y8*C8+($A$4-80)*AF8*$A$8/1000","v":30.857142857142858},{"$f":"Z8*E8+($A$4-80)*AG8*$A$8/1000","v":30.521632653061221},{"$f":"AA8*G8+($A$4-80)*AH8*$A$8/1000","v":30.17632653061224},{"$f":"AB8*I8+($A$4-80)*AI8*$A$8/1000","v":29.67061224489796},{"$f":"AC8*K8+($A$4-80)*AJ8*$A$8/1000","v":29.152653061224488},{"$f":"AD8*M8+($A$4-80)*AK8*$A$8/1000","v":28.697142857142858},{"$f":"AE8*O8+($A$4-80)*AL8*$A$8/1000","v":28.212244897959184}]
[null,67,49.469387755102034,37.102040816326522,48.244897959183675,{"$f":"IF(AN9>E9,E9,AN9)","v":36.424897959183674},47.020408163265301,{"$f":"IF(AO9>G9,G9,AO9)","v":35.735510204081628},46.04081632653061,{"$f":"IF(AP9>I9,I9,AP9)","v":35.451428571428572},45.061224489795919,{"$f":"IF(AQ9>K9,K9,AQ9)","v":35.147755102040819},43.591836734693878,{"$f":"IF(AR9>M9,M9,AR9)","v":34.437551020408165},42.122448979591837,{"$f":"IF(AS9>O9,O9,AS9)","v":33.697959183673468},null,1.0306122448979591,1.0051020408163265,0.97959183673469385,0.95918367346938771,0.93877551020408168,0.90816326530612246,0.87755102040816324,0.75,0.755,0.76,0.77,0.78,0.79,0.8,{"$f":"IF(Y9<0.9,0.9,Y9*-3.6846+4.1276)","v":0.9},0.9,0.9,0.9,0.9,0.9,0.9,{"$f":"Y9*C9+($A$4-80)*AF9*$A$8/1000","v":37.102040816326522},{"$f":"Z9*E9+($A$4-80)*AG9*$A$8/1000","v":36.424897959183674},{"$f":"AA9*G9+($A$4-80)*AH9*$A$8/1000","v":35.735510204081628},{"$f":"AB9*I9+($A$4-80)*AI9*$A$8/1000","v":35.451428571428572},{"$f":"AC9*K9+($A$4-80)*AJ9*$A$8/1000","v":35.147755102040819},{"$f":"AD9*M9+($A$4-80)*AK9*$A$8/1000","v":34.437551020408165},{"$f":"AE9*O9+($A$4-80)*AL9*$A$8/1000","v":33.697959183673468}]
[null,65,48.244897959183675,40.04326530612245,47.020408163265301,39.37959183673469,45.795918367346943,38.697551020408163,44.816326530612244,38.429999999999993,43.836734693877546,38.137959183673466,42.489795918367349,37.497244897959192,41.142857142857139,36.822857142857139,null,1.0051020408163265,0.97959183673469385,0.95408163265306123,0.93367346938775508,0.91326530612244894,0.88520408163265307,0.8571428571428571,0.83000000000000007,0.83750000000000002,0.84499999999999997,0.85749999999999993,0.87,0.88250000000000006,0.89500000000000002,0.9,0.9,0.9,0.9,0.9,0.9,0.9,40.04326530612245,{"$f":"Z10*E10+($A$4-80)*AG10*$A$8/1000","v":39.37959183673469},{"$f":"AA10*G10+($A$4-80)*AH10*$A$8/1000","v":38.697551020408163},38.429999999999993,38.137959183673466,37.497244897959192,36.822857142857139]
[null,63,47.020408163265301,42.788571428571423,45.795918367346943,42.13224489795919,44.571428571428569,41.451428571428572,43.591836734693878,41.194285714285719,42.612244897959187,40.907755102040817,41.387755102040813,40.353061224489792,40.163265306122454,39.761632653061227,null,0.97959183673469385,0.95408163265306123,0.9285714285714286,0.90816326530612246,0.88775510204081631,0.86224489795918369,0.83673469387755106,0.91,0.92,0.93,0.94500000000000006,0.96,0.97499999999999998,0.99,0.77461400000000014,0.73776799999999998,0.70092199999999982,0.64565299999999981,0.59038400000000024,0.53511500000000023,0.47984600000000022,42.788571428571423,{"$f":"Z11*E11+($A$4-80)*AG11*$A$8/1000","v":42.13224489795919},{"$f":"AA11*G11+($A$4-80)*AH11*$A$8/1000","v":41.451428571428572},{"$f":"AB11*I11+($A$4-80)*AI11*$A$8/1000","v":41.194285714285719},40.907755102040817,40.353061224489792,39.761632653061227]
[1550,71,52.408163265306122,31.968979591836735,51.428571428571431,31.885714285714286,50.448979591836732,31.782857142857143,49.224489795918366,31.257551020408162,48,30.72,46.530612244897959,30.244897959183675,45.061224489795919,29.740408163265307,null,1.0918367346938775,1.0714285714285714,1.0510204081632653,1.0255102040816326,1,0.96938775510204078,0.93877551020408168,0.61,0.62,0.63,0.63500000000000001,0.64,0.65,0.66,0.9,0.9,0.9,0.9,0.9,0.9,0.9,{"$f":"Y12*C12+($A$4-80)*AF12*$A$12/1000","v":31.968979591836735},{"$f":"Z12*E12+($A$4-80)*AG12*$A$12/1000","v":31.885714285714286},{"$f":"AA12*G12+($A$4-80)*AH12*$A$12/1000","v":31.782857142857143},{"$f":"AB12*I12+($A$4-80)*AI12*$A$12/1000","v":31.257551020408162},{"$f":"AC12*K12+($A$4-80)*AJ12*$A$12/1000","v":30.72},{"$f":"AD12*M12+($A$4-80)*AK12*$A$12/1000","v":30.244897959183675},{"$f":"AE12*O12+($A$4-80)*AL12*$A$12/1000","v":29.740408163265307}]
[null,67,50.448979591836732,38.845714285714287,49.224489795918366,38.395102040816326,48,37.92,46.775510204081634,37.420408163265307,45.551020408163268,36.896326530612249,44.326530612244895,36.347755102040814,43.102040816326529,35.774693877551016,null,1.0510204081632653,1.0255102040816326,1,0.97448979591836737,0.94897959183673475,0.92346938775510201,0.89795918367346939,0.77,0.78,0.79,0.8,0.81,0.82000000000000006,0.83,0.9,0.9,0.9,0.9,0.9,0.9,0.9,{"$f":"Y13*C13+($A$4-80)*AF13*$A$12/1000","v":38.845714285714287},{"$f":"Z13*E13+($A$4-80)*AG13*$A$12/1000","v":38.395102040816326},{"$f":"AA13*G13+($A$4-80)*AH13*$A$12/1000","v":37.92},{"$f":"AB13*I13+($A$4-80)*AI13*$A$12/1000","v":37.420408163265307},{"$f":"AC13*K13+($A$4-80)*AJ13*$A$12/1000","v":36.896326530612249},{"$f":"AD13*M13+($A$4-80)*AK13*$A$12/1000","v":36.347755102040814},{"$f":"AE13*O13+($A$4-80)*AL13*$A$12/1000","v":35.774693877551016}]
[null,65,49.224489795918366,42.333061224489796,48,41.76,46.775510204081634,41.162448979591836,45.673469387755105,40.649387755102047,44.571428571428569,40.114285714285714,43.346938775510203,39.337346938775511,42.122448979591837,38.542040816326534,null,1.0255102040816326,1,0.97448979591836737,0.95153061224489799,0.9285714285714286,0.90306122448979587,0.87755102040816324,0.86,0.87,0.88,0.89,0.9,0.90749999999999997,0.91500000000000004,0.9,0.9,0.9,0.9,0.81145999999999985,0.78382550000000029,0.75619099999999984,42.333061224489796,{"$f":"Z14*E14+($A$4-80)*AG14*$A$12/1000","v":41.76},{"$f":"AA14*G14+($A$4-80)*AH14*$A$12/1000","v":41.162448979591836},40.649387755102047,40.114285714285714,39.337346938775511,38.542040816326534]
[null,63,48,45.599999999999994,46.775510204081634,44.904489795918366,45.551020408163268,44.184489795918367,44.571428571428569,43.68,43.591836734693878,43.155918367346942,42.367346938775512,42.155510204081637,41.142857142857139,41.142857142857139,null,1,0.97448979591836737,0.94897959183673475,0.9285714285714286,0.90816326530612246,0.88265306122448983,0.8571428571428571,0.95,0.96,0.97,0.98,0.99,0.995,1,0.6272300000000004,0.59038400000000024,0.55353800000000009,0.51669199999999993,0.47984600000000022,0.46142299999999992,0.44300000000000006,45.599999999999994,{"$f":"Z15*E15+($A$4-80)*AG15*$A$12/1000","v":44.904489795918366},{"$f":"AA15*G15+($A$4-80)*AH15*$A$12/1000","v":44.184489795918367},43.68,43.155918367346942,42.155510204081637,41.142857142857139]
[1800,71,54.367346938775512,34.795102040816332,53.142857142857146,34.277142857142863,51.91836734693878,33.746938775510209,50.448979591836732,33.296326530612248,48.979591836734699,32.816326530612251,47.755102040816325,32.234693877551024,46.530612244897959,31.640816326530615,null,1.1326530612244898,1.1071428571428572,1.0816326530612246,1.0510204081632653,1.0204081632653061,0.99489795918367352,0.96938775510204078,0.64,0.64500000000000002,0.65,0.66,0.67,0.67500000000000004,0.68,0.9,0.9,0.9,0.9,0.9,0.9,0.9,{"$f":"Y16*C16+($A$4-80)*AF16*$A$16/1000","v":34.795102040816332},{"$f":"Z16*E16+($A$4-80)*AG16*$A$16/1000","v":34.277142857142863},{"$f":"AA16*G16+($A$4-80)*AH16*$A$16/1000","v":33.746938775510209},{"$f":"AB16*I16+($A$4-80)*AI16*$A$16/1000","v":33.296326530612248},{"$f":"AC16*K16+($A$4-80)*AJ16*$A$16/1000","v":32.816326530612251},{"$f":"AD16*M16+($A$4-80)*AK16*$A$16/1000","v":32.234693877551024},{"$f":"AE16*O16+($A$4-80)*AL16*$A$16/1000","v":31.640816326530615}]
[null,67,51.91836734693878,42.053877551020413,50.693877551020407,41.568979591836737,49.469387755102034,41.059591836734683,48.244897959183675,40.525714285714287,47.020408163265301,39.967346938775506,45.551020408163268,39.401632653061228,44.081632653061227,38.791836734693881,null,1.0816326530612246,1.0561224489795917,1.0306122448979591,1.0051020408163265,0.97959183673469385,0.94897959183673475,0.91836734693877553,0.81,0.82000000000000006,0.83,0.84,0.85,0.86499999999999999,0.88,0.9,0.9,0.9,0.9,0.9,0.9,0.9,{"$f":"Y17*C17+($A$4-80)*AF17*$A$16/1000","v":42.053877551020413},{"$f":"Z17*E17+($A$4-80)*AG17*$A$16/1000","v":41.568979591836737},{"$f":"AA17*G17+($A$4-80)*AH17*$A$16/1000","v":41.059591836734683},{"$f":"AB17*I17+($A$4-80)*AI17*$A$16/1000","v":40.525714285714287},{"$f":"AC17*K17+($A$4-80)*AJ17*$A$16/1000","v":39.967346938775506},{"$f":"AD17*M17+($A$4-80)*AK17*$A$16/1000","v":39.401632653061228},{"$f":"AE17*O17+($A$4-80)*AL17*$A$16/1000","v":38.791836734693881}]
[null,65,50.693877551020407,45.624489795918365,49.469387755102034,44.893469387755097,48.244897959183675,44.144081632653062,47.142857142857139,43.371428571428567,46.04081632653061,42.587755102040816,44.693877551020407,41.677040816326532,43.346938775510203,40.746122448979591,null,1.0561224489795917,1.0306122448979591,1.0051020408163265,0.9821428571428571,0.95918367346938771,0.93112244897959184,0.90306122448979587,0.9,0.90749999999999997,0.91500000000000004,0.92,0.92500000000000004,0.9325,0.94,0.81145999999999985,0.78382550000000029,0.75619099999999984,0.73776799999999998,0.71934500000000012,0.69171050000000012,0.66407600000000011,45.624489795918365,{"$f":"Z18*E18+($A$4-80)*AG18*$A$16/1000","v":44.893469387755097},{"$f":"AA18*G18+($A$4-80)*AH18*$A$16/1000","v":44.144081632653062},43.371428571428567,42.587755102040816,41.677040816326532,40.746122448979591]
[null,63,49.469387755102034,48.974693877551012,48.244897959183675,48.003673469387756,47.020408163265301,47.020408163265301,46.04081632653061,46.04081632653061,45.061224489795919,45.061224489795919,43.836734693877546,43.836734693877546,42.612244897959187,42.612244897959187,null,1.0306122448979591,1.0051020408163265,0.97959183673469385,0.95918367346938771,0.93877551020408168,0.91326530612244894,0.88775510204081631,0.99,0.995,1,1,1,1,1,0.47984600000000022,0.46142299999999992,0.44300000000000006,0.44300000000000006,0.44300000000000006,0.44300000000000006,0.44300000000000006,48.974693877551012,{"$f":"Z19*E19+($A$4-80)*AG19*$A$16/1000","v":48.003673469387756},{"$f":"AA19*G19+($A$4-80)*AH19*$A$16/1000","v":47.020408163265301},46.04081632653061,45.061224489795919,43.836734693877546,42.612244897959187]

{"sheet":"XC14_48","index":34,"n_rows":19,"n_cols":45,"rows_kept":19,"cut":false,"hidden":true,"merged":[[2,0,2,1],[2,2,2,15],[3,2,3,3],[3,4,3,5],[3,6,3,7],[3,8,3,9],[3,10,3,11],[3,12,3,13],[3,14,3,15],[5,2,6,2],[5,3,6,3],[5,4,6,4],[5,5,6,5],[5,6,6,6],[5,7,6,7],[5,8,6,8],[4,0,6,0],[4,1,6,1],[4,2,4,3],[4,4,4,5],[4,6,4,7],[4,8,4,9],[5,9,6,9],[5,10,6,10],[5,11,6,11],[5,12,6,12],[5,13,6,13],[5,14,6,14],[5,15,6,15],[4,10,4,11],[4,12,4,13],[4,14,4,15],[7,0,10,0],[11,0,14,0],[15,0,18,0],[22,4,22,15],[23,4,23,5],[23,6,23,7],[23,8,23,9],[23,10,23,11],[23,12,23,13],[23,14,23,15],[25,12,26,12],[25,13,26,13],[25,14,26,14],[25,15,26,15],[27,0,30,0],[31,0,34,0],[24,12,24,13],[24,14,24,15],[25,4,26,4],[25,5,26,5],[25,6,26,6],[25,7,26,7],[25,8,26,8],[25,9,26,9],[25,10,26,10],[25,11,26,11],[24,0,26,0],[24,1,26,1],[24,4,24,5],[24,6,24,7],[24,8,24,9],[24,10,24,11],[35,0,38,0],[41,0,42,1],[41,4,41,15],[42,4,42,5],[42,6,42,7],[42,8,42,9],[42,10,42,11],[42,12,42,13],[42,14,42,15],[44,12,45,12],[44,13,45,13],[44,14,45,14],[44,15,45,15],[46,0,49,0],[50,0,53,0],[43,12,43,13],[43,14,43,15],[44,4,45,4],[44,5,45,5],[44,6,45,6],[44,7,45,7],[44,8,45,8],[44,9,45,9],[44,10,45,10],[44,11,45,11],[43,0,45,0],[43,1,45,1],[43,4,43,5],[43,6,43,7],[43,8,43,9],[43,10,43,11],[54,0,57,0],[60,0,61,1],[60,4,60,15],[61,4,61,5],[61,6,61,7],[61,8,61,9],[61,10,61,11],[61,12,61,13],[61,14,61,15],[63,12,64,12],[63,13,64,13],[63,14,64,14],[63,15,64,15],[65,0,68,0],[69,0,72,0],[62,12,62,13],[62,14,62,15],[63,4,64,4],[63,5,64,5],[63,6,64,6],[63,7,64,7],[63,8,64,8],[63,9,64,9],[63,10,64,10],[63,11,64,11],[62,0,64,0],[62,1,64,1],[62,4,62,5],[62,6,62,7],[62,8,62,9],[62,10,62,11],[73,0,76,0],[79,0,80,1],[79,4,79,15],[80,4,80,5],[80,6,80,7],[80,8,80,9],[80,10,80,11],[80,12,80,13],[80,14,80,15],[82,12,83,12],[82,13,83,13],[82,14,83,14],[82,15,83,15],[84,0,87,0],[88,0,91,0],[81,12,81,13],[81,14,81,15],[82,4,83,4],[82,5,83,5],[82,6,83,6],[82,7,83,7],[82,8,83,8],[82,9,83,9],[82,10,83,10],[82,11,83,11],[81,0,83,0],[81,1,83,1],[81,4,81,5],[81,6,81,7],[81,8,81,9],[81,10,81,11],[92,0,95,0],[98,0,99,1],[98,4,98,15],[99,4,99,5],[99,6,99,7],[99,8,99,9],[99,10,99,11],[99,12,99,13],[99,14,99,15],[101,12,102,12],[101,13,102,13],[101,14,102,14],[101,15,102,15],[103,0,106,0],[107,0,110,0],[100,12,100,13],[100,14,100,15],[101,4,102,4],[101,5,102,5],[101,6,102,6],[101,7,102,7],[101,8,102,8],[101,9,102,9],[101,10,102,10],[101,11,102,11],[100,0,102,0],[100,1,102,1],[100,4,100,5],[100,6,100,7],[100,8,100,9],[100,10,100,11],[111,0,114,0],[117,0,118,1],[117,4,117,15],[118,4,118,5],[118,6,118,7],[118,8,118,9],[118,10,118,11],[118,12,118,13],[118,14,118,15],[130,0,133,0],[120,12,121,12],[120,13,121,13],[120,14,121,14],[120,15,121,15],[122,0,125,0],[126,0,129,0],[119,12,119,13],[119,14,119,15],[120,4,121,4],[120,5,121,5],[120,6,121,6],[120,7,121,7],[120,8,121,8],[120,9,121,9],[120,10,121,10],[120,11,121,11],[119,0,121,0],[119,1,121,1],[119,4,119,5],[119,6,119,7],[119,8,119,9],[119,10,119,11]]}
[]
["XC14_48",48]
["Evaporator Air \n",null,"Condenser  Entering Air Temperature ˚F"]
[80,"°F DB",85,null,90,null,95,null,100,null,105,null,110,null,115]
["CFM","EWB†\n˚F","Capacity Mbtuh",null,"Capacity Mbtuh",null,"Capacity Mbtuh",null,"Capacity Mbtuh",null,"Capacity Mbtuh",null,"Capacity Mbtuh",null,"Capacity Mbtuh"]
[null,null,"Total","Sens.","Total","Sens.","Total","Sens.","Total","Sens.","Total","Sens.","Total","Sens.","Total","Sens."]
[null,null,null,null,null,null,null,null,null,null,null,null,null,null,null,null,null,"Total Factors",null,null,null,null,null,null,"Sens. %",null,null,null,null,null,null,"IDB Adj",null,null,null,null,null,null,"Sens Calc"]
[1400,71,{"$f":"R8*$B$2","v":51.764705882352942},{"$f":"IF(AM8>C8,C8,AM8)","v":31.058823529411764},{"$f":"S8*$B$2","v":50.588235294117652},{"$f":"IF(AN8>E8,E8,AN8)","v":30.60588235294118},{"$f":"T8*$B$2","v":49.411764705882348},{"$f":"IF(AO8>G8,G8,AO8)","v":30.141176470588231},{"$f":"U8*$B$2","v":48},{"$f":"IF(AP8>I8,I8,AP8)","v":29.759999999999998},{"$f":"V8*$B$2","v":46.588235294117645},{"$f":"IF(AQ8>K8,K8,AQ8)","v":29.350588235294115},{"$f":"W8*$B$2","v":45.17647058823529},{"$f":"IF(AR8>M8,M8,AR8)","v":28.687058823529409},{"$f":"X8*$B$2","v":43.764705882352942},{"$f":"IF(AS8>O8,O8,AS8)","v":28.009411764705884},null,1.0784313725490196,1.053921568627451,1.0294117647058822,1,0.97058823529411764,0.94117647058823528,0.91176470588235292,0.6,0.60499999999999998,0.61,0.62,0.63,0.63500000000000001,0.64,{"$f":"IF(Y8<0.9,0.9,Y8*-3.6846+4.1276)","v":0.9},{"$f":"IF(Z8<0.9,0.9,Z8*-3.6846+4.1276)","v":0.9},0.9,0.9,0.9,0.9,0.9,{"$f":"Y8*C8+($A$4-80)*AF8*$A$8/1000","v":31.058823529411764},{"$f":"Z8*E8+($A$4-80)*AG8*$A$8/1000","v":30.60588235294118},{"$f":"AA8*G8+($A$4-80)*AH8*$A$8/1000","v":30.141176470588231},{"$f":"AB8*I8+($A$4-80)*AI8*$A$8/1000","v":29.759999999999998},{"$f":"AC8*K8+($A$4-80)*AJ8*$A$8/1000","v":29.350588235294115},{"$f":"AD8*M8+($A$4-80)*AK8*$A$8/1000","v":28.687058823529409},{"$f":"AE8*O8+($A$4-80)*AL8*$A$8/1000","v":28.009411764705884}]
[null,67,48.941176470588232,36.216470588235289,47.764705882352942,{"$f":"IF(AN9>E9,E9,AN9)","v":35.82352941176471},46.588235294117645,{"$f":"IF(AO9>G9,G9,AO9)","v":35.407058823529411},45.411764705882348,{"$f":"IF(AP9>I9,I9,AP9)","v":35.194117647058818},44.235294117647058,{"$f":"IF(AQ9>K9,K9,AQ9)","v":34.945882352941176},42.82352941176471,{"$f":"IF(AR9>M9,M9,AR9)","v":34.258823529411771},41.411764705882355,{"$f":"IF(AS9>O9,O9,AS9)","v":33.543529411764709},null,1.0196078431372548,0.99509803921568629,0.97058823529411764,0.94607843137254899,0.92156862745098034,0.89215686274509809,0.86274509803921573,0.74,0.75,0.76,0.77500000000000002,0.79,0.8,0.81,{"$f":"IF(Y9<0.9,0.9,Y9*-3.6846+4.1276)","v":0.9},0.9,0.9,0.9,0.9,0.9,0.9,{"$f":"Y9*C9+($A$4-80)*AF9*$A$8/1000","v":36.216470588235289},{"$f":"Z9*E9+($A$4-80)*AG9*$A$8/1000","v":35.82352941176471},{"$f":"AA9*G9+($A$4-80)*AH9*$A$8/1000","v":35.407058823529411},{"$f":"AB9*I9+($A$4-80)*AI9*$A$8/1000","v":35.194117647058818},{"$f":"AC9*K9+($A$4-80)*AJ9*$A$8/1000","v":34.945882352941176},{"$f":"AD9*M9+($A$4-80)*AK9*$A$8/1000","v":34.258823529411771},{"$f":"AE9*O9+($A$4-80)*AL9*$A$8/1000","v":33.543529411764709}]
[null,65,47.764705882352942,39.405882352941177,46.588235294117645,38.901176470588233,45.411764705882348,38.372941176470583,44.235294117647058,38.042352941176468,43.058823529411768,37.676470588235297,41.764705882352942,37.066176470588232,40.470588235294116,36.423529411764704,null,0.99509803921568629,0.97058823529411764,0.94607843137254899,0.92156862745098034,0.8970588235294118,0.87009803921568629,0.84313725490196079,0.82499999999999996,0.83499999999999996,0.84499999999999997,0.86,0.875,0.88749999999999996,0.9,0.9,0.9,0.9,0.9,0.9,0.9,0.81145999999999985,39.405882352941177,{"$f":"Z10*E10+($A$4-80)*AG10*$A$8/1000","v":38.901176470588233},{"$f":"AA10*G10+($A$4-80)*AH10*$A$8/1000","v":38.372941176470583},38.042352941176468,37.676470588235297,37.066176470588232,36.423529411764704]
[null,63,46.588235294117645,42.395294117647062,45.411764705882348,41.77882352941176,44.235294117647058,41.138823529411766,43.058823529411768,40.690588235294122,41.882352941176471,40.207058823529408,40.705882352941174,39.688235294117646,39.529411764705884,39.134117647058822,null,0.97058823529411764,0.94607843137254899,0.92156862745098034,0.8970588235294118,0.87254901960784315,0.84803921568627449,0.82352941176470584,0.91,0.92,0.93,0.94500000000000006,0.96,0.97499999999999998,0.99,0.77461400000000014,0.73776799999999998,0.70092199999999982,0.64565299999999981,0.59038400000000024,0.53511500000000023,0.47984600000000022,42.395294117647062,{"$f":"Z11*E11+($A$4-80)*AG11*$A$8/1000","v":41.77882352941176},{"$f":"AA11*G11+($A$4-80)*AH11*$A$8/1000","v":41.138823529411766},{"$f":"AB11*I11+($A$4-80)*AI11*$A$8/1000","v":40.690588235294122},40.207058823529408,39.688235294117646,39.134117647058822]
[1600,71,53.176470588235297,32.969411764705882,51.764705882352942,32.611764705882351,50.352941176470594,32.225882352941184,48.941176470588232,31.567058823529411,47.529411764705884,30.894117647058824,46.117647058823529,30.437647058823529,44.705882352941174,29.952941176470588,null,1.107843137254902,1.0784313725490196,1.0490196078431373,1.0196078431372548,0.99019607843137258,0.96078431372549022,0.93137254901960786,0.62,0.63,0.64,0.64500000000000002,0.65,0.66,0.67,0.9,0.9,0.9,0.9,0.9,0.9,0.9,{"$f":"Y12*C12+($A$4-80)*AF12*$A$12/1000","v":32.969411764705882},{"$f":"Z12*E12+($A$4-80)*AG12*$A$12/1000","v":32.611764705882351},{"$f":"AA12*G12+($A$4-80)*AH12*$A$12/1000","v":32.225882352941184},{"$f":"AB12*I12+($A$4-80)*AI12*$A$12/1000","v":31.567058823529411},{"$f":"AC12*K12+($A$4-80)*AJ12*$A$12/1000","v":30.894117647058824},{"$f":"AD12*M12+($A$4-80)*AK12*$A$12/1000","v":30.437647058823529},{"$f":"AE12*O12+($A$4-80)*AL12*$A$12/1000","v":29.952941176470588}]
[null,67,50.352941176470594,39.275294117647064,49.17647058823529,38.849411764705884,48,38.400000000000006,46.588235294117645,37.736470588235292,45.17647058823529,37.044705882352936,43.764705882352942,36.543529411764702,42.352941176470587,36,null,1.0490196078431373,1.0245098039215685,1,0.97058823529411764,0.94117647058823528,0.91176470588235292,0.88235294117647056,0.78,0.79,0.8,0.81,0.82,0.83499999999999996,0.85,0.9,0.9,0.9,0.9,0.9,0.9,0.9,{"$f":"Y13*C13+($A$4-80)*AF13*$A$12/1000","v":39.275294117647064},{"$f":"Z13*E13+($A$4-80)*AG13*$A$12/1000","v":38.849411764705884},{"$f":"AA13*G13+($A$4-80)*AH13*$A$12/1000","v":38.400000000000006},{"$f":"AB13*I13+($A$4-80)*AI13*$A$12/1000","v":37.736470588235292},{"$f":"AC13*K13+($A$4-80)*AJ13*$A$12/1000","v":37.044705882352936},{"$f":"AD13*M13+($A$4-80)*AK13*$A$12/1000","v":36.543529411764702},{"$f":"AE13*O13+($A$4-80)*AL13*$A$12/1000","v":36}]
[null,65,49.17647058823529,42.537647058823524,48,42.12,46.823529411764703,41.672941176470587,45.529411764705884,40.976470588235294,44.235294117647058,40.25411764705882,42.941176470588239,39.398529411764706,41.647058823529413,38.523529411764706,null,1.0245098039215685,1,0.97549019607843135,0.94852941176470584,0.92156862745098034,0.89460784313725494,0.86764705882352944,0.86499999999999999,0.87749999999999995,0.89,0.89999999999999991,0.90999999999999992,0.91749999999999998,0.92500000000000004,0.9,0.9,0.9,0.81146000000000029,0.77461400000000058,0.74697950000000013,0.71934500000000012,42.537647058823524,{"$f":"Z14*E14+($A$4-80)*AG14*$A$12/1000","v":42.12},{"$f":"AA14*G14+($A$4-80)*AH14*$A$12/1000","v":41.672941176470587},40.976470588235294,40.25411764705882,39.398529411764706,38.523529411764706]
[null,63,48,45.599999999999994,46.823529411764703,45.184705882352937,45.647058823529406,44.734117647058817,44.470588235294116,44.025882352941174,43.294117647058826,43.294117647058826,42.117647058823529,42.117647058823529,40.941176470588232,40.941176470588232,null,1,0.97549019607843135,0.9509803921568627,0.92647058823529416,0.90196078431372551,0.87745098039215685,0.8529411764705882,0.95,0.96499999999999997,0.98,0.99,1,1,1,0.6272300000000004,0.57196100000000039,0.51669199999999993,0.47984600000000022,0.44300000000000006,0.44300000000000006,0.44300000000000006,45.599999999999994,{"$f":"Z15*E15+($A$4-80)*AG15*$A$12/1000","v":45.184705882352937},{"$f":"AA15*G15+($A$4-80)*AH15*$A$12/1000","v":44.734117647058817},44.025882352941174,43.294117647058826,42.117647058823529,40.941176470588232]
[1800,71,54.117647058823529,35.176470588235297,52.941176470588239,34.676470588235297,51.764705882352942,34.164705882352941,50.117647058823536,33.328235294117654,48.470588235294116,32.47529411764706,47.058823529411761,32.235294117647058,45.647058823529406,31.952941176470581,null,1.1274509803921569,1.1029411764705883,1.0784313725490196,1.0441176470588236,1.0098039215686274,0.98039215686274506,0.9509803921568627,0.65,0.65500000000000003,0.66,0.66500000000000004,0.67,0.68500000000000005,0.7,0.9,0.9,0.9,0.9,0.9,0.9,0.9,{"$f":"Y16*C16+($A$4-80)*AF16*$A$16/1000","v":35.176470588235297},{"$f":"Z16*E16+($A$4-80)*AG16*$A$16/1000","v":34.676470588235297},{"$f":"AA16*G16+($A$4-80)*AH16*$A$16/1000","v":34.164705882352941},{"$f":"AB16*I16+($A$4-80)*AI16*$A$16/1000","v":33.328235294117654},{"$f":"AC16*K16+($A$4-80)*AJ16*$A$16/1000","v":32.47529411764706},{"$f":"AD16*M16+($A$4-80)*AK16*$A$16/1000","v":32.235294117647058},{"$f":"AE16*O16+($A$4-80)*AL16*$A$16/1000","v":31.952941176470581}]
[null,67,51.764705882352942,41.929411764705883,50.352941176470594,41.54117647058824,48.941176470588232,41.110588235294117,47.529411764705884,40.4,46.117647058823529,39.661176470588231,44.705882352941174,39.117647058823529,43.294117647058826,38.531764705882352,null,1.0784313725490196,1.0490196078431373,1.0196078431372548,0.99019607843137258,0.96078431372549022,0.93137254901960786,0.90196078431372551,0.81,0.82499999999999996,0.84,0.85,0.86,0.875,0.89,0.9,0.9,0.9,0.9,0.9,0.9,0.9,{"$f":"Y17*C17+($A$4-80)*AF17*$A$16/1000","v":41.929411764705883},{"$f":"Z17*E17+($A$4-80)*AG17*$A$16/1000","v":41.54117647058824},{"$f":"AA17*G17+($A$4-80)*AH17*$A$16/1000","v":41.110588235294117},{"$f":"AB17*I17+($A$4-80)*AI17*$A$16/1000","v":40.4},{"$f":"AC17*K17+($A$4-80)*AJ17*$A$16/1000","v":39.661176470588231},{"$f":"AD17*M17+($A$4-80)*AK17*$A$16/1000","v":39.117647058823529},{"$f":"AE17*O17+($A$4-80)*AL17*$A$16/1000","v":38.531764705882352}]
[null,65,50.352941176470594,45.317647058823539,49.058823529411761,44.643529411764696,47.764705882352942,43.9435294117647,46.470588235294116,42.985294117647051,45.17647058823529,42.014117647058818,43.882352941176471,41.139705882352942,42.588235294117645,40.24588235294118,null,1.0490196078431373,1.0220588235294117,0.99509803921568629,0.96813725490196079,0.94117647058823528,0.91421568627450978,0.88725490196078427,0.9,0.90999999999999992,0.91999999999999993,0.92499999999999993,0.92999999999999994,0.9375,0.94500000000000006,0.81145999999999985,0.77461400000000058,0.73776800000000042,0.71934500000000012,0.70092200000000027,0.67328750000000026,0.64565299999999981,45.317647058823539,{"$f":"Z18*E18+($A$4-80)*AG18*$A$16/1000","v":44.643529411764696},{"$f":"AA18*G18+($A$4-80)*AH18*$A$16/1000","v":43.9435294117647},42.985294117647051,42.014117647058818,41.139705882352942,40.24588235294118]
[null,63,48.941176470588232,48.451764705882347,47.764705882352942,47.525882352941174,46.588235294117645,46.588235294117645,45.411764705882348,45.411764705882348,44.235294117647058,44.235294117647058,43.058823529411768,43.058823529411768,41.882352941176471,41.882352941176471,null,1.0196078431372548,0.99509803921568629,0.97058823529411764,0.94607843137254899,0.92156862745098034,0.8970588235294118,0.87254901960784315,0.99,0.995,1,1,1,1,1,0.47984600000000022,0.46142299999999992,0.44300000000000006,0.44300000000000006,0.44300000000000006,0.44300000000000006,0.44300000000000006,48.451764705882347,{"$f":"Z19*E19+($A$4-80)*AG19*$A$16/1000","v":47.525882352941174},{"$f":"AA19*G19+($A$4-80)*AH19*$A$16/1000","v":46.588235294117645},45.411764705882348,44.235294117647058,43.058823529411768,41.882352941176471]

{"sheet":"XC14_60","index":35,"n_rows":19,"n_cols":45,"rows_kept":19,"cut":false,"hidden":true,"merged":[[2,0,2,1],[2,2,2,15],[3,2,3,3],[3,4,3,5],[3,6,3,7],[3,8,3,9],[3,10,3,11],[3,12,3,13],[3,14,3,15],[5,2,6,2],[5,3,6,3],[5,4,6,4],[5,5,6,5],[5,6,6,6],[5,7,6,7],[5,8,6,8],[4,0,6,0],[4,1,6,1],[4,2,4,3],[4,4,4,5],[4,6,4,7],[4,8,4,9],[5,9,6,9],[5,10,6,10],[5,11,6,11],[5,12,6,12],[5,13,6,13],[5,14,6,14],[5,15,6,15],[4,10,4,11],[4,12,4,13],[4,14,4,15],[7,0,10,0],[11,0,14,0],[15,0,18,0],[22,4,22,15],[23,4,23,5],[23,6,23,7],[23,8,23,9],[23,10,23,11],[23,12,23,13],[23,14,23,15],[25,12,26,12],[25,13,26,13],[25,14,26,14],[25,15,26,15],[27,0,30,0],[31,0,34,0],[24,12,24,13],[24,14,24,15],[25,4,26,4],[25,5,26,5],[25,6,26,6],[25,7,26,7],[25,8,26,8],[25,9,26,9],[25,10,26,10],[25,11,26,11],[24,0,26,0],[24,1,26,1],[24,4,24,5],[24,6,24,7],[24,8,24,9],[24,10,24,11],[35,0,38,0],[41,0,42,1],[41,4,41,15],[42,4,42,5],[42,6,42,7],[42,8,42,9],[42,10,42,11],[42,12,42,13],[42,14,42,15],[44,12,45,12],[44,13,45,13],[44,14,45,14],[44,15,45,15],[46,0,49,0],[50,0,53,0],[43,12,43,13],[43,14,43,15],[44,4,45,4],[44,5,45,5],[44,6,45,6],[44,7,45,7],[44,8,45,8],[44,9,45,9],[44,10,45,10],[44,11,45,11],[43,0,45,0],[43,1,45,1],[43,4,43,5],[43,6,43,7],[43,8,43,9],[43,10,43,11],[54,0,57,0],[60,0,61,1],[60,4,60,15],[61,4,61,5],[61,6,61,7],[61,8,61,9],[61,10,61,11],[61,12,61,13],[61,14,61,15],[63,12,64,12],[63,13,64,13],[63,14,64,14],[63,15,64,15],[65,0,68,0],[69,0,72,0],[62,12,62,13],[62,14,62,15],[63,4,64,4],[63,5,64,5],[63,6,64,6],[63,7,64,7],[63,8,64,8],[63,9,64,9],[63,10,64,10],[63,11,64,11],[62,0,64,0],[62,1,64,1],[62,4,62,5],[62,6,62,7],[62,8,62,9],[62,10,62,11],[73,0,76,0],[79,0,80,1],[79,4,79,15],[80,4,80,5],[80,6,80,7],[80,8,80,9],[80,10,80,11],[80,12,80,13],[80,14,80,15],[82,12,83,12],[82,13,83,13],[82,14,83,14],[82,15,83,15],[84,0,87,0],[88,0,91,0],[81,12,81,13],[81,14,81,15],[82,4,83,4],[82,5,83,5],[82,6,83,6],[82,7,83,7],[82,8,83,8],[82,9,83,9],[82,10,83,10],[82,11,83,11],[81,0,83,0],[81,1,83,1],[81,4,81,5],[81,6,81,7],[81,8,81,9],[81,10,81,11],[92,0,95,0],[98,0,99,1],[98,4,98,15],[99,4,99,5],[99,6,99,7],[99,8,99,9],[99,10,99,11],[99,12,99,13],[99,14,99,15],[101,12,102,12],[101,13,102,13],[101,14,102,14],[101,15,102,15],[103,0,106,0],[107,0,110,0],[100,12,100,13],[100,14,100,15],[101,4,102,4],[101,5,102,5],[101,6,102,6],[101,7,102,7],[101,8,102,8],[101,9,102,9],[101,10,102,10],[101,11,102,11],[100,0,102,0],[100,1,102,1],[100,4,100,5],[100,6,100,7],[100,8,100,9],[100,10,100,11],[111,0,114,0],[117,0,118,1],[117,4,117,15],[118,4,118,5],[118,6,118,7],[118,8,118,9],[118,10,118,11],[118,12,118,13],[118,14,118,15],[130,0,133,0],[120,12,121,12],[120,13,121,13],[120,14,121,14],[120,15,121,15],[122,0,125,0],[126,0,129,0],[119,12,119,13],[119,14,119,15],[120,4,121,4],[120,5,121,5],[120,6,121,6],[120,7,121,7],[120,8,121,8],[120,9,121,9],[120,10,121,10],[120,11,121,11],[119,0,121,0],[119,1,121,1],[119,4,119,5],[119,6,119,7],[119,8,119,9],[119,10,119,11]]}
[]
["XC14_60",60]
["Evaporator Air \n",null,"Condenser  Entering Air Temperature ˚F"]
[80,"°F DB",85,null,90,null,95,null,100,null,105,null,110,null,115]
["CFM","EWB†\n˚F","Capacity Mbtuh",null,"Capacity Mbtuh",null,"Capacity Mbtuh",null,"Capacity Mbtuh",null,"Capacity Mbtuh",null,"Capacity Mbtuh",null,"Capacity Mbtuh"]
[null,null,"Total","Sens.","Total","Sens.","Total","Sens.","Total","Sens.","Total","Sens.","Total","Sens.","Total","Sens."]
[null,null,null,null,null,null,null,null,null,null,null,null,null,null,null,null,null,"Total Factors",null,null,null,null,null,null,"Sens. %",null,null,null,null,null,null,"IDB Adj",null,null,null,null,null,null,"Sens Calc"]
[1600,71,{"$f":"R8*$B$2","v":65},{"$f":"IF(AM8>C8,C8,AM8)","v":38.35},{"$f":"S8*$B$2","v":63.5},{"$f":"IF(AN8>E8,E8,AN8)","v":37.782499999999999},{"$f":"T8*$B$2","v":62.000000000000007},{"$f":"IF(AO8>G8,G8,AO8)","v":37.200000000000003},{"$f":"U8*$B$2","v":60.25},{"$f":"IF(AP8>I8,I8,AP8)","v":36.451250000000002},{"$f":"V8*$B$2","v":58.5},{"$f":"IF(AQ8>K8,K8,AQ8)","v":35.685000000000002},{"$f":"W8*$B$2","v":56.75},{"$f":"IF(AR8>M8,M8,AR8)","v":35.185000000000002},{"$f":"X8*$B$2","v":55},{"$f":"IF(AS8>O8,O8,AS8)","v":34.65},null,1.0833333333333333,1.0583333333333333,1.0333333333333334,1.0041666666666667,0.97499999999999998,0.9458333333333333,0.91666666666666663,0.59,0.59499999999999997,0.6,0.60499999999999998,0.61,0.62,0.63,{"$f":"IF(Y8<0.9,0.9,Y8*-3.6846+4.1276)","v":0.9},{"$f":"IF(Z8<0.9,0.9,Z8*-3.6846+4.1276)","v":0.9},0.9,0.9,0.9,0.9,0.9,{"$f":"Y8*C8+($A$4-80)*AF8*$A$8/1000","v":38.35},{"$f":"Z8*E8+($A$4-80)*AG8*$A$8/1000","v":37.782499999999999},{"$f":"AA8*G8+($A$4-80)*AH8*$A$8/1000","v":37.200000000000003},{"$f":"AB8*I8+($A$4-80)*AI8*$A$8/1000","v":36.451250000000002},{"$f":"AC8*K8+($A$4-80)*AJ8*$A$8/1000","v":35.685000000000002},{"$f":"AD8*M8+($A$4-80)*AK8*$A$8/1000","v":35.185000000000002},{"$f":"AE8*O8+($A$4-80)*AL8*$A$8/1000","v":34.65}]
[null,67,61.499999999999993,45.509999999999991,60.25,{"$f":"IF(AN9>E9,E9,AN9)","v":44.886249999999997},59,{"$f":"IF(AO9>G9,G9,AO9)","v":44.25},57.25,{"$f":"IF(AP9>I9,I9,AP9)","v":43.51},55.5,{"$f":"IF(AQ9>K9,K9,AQ9)","v":42.734999999999999},54,{"$f":"IF(AR9>M9,M9,AR9)","v":42.120000000000005},52.5,{"$f":"IF(AS9>O9,O9,AS9)","v":41.475000000000001},null,1.0249999999999999,1.0041666666666667,0.98333333333333328,0.95416666666666672,0.92500000000000004,0.9,0.875,0.74,0.745,0.75,0.76,0.77,0.78,0.79,{"$f":"IF(Y9<0.9,0.9,Y9*-3.6846+4.1276)","v":0.9},0.9,0.9,0.9,0.9,0.9,0.9,{"$f":"Y9*C9+($A$4-80)*AF9*$A$8/1000","v":45.509999999999991},{"$f":"Z9*E9+($A$4-80)*AG9*$A$8/1000","v":44.886249999999997},{"$f":"AA9*G9+($A$4-80)*AH9*$A$8/1000","v":44.25},{"$f":"AB9*I9+($A$4-80)*AI9*$A$8/1000","v":43.51},{"$f":"AC9*K9+($A$4-80)*AJ9*$A$8/1000","v":42.734999999999999},{"$f":"AD9*M9+($A$4-80)*AK9*$A$8/1000","v":42.120000000000005},{"$f":"AE9*O9+($A$4-80)*AL9*$A$8/1000","v":41.475000000000001}]
[null,65,60,49.2,58.625,48.512187500000003,57.25,47.803750000000001,55.625,47.003124999999997,54,46.17,52.5,45.543749999999996,51,44.88,null,1,0.9770833333333333,0.95416666666666672,0.92708333333333337,0.9,0.875,0.85,0.82000000000000006,0.82750000000000001,0.83499999999999996,0.84499999999999997,0.85499999999999998,0.86749999999999994,0.88,0.9,0.9,0.9,0.9,0.9,0.9,0.9,49.2,{"$f":"Z10*E10+($A$4-80)*AG10*$A$8/1000","v":48.512187500000003},{"$f":"AA10*G10+($A$4-80)*AH10*$A$8/1000","v":47.803750000000001},47.003124999999997,46.17,45.543749999999996,44.88]
[null,63,58.5,52.65,57,51.870000000000005,55.5,51.06,54,50.22,52.5,49.349999999999994,51,48.704999999999998,49.5,48.015000000000001,null,0.97499999999999998,0.95,0.92500000000000004,0.9,0.875,0.85,0.82499999999999996,0.9,0.91,0.92,0.92999999999999994,0.94,0.95499999999999996,0.97,0.81145999999999985,0.77461400000000014,0.73776799999999998,0.70092200000000027,0.66407600000000011,0.6088070000000001,0.55353800000000009,52.65,{"$f":"Z11*E11+($A$4-80)*AG11*$A$8/1000","v":51.870000000000005},{"$f":"AA11*G11+($A$4-80)*AH11*$A$8/1000","v":51.06},{"$f":"AB11*I11+($A$4-80)*AI11*$A$8/1000","v":50.22},49.349999999999994,48.704999999999998,48.015000000000001]
[1800,71,66,40.26,64.75,39.821249999999999,63.5,39.369999999999997,61.499999999999993,38.744999999999997,59.5,38.08,57.75,37.248750000000001,56,36.4,null,1.1000000000000001,1.0791666666666666,1.0583333333333333,1.0249999999999999,0.9916666666666667,0.96250000000000002,0.93333333333333335,0.61,0.61499999999999999,0.62,0.63,0.64,0.64500000000000002,0.65,0.9,0.9,0.9,0.9,0.9,0.9,0.9,{"$f":"Y12*C12+($A$4-80)*AF12*$A$12/1000","v":40.26},{"$f":"Z12*E12+($A$4-80)*AG12*$A$12/1000","v":39.821249999999999},{"$f":"AA12*G12+($A$4-80)*AH12*$A$12/1000","v":39.369999999999997},{"$f":"AB12*I12+($A$4-80)*AI12*$A$12/1000","v":38.744999999999997},{"$f":"AC12*K12+($A$4-80)*AJ12*$A$12/1000","v":38.08},{"$f":"AD12*M12+($A$4-80)*AK12*$A$12/1000","v":37.248750000000001},{"$f":"AE12*O12+($A$4-80)*AL12*$A$12/1000","v":36.4}]
[null,67,63,47.88,61.499999999999993,47.354999999999997,60,46.800000000000004,58.5,46.215000000000003,57,45.6,55.25,45.028749999999995,53.5,44.405000000000001,null,1.05,1.0249999999999999,1,0.97499999999999998,0.95,0.92083333333333328,0.89166666666666672,0.76,0.77,0.78,0.79,0.8,0.81499999999999995,0.83,0.9,0.9,0.9,0.9,0.9,0.9,0.9,{"$f":"Y13*C13+($A$4-80)*AF13*$A$12/1000","v":47.88},{"$f":"Z13*E13+($A$4-80)*AG13*$A$12/1000","v":47.354999999999997},{"$f":"AA13*G13+($A$4-80)*AH13*$A$12/1000","v":46.800000000000004},{"$f":"AB13*I13+($A$4-80)*AI13*$A$12/1000","v":46.215000000000003},{"$f":"AC13*K13+($A$4-80)*AJ13*$A$12/1000","v":45.6},{"$f":"AD13*M13+($A$4-80)*AK13*$A$12/1000","v":45.028749999999995},{"$f":"AE13*O13+($A$4-80)*AL13*$A$12/1000","v":44.405000000000001}]
[null,65,61.499999999999993,51.967499999999994,60,51.449999999999996,58.5,50.895000000000003,57,50.160000000000004,55.5,49.395000000000003,53.75,48.509375000000006,52,47.58,null,1.0249999999999999,1,0.97499999999999998,0.95,0.92500000000000004,0.89583333333333337,0.8666666666666667,0.84499999999999997,0.85749999999999993,0.87,0.88,0.89,0.90250000000000008,0.91500000000000004,0.9,0.9,0.9,0.9,0.9,0.8022484999999997,0.75619099999999984,51.967499999999994,{"$f":"Z14*E14+($A$4-80)*AG14*$A$12/1000","v":51.449999999999996},{"$f":"AA14*G14+($A$4-80)*AH14*$A$12/1000","v":50.895000000000003},50.160000000000004,49.395000000000003,48.509375000000006,47.58]
[null,63,60,55.800000000000004,58.5,55.282500000000006,57,54.72,55.5,53.835000000000001,54,52.92,52.25,51.727499999999999,50.5,50.5,null,1,0.97499999999999998,0.95,0.92500000000000004,0.9,0.87083333333333335,0.84166666666666667,0.93,0.94500000000000006,0.96,0.97,0.98,0.99,1,0.70092199999999982,0.64565299999999981,0.59038400000000024,0.55353800000000009,0.51669199999999993,0.47984600000000022,0.44300000000000006,55.800000000000004,{"$f":"Z15*E15+($A$4-80)*AG15*$A$12/1000","v":55.282500000000006},{"$f":"AA15*G15+($A$4-80)*AH15*$A$12/1000","v":54.72},53.835000000000001,52.92,51.727499999999999,50.5]
[2000,71,68,42.84,66.25,42.068750000000001,64.5,41.28,62.75,40.787500000000001,61,40.260000000000005,59,39.53,57,38.760000000000005,null,1.1333333333333333,1.1041666666666667,1.075,1.0458333333333334,1.0166666666666666,0.98333333333333328,0.95,0.63,0.63500000000000001,0.64,0.65,0.66,0.67,0.68,0.9,0.9,0.9,0.9,0.9,0.9,0.9,{"$f":"Y16*C16+($A$4-80)*AF16*$A$16/1000","v":42.84},{"$f":"Z16*E16+($A$4-80)*AG16*$A$16/1000","v":42.068750000000001},{"$f":"AA16*G16+($A$4-80)*AH16*$A$16/1000","v":41.28},{"$f":"AB16*I16+($A$4-80)*AI16*$A$16/1000","v":40.787500000000001},{"$f":"AC16*K16+($A$4-80)*AJ16*$A$16/1000","v":40.260000000000005},{"$f":"AD16*M16+($A$4-80)*AK16*$A$16/1000","v":39.53},{"$f":"AE16*O16+($A$4-80)*AL16*$A$16/1000","v":38.760000000000005}]
[null,67,64.5,50.955000000000005,62.75,50.2,61,49.410000000000004,59.5,49.087499999999999,58,48.72,56,47.6,54,46.44,null,1.075,1.0458333333333334,1.0166666666666666,0.9916666666666667,0.96666666666666667,0.93333333333333335,0.9,0.79,0.8,0.81,0.82499999999999996,0.84,0.85,0.86,0.9,0.9,0.9,0.9,0.9,0.9,0.9,{"$f":"Y17*C17+($A$4-80)*AF17*$A$16/1000","v":50.955000000000005},{"$f":"Z17*E17+($A$4-80)*AG17*$A$16/1000","v":50.2},{"$f":"AA17*G17+($A$4-80)*AH17*$A$16/1000","v":49.410000000000004},{"$f":"AB17*I17+($A$4-80)*AI17*$A$16/1000","v":49.087499999999999},{"$f":"AC17*K17+($A$4-80)*AJ17*$A$16/1000","v":48.72},{"$f":"AD17*M17+($A$4-80)*AK17*$A$16/1000","v":47.6},{"$f":"AE17*O17+($A$4-80)*AL17*$A$16/1000","v":46.44}]
[null,65,62.75,55.22,61.125,54.401249999999997,59.5,53.550000000000004,58,52.779999999999994,56.5,51.98,54.75,50.643749999999997,53,49.29,null,1.0458333333333334,1.01875,0.9916666666666667,0.96666666666666667,0.94166666666666665,0.91249999999999998,0.8833333333333333,0.88,0.89,0.9,0.90999999999999992,0.91999999999999993,0.92499999999999993,0.92999999999999994,0.9,0.9,0.81145999999999985,0.77461400000000058,0.73776800000000042,0.71934500000000012,0.70092200000000027,55.22,{"$f":"Z18*E18+($A$4-80)*AG18*$A$16/1000","v":54.401249999999997},{"$f":"AA18*G18+($A$4-80)*AH18*$A$16/1000","v":53.550000000000004},52.779999999999994,51.98,50.643749999999997,49.29]
[null,63,61,59.17,59.5,58.31,58,57.42,56.5,56.217500000000001,55,55,53.5,53.5,52,52,null,1.0166666666666666,0.9916666666666667,0.96666666666666667,0.94166666666666665,0.91666666666666663,0.89166666666666672,0.8666666666666667,0.97,0.98,0.99,0.995,1,1,1,0.55353800000000009,0.51669199999999993,0.47984600000000022,0.46142299999999992,0.44300000000000006,0.44300000000000006,0.44300000000000006,59.17,{"$f":"Z19*E19+($A$4-80)*AG19*$A$16/1000","v":58.31},{"$f":"AA19*G19+($A$4-80)*AH19*$A$16/1000","v":57.42},56.217500000000001,55,53.5,52]

{"sheet":"XC16_24","index":36,"n_rows":19,"n_cols":45,"rows_kept":19,"cut":false,"hidden":true,"merged":[[130,0,133,0],[120,12,121,12],[120,13,121,13],[120,14,121,14],[120,15,121,15],[122,0,125,0],[126,0,129,0],[119,12,119,13],[119,14,119,15],[120,4,121,4],[120,5,121,5],[120,6,121,6],[120,7,121,7],[120,8,121,8],[120,9,121,9],[120,10,121,10],[120,11,121,11],[119,0,121,0],[119,1,121,1],[119,4,119,5],[119,6,119,7],[119,8,119,9],[119,10,119,11],[111,0,114,0],[117,0,118,1],[117,4,117,15],[118,4,118,5],[118,6,118,7],[118,8,118,9],[118,10,118,11],[118,12,118,13],[118,14,118,15],[101,12,102,12],[101,13,102,13],[101,14,102,14],[101,15,102,15],[103,0,106,0],[107,0,110,0],[100,12,100,13],[100,14,100,15],[101,4,102,4],[101,5,102,5],[101,6,102,6],[101,7,102,7],[101,8,102,8],[101,9,102,9],[101,10,102,10],[101,11,102,11],[100,0,102,0],[100,1,102,1],[100,4,100,5],[100,6,100,7],[100,8,100,9],[100,10,100,11],[92,0,95,0],[98,0,99,1],[98,4,98,15],[99,4,99,5],[99,6,99,7],[99,8,99,9],[99,10,99,11],[99,12,99,13],[99,14,99,15],[82,12,83,12],[82,13,83,13],[82,14,83,14],[82,15,83,15],[84,0,87,0],[88,0,91,0],[81,12,81,13],[81,14,81,15],[82,4,83,4],[82,5,83,5],[82,6,83,6],[82,7,83,7],[82,8,83,8],[82,9,83,9],[82,10,83,10],[82,11,83,11],[81,0,83,0],[81,1,83,1],[81,4,81,5],[81,6,81,7],[81,8,81,9],[81,10,81,11],[73,0,76,0],[79,0,80,1],[79,4,79,15],[80,4,80,5],[80,6,80,7],[80,8,80,9],[80,10,80,11],[80,12,80,13],[80,14,80,15],[63,12,64,12],[63,13,64,13],[63,14,64,14],[63,15,64,15],[65,0,68,0],[69,0,72,0],[62,12,62,13],[62,14,62,15],[63,4,64,4],[63,5,64,5],[63,6,64,6],[63,7,64,7],[63,8,64,8],[63,9,64,9],[63,10,64,10],[63,11,64,11],[62,0,64,0],[62,1,64,1],[62,4,62,5],[62,6,62,7],[62,8,62,9],[62,10,62,11],[54,0,57,0],[60,0,61,1],[60,4,60,15],[61,4,61,5],[61,6,61,7],[61,8,61,9],[61,10,61,11],[61,12,61,13],[61,14,61,15],[44,12,45,12],[44,13,45,13],[44,14,45,14],[44,15,45,15],[46,0,49,0],[50,0,53,0],[43,12,43,13],[43,14,43,15],[44,4,45,4],[44,5,45,5],[44,6,45,6],[44,7,45,7],[44,8,45,8],[44,9,45,9],[44,10,45,10],[44,11,45,11],[43,0,45,0],[43,1,45,1],[43,4,43,5],[43,6,43,7],[43,8,43,9],[43,10,43,11],[35,0,38,0],[41,0,42,1],[41,4,41,15],[42,4,42,5],[42,6,42,7],[42,8,42,9],[42,10,42,11],[42,12,42,13],[42,14,42,15],[25,12,26,12],[25,13,26,13],[25,14,26,14],[25,15,26,15],[27,0,30,0],[31,0,34,0],[24,12,24,13],[24,14,24,15],[25,4,26,4],[25,5,26,5],[25,6,26,6],[25,7,26,7],[25,8,26,8],[25,9,26,9],[25,10,26,10],[25,11,26,11],[24,0,26,0],[24,1,26,1],[24,4,24,5],[24,6,24,7],[24,8,24,9],[24,10,24,11],[7,0,10,0],[11,0,14,0],[15,0,18,0],[22,4,22,15],[23,4,23,5],[23,6,23,7],[23,8,23,9],[23,10,23,11],[23,12,23,13],[23,14,23,15],[5,10,6,10],[5,11,6,11],[5,12,6,12],[5,13,6,13],[5,14,6,14],[5,15,6,15],[4,10,4,11],[4,12,4,13],[4,14,4,15],[5,2,6,2],[5,3,6,3],[5,4,6,4],[5,5,6,5],[5,6,6,6],[5,7,6,7],[5,8,6,8],[4,0,6,0],[4,1,6,1],[4,2,4,3],[4,4,4,5],[4,6,4,7],[4,8,4,9],[5,9,6,9],[2,0,2,1],[2,2,2,15],[3,2,3,3],[3,4,3,5],[3,6,3,7],[3,8,3,9],[3,10,3,11],[3,12,3,13],[3,14,3,15]]}
[]
["XC16_24",24]
["Evaporator Air \n",null,"Condenser  Entering Air Temperature ˚F"]
[80,"°F DB",85,null,90,null,95,null,100,null,105,null,110,null,115]
["CFM","EWB†\n˚F","Capacity Mbtuh",null,"Capacity Mbtuh",null,"Capacity Mbtuh",null,"Capacity Mbtuh",null,"Capacity Mbtuh",null,"Capacity Mbtuh",null,"Capacity Mbtuh"]
[null,null,"Total","Sens.","Total","Sens.","Total","Sens.","Total","Sens.","Total","Sens.","Total","Sens.","Total","Sens."]
[null,null,null,null,null,null,null,null,null,null,null,null,null,null,null,null,null,"Total Factors",null,null,null,null,null,null,"Sens. %",null,null,null,null,null,null,"IDB Adj",null,null,null,null,null,null,"Sens Calc"]
[600,71,{"$f":"R8*$B$2","v":25.099236641221374},{"$f":"IF(AM8>C8,C8,AM8)","v":14.557557251908396},{"$f":"S8*$B$2","v":24.549618320610683},{"$f":"IF(AN8>E8,E8,AN8)","v":14.238778625954195},{"$f":"T8*$B$2","v":24},{"$f":"IF(AO8>G8,G8,AO8)","v":13.919999999999998},{"$f":"U8*$B$2","v":23.358778625954198},{"$f":"IF(AP8>I8,I8,AP8)","v":13.664885496183205},{"$f":"V8*$B$2","v":22.717557251908396},{"$f":"IF(AQ8>K8,K8,AQ8)","v":13.403358778625952},{"$f":"W8*$B$2","v":21.984732824427482},{"$f":"IF(AR8>M8,M8,AR8)","v":13.190839694656489},{"$f":"X8*$B$2","v":21.251908396946565},{"$f":"IF(AS8>O8,O8,AS8)","v":12.963664122137404},null,1.0458015267175573,1.0229007633587786,1,0.97328244274809161,0.94656488549618323,0.91603053435114501,0.8854961832061069,0.57999999999999996,0.57999999999999996,0.57999999999999996,0.58499999999999996,0.59,0.6,0.61,{"$f":"IF(Y8<0.9,0.9,Y8*-3.6846+4.1276)","v":0.9},{"$f":"IF(Z8<0.9,0.9,Z8*-3.6846+4.1276)","v":0.9},0.9,0.9,0.9,0.9,0.9,{"$f":"Y8*C8+($A$4-80)*AF8*$A$8/1000","v":14.557557251908396},{"$f":"Z8*E8+($A$4-80)*AG8*$A$8/1000","v":14.238778625954195},{"$f":"AA8*G8+($A$4-80)*AH8*$A$8/1000","v":13.919999999999998},{"$f":"AB8*I8+($A$4-80)*AI8*$A$8/1000","v":13.664885496183205},{"$f":"AC8*K8+($A$4-80)*AJ8*$A$8/1000","v":13.403358778625952},{"$f":"AD8*M8+($A$4-80)*AK8*$A$8/1000","v":13.190839694656489},{"$f":"AE8*O8+($A$4-80)*AL8*$A$8/1000","v":12.963664122137404}]
[null,67,23.81679389312977,16.909923664122136,23.267175572519083,{"$f":"IF(AN9>E9,E9,AN9)","v":16.636030534351143},22.717557251908396,{"$f":"IF(AO9>G9,G9,AO9)","v":16.356641221374044},22.076335877862597,{"$f":"IF(AP9>I9,I9,AP9)","v":16.115725190839697},21.435114503816791,{"$f":"IF(AQ9>K9,K9,AQ9)","v":15.861984732824425},20.793893129770993,{"$f":"IF(AR9>M9,M9,AR9)","v":15.595419847328245},20.152671755725194,{"$f":"IF(AS9>O9,O9,AS9)","v":15.316030534351148},null,0.99236641221374045,0.96946564885496178,0.94656488549618323,0.91984732824427484,0.89312977099236635,0.86641221374045796,0.83969465648854968,0.71,0.71499999999999997,0.72,0.73,0.74,0.75,0.76,{"$f":"IF(Y9<0.9,0.9,Y9*-3.6846+4.1276)","v":0.9},0.9,0.9,0.9,0.9,0.9,0.9,{"$f":"Y9*C9+($A$4-80)*AF9*$A$8/1000","v":16.909923664122136},{"$f":"Z9*E9+($A$4-80)*AG9*$A$8/1000","v":16.636030534351143},{"$f":"AA9*G9+($A$4-80)*AH9*$A$8/1000","v":16.356641221374044},{"$f":"AB9*I9+($A$4-80)*AI9*$A$8/1000","v":16.115725190839697},{"$f":"AC9*K9+($A$4-80)*AJ9*$A$8/1000","v":15.861984732824425},{"$f":"AD9*M9+($A$4-80)*AK9*$A$8/1000","v":15.595419847328245},{"$f":"AE9*O9+($A$4-80)*AL9*$A$8/1000","v":15.316030534351148}]
[null,65,23.175572519083971,18.192824427480915,22.625954198473281,17.931068702290073,22.076335877862597,17.661068702290077,21.435114503816791,17.362442748091603,20.793893129770993,17.050992366412217,20.152671755725194,16.777099236641224,19.511450381679392,16.487175572519085,null,0.96564885496183206,0.9427480916030534,0.91984732824427484,0.89312977099236635,0.86641221374045796,0.83969465648854968,0.8129770992366413,0.78499999999999992,0.79249999999999998,0.8,0.81,0.82000000000000006,0.83250000000000002,0.84499999999999997,0.9,0.9,0.9,0.9,0.9,0.9,0.9,18.192824427480915,{"$f":"Z10*E10+($A$4-80)*AG10*$A$8/1000","v":17.931068702290073},{"$f":"AA10*G10+($A$4-80)*AH10*$A$8/1000","v":17.661068702290077},17.362442748091603,17.050992366412217,16.777099236641224,16.487175572519085]
[null,63,22.534351145038173,19.379541984732828,21.984732824427482,19.126717557251908,21.435114503816791,18.862900763358777,20.793893129770993,18.506564885496182,20.152671755725194,18.137404580152676,19.511450381679392,17.852977099236643,18.87022900763359,17.549312977099241,null,0.93893129770992378,0.91603053435114501,0.89312977099236635,0.86641221374045796,0.83969465648854968,0.8129770992366413,0.78625954198473291,0.86,0.87,0.88,0.89,0.9,0.91500000000000004,0.93,0.9,0.9,0.9,0.9,0.81145999999999985,0.75619099999999984,0.70092199999999982,19.379541984732828,{"$f":"Z11*E11+($A$4-80)*AG11*$A$8/1000","v":19.126717557251908},{"$f":"AA11*G11+($A$4-80)*AH11*$A$8/1000","v":18.862900763358777},{"$f":"AB11*I11+($A$4-80)*AI11*$A$8/1000","v":18.506564885496182},18.137404580152676,17.852977099236643,17.549312977099241]
[800,71,26.748091603053439,16.583816793893131,26.106870229007633,16.31679389312977,25.465648854961835,16.043358778625954,24.732824427480917,15.705343511450383,24,15.36,23.267175572519083,15.123664122137404,22.534351145038173,14.872671755725195,null,1.1145038167938932,1.0877862595419847,1.0610687022900764,1.0305343511450382,1,0.96946564885496178,0.93893129770992378,0.62,0.625,0.63,0.63500000000000001,0.64,0.65,0.66,0.9,0.9,0.9,0.9,0.9,0.9,0.9,{"$f":"Y12*C12+($A$4-80)*AF12*$A$12/1000","v":16.583816793893131},{"$f":"Z12*E12+($A$4-80)*AG12*$A$12/1000","v":16.31679389312977},{"$f":"AA12*G12+($A$4-80)*AH12*$A$12/1000","v":16.043358778625954},{"$f":"AB12*I12+($A$4-80)*AI12*$A$12/1000","v":15.705343511450383},{"$f":"AC12*K12+($A$4-80)*AJ12*$A$12/1000","v":15.36},{"$f":"AD12*M12+($A$4-80)*AK12*$A$12/1000","v":15.123664122137404},{"$f":"AE12*O12+($A$4-80)*AL12*$A$12/1000","v":14.872671755725195}]
[null,67,25.282442748091604,19.467480916030535,24.641221374045799,19.220152671755724,24,18.96,23.358778625954198,18.68702290076336,22.717557251908396,18.4012213740458,21.984732824427482,18.137404580152673,21.251908396946565,17.851603053435113,null,1.0534351145038168,1.0267175572519083,1,0.97328244274809161,0.94656488549618323,0.91603053435114501,0.8854961832061069,0.77,0.78,0.79,0.8,0.81,0.82499999999999996,0.84,0.9,0.9,0.9,0.9,0.9,0.9,0.9,{"$f":"Y13*C13+($A$4-80)*AF13*$A$12/1000","v":19.467480916030535},{"$f":"Z13*E13+($A$4-80)*AG13*$A$12/1000","v":19.220152671755724},{"$f":"AA13*G13+($A$4-80)*AH13*$A$12/1000","v":18.96},{"$f":"AB13*I13+($A$4-80)*AI13*$A$12/1000","v":18.68702290076336},{"$f":"AC13*K13+($A$4-80)*AJ13*$A$12/1000","v":18.4012213740458},{"$f":"AD13*M13+($A$4-80)*AK13*$A$12/1000","v":18.137404580152673},{"$f":"AE13*O13+($A$4-80)*AL13*$A$12/1000","v":17.851603053435113}]
[null,65,24.641221374045799,21.068244274809157,24,20.82,23.358778625954198,20.555725190839695,22.717557251908396,20.218625954198473,22.076335877862597,19.868702290076339,21.389312977099237,19.464274809160305,20.702290076335881,19.046106870229011,null,1.0267175572519083,1,0.97328244274809161,0.94656488549618323,0.91984732824427484,0.8912213740458016,0.86259541984732835,0.85499999999999998,0.86749999999999994,0.88,0.89,0.9,0.90999999999999992,0.91999999999999993,0.9,0.9,0.9,0.9,0.81145999999999985,0.77461400000000058,0.73776800000000042,21.068244274809157,{"$f":"Z14*E14+($A$4-80)*AG14*$A$12/1000","v":20.82},{"$f":"AA14*G14+($A$4-80)*AH14*$A$12/1000","v":20.555725190839695},20.218625954198473,19.868702290076339,19.464274809160305,19.046106870229011]
[null,63,24,22.56,23.358778625954198,22.30763358778626,22.717557251908396,22.036030534351145,22.076335877862597,21.634809160305345,21.435114503816791,21.220763358778623,20.793893129770993,20.689923664122137,20.152671755725194,20.152671755725194,null,1,0.97328244274809161,0.94656488549618323,0.91984732824427484,0.89312977099236635,0.86641221374045796,0.83969465648854968,0.94,0.95499999999999996,0.97,0.98,0.99,0.995,1,0.66407600000000011,0.6088070000000001,0.55353800000000009,0.51669199999999993,0.47984600000000022,0.46142299999999992,0.44300000000000006,22.56,{"$f":"Z15*E15+($A$4-80)*AG15*$A$12/1000","v":22.30763358778626},{"$f":"AA15*G15+($A$4-80)*AH15*$A$12/1000","v":22.036030534351145},21.634809160305345,21.220763358778623,20.689923664122137,20.152671755725194]
[1000,71,27.847328244274806,18.379236641221372,27.114503816793896,18.031145038167942,26.381679389312978,17.675725190839696,25.648854961832061,17.312977099236644,24.916030534351144,16.942900763358779,24.091603053435115,16.743664122137407,23.267175572519083,16.519694656488547,null,1.1603053435114503,1.1297709923664123,1.0992366412213741,1.0687022900763359,1.0381679389312977,1.0038167938931297,0.96946564885496178,0.66,0.66500000000000004,0.67,0.67500000000000004,0.68,0.69500000000000006,0.71,0.9,0.9,0.9,0.9,0.9,0.9,0.9,{"$f":"Y16*C16+($A$4-80)*AF16*$A$16/1000","v":18.379236641221372},{"$f":"Z16*E16+($A$4-80)*AG16*$A$16/1000","v":18.031145038167942},{"$f":"AA16*G16+($A$4-80)*AH16*$A$16/1000","v":17.675725190839696},{"$f":"AB16*I16+($A$4-80)*AI16*$A$16/1000","v":17.312977099236644},{"$f":"AC16*K16+($A$4-80)*AJ16*$A$16/1000","v":16.942900763358779},{"$f":"AD16*M16+($A$4-80)*AK16*$A$16/1000","v":16.743664122137407},{"$f":"AE16*O16+($A$4-80)*AL16*$A$16/1000","v":16.519694656488547}]
[null,67,26.381679389312978,21.896793893129772,25.648854961832061,21.54503816793893,24.916030534351144,21.178625954198473,24.183206106870227,20.918473282442747,23.450381679389317,20.636335877862599,22.717557251908396,20.445801526717556,21.984732824427482,20.225954198473286,null,1.0992366412213741,1.0687022900763359,1.0381679389312977,1.0076335877862594,0.97709923664122145,0.94656488549618323,0.91603053435114501,0.83,0.84,0.85,0.86499999999999999,0.88,0.9,0.92,0.9,0.9,0.9,0.9,0.9,0.81145999999999985,0.73776799999999998,{"$f":"Y17*C17+($A$4-80)*AF17*$A$16/1000","v":21.896793893129772},{"$f":"Z17*E17+($A$4-80)*AG17*$A$16/1000","v":21.54503816793893},{"$f":"AA17*G17+($A$4-80)*AH17*$A$16/1000","v":21.178625954198473},{"$f":"AB17*I17+($A$4-80)*AI17*$A$16/1000","v":20.918473282442747},{"$f":"AC17*K17+($A$4-80)*AJ17*$A$16/1000","v":20.636335877862599},{"$f":"AD17*M17+($A$4-80)*AK17*$A$16/1000","v":20.445801526717556},{"$f":"AE17*O17+($A$4-80)*AL17*$A$16/1000","v":20.225954198473286}]
[null,65,25.74045801526718,23.552519083969472,25.053435114503817,23.049160305343509,24.36641221374046,22.538931297709926,23.725190839694655,22.123740458015266,23.08396946564886,21.698931297709926,22.396946564885496,21.27709923664122,21.709923664122137,20.841526717557251,null,1.0725190839694658,1.0438931297709924,1.0152671755725191,0.98854961832061061,0.96183206106870245,0.93320610687022909,0.90458015267175573,0.91500000000000004,0.91999999999999993,0.92500000000000004,0.9325,0.94,0.95,0.96,0.75619099999999984,0.73776800000000042,0.71934500000000012,0.69171050000000012,0.66407600000000011,0.6272300000000004,0.59038400000000024,23.552519083969472,{"$f":"Z18*E18+($A$4-80)*AG18*$A$16/1000","v":23.049160305343509},{"$f":"AA18*G18+($A$4-80)*AH18*$A$16/1000","v":22.538931297709926},22.123740458015266,21.698931297709926,21.27709923664122,20.841526717557251]
[null,63,25.099236641221374,25.099236641221374,24.458015267175572,24.458015267175572,23.81679389312977,23.81679389312977,23.267175572519083,23.267175572519083,22.717557251908396,22.717557251908396,22.076335877862597,22.076335877862597,21.435114503816791,21.435114503816791,null,1.0458015267175573,1.0190839694656488,0.99236641221374045,0.96946564885496178,0.94656488549618323,0.91984732824427484,0.89312977099236635,1,1,1,1,1,1,1,0.44300000000000006,0.44300000000000006,0.44300000000000006,0.44300000000000006,0.44300000000000006,0.44300000000000006,0.44300000000000006,25.099236641221374,{"$f":"Z19*E19+($A$4-80)*AG19*$A$16/1000","v":24.458015267175572},{"$f":"AA19*G19+($A$4-80)*AH19*$A$16/1000","v":23.81679389312977},23.267175572519083,22.717557251908396,22.076335877862597,21.435114503816791]

{"sheet":"XC16_36","index":37,"n_rows":19,"n_cols":45,"rows_kept":19,"cut":false,"hidden":true,"merged":[[130,0,133,0],[120,12,121,12],[120,13,121,13],[120,14,121,14],[120,15,121,15],[122,0,125,0],[126,0,129,0],[119,12,119,13],[119,14,119,15],[120,4,121,4],[120,5,121,5],[120,6,121,6],[120,7,121,7],[120,8,121,8],[120,9,121,9],[120,10,121,10],[120,11,121,11],[119,0,121,0],[119,1,121,1],[119,4,119,5],[119,6,119,7],[119,8,119,9],[119,10,119,11],[111,0,114,0],[117,0,118,1],[117,4,117,15],[118,4,118,5],[118,6,118,7],[118,8,118,9],[118,10,118,11],[118,12,118,13],[118,14,118,15],[101,12,102,12],[101,13,102,13],[101,14,102,14],[101,15,102,15],[103,0,106,0],[107,0,110,0],[100,12,100,13],[100,14,100,15],[101,4,102,4],[101,5,102,5],[101,6,102,6],[101,7,102,7],[101,8,102,8],[101,9,102,9],[101,10,102,10],[101,11,102,11],[100,0,102,0],[100,1,102,1],[100,4,100,5],[100,6,100,7],[100,8,100,9],[100,10,100,11],[92,0,95,0],[98,0,99,1],[98,4,98,15],[99,4,99,5],[99,6,99,7],[99,8,99,9],[99,10,99,11],[99,12,99,13],[99,14,99,15],[82,12,83,12],[82,13,83,13],[82,14,83,14],[82,15,83,15],[84,0,87,0],[88,0,91,0],[81,12,81,13],[81,14,81,15],[82,4,83,4],[82,5,83,5],[82,6,83,6],[82,7,83,7],[82,8,83,8],[82,9,83,9],[82,10,83,10],[82,11,83,11],[81,0,83,0],[81,1,83,1],[81,4,81,5],[81,6,81,7],[81,8,81,9],[81,10,81,11],[73,0,76,0],[79,0,80,1],[79,4,79,15],[80,4,80,5],[80,6,80,7],[80,8,80,9],[80,10,80,11],[80,12,80,13],[80,14,80,15],[63,12,64,12],[63,13,64,13],[63,14,64,14],[63,15,64,15],[65,0,68,0],[69,0,72,0],[62,12,62,13],[62,14,62,15],[63,4,64,4],[63,5,64,5],[63,6,64,6],[63,7,64,7],[63,8,64,8],[63,9,64,9],[63,10,64,10],[63,11,64,11],[62,0,64,0],[62,1,64,1],[62,4,62,5],[62,6,62,7],[62,8,62,9],[62,10,62,11],[54,0,57,0],[60,0,61,1],[60,4,60,15],[61,4,61,5],[61,6,61,7],[61,8,61,9],[61,10,61,11],[61,12,61,13],[61,14,61,15],[44,12,45,12],[44,13,45,13],[44,14,45,14],[44,15,45,15],[46,0,49,0],[50,0,53,0],[43,12,43,13],[43,14,43,15],[44,4,45,4],[44,5,45,5],[44,6,45,6],[44,7,45,7],[44,8,45,8],[44,9,45,9],[44,10,45,10],[44,11,45,11],[43,0,45,0],[43,1,45,1],[43,4,43,5],[43,6,43,7],[43,8,43,9],[43,10,43,11],[35,0,38,0],[41,0,42,1],[41,4,41,15],[42,4,42,5],[42,6,42,7],[42,8,42,9],[42,10,42,11],[42,12,42,13],[42,14,42,15],[25,12,26,12],[25,13,26,13],[25,14,26,14],[25,15,26,15],[27,0,30,0],[31,0,34,0],[24,12,24,13],[24,14,24,15],[25,4,26,4],[25,5,26,5],[25,6,26,6],[25,7,26,7],[25,8,26,8],[25,9,26,9],[25,10,26,10],[25,11,26,11],[24,0,26,0],[24,1,26,1],[24,4,24,5],[24,6,24,7],[24,8,24,9],[24,10,24,11],[7,0,10,0],[11,0,14,0],[15,0,18,0],[22,4,22,15],[23,4,23,5],[23,6,23,7],[23,8,23,9],[23,10,23,11],[23,12,23,13],[23,14,23,15],[5,10,6,10],[5,11,6,11],[5,12,6,12],[5,13,6,13],[5,14,6,14],[5,15,6,15],[4,10,4,11],[4,12,4,13],[4,14,4,15],[5,2,6,2],[5,3,6,3],[5,4,6,4],[5,5,6,5],[5,6,6,6],[5,7,6,7],[5,8,6,8],[4,0,6,0],[4,1,6,1],[4,2,4,3],[4,4,4,5],[4,6,4,7],[4,8,4,9],[5,9,6,9],[2,0,2,1],[2,2,2,15],[3,2,3,3],[3,4,3,5],[3,6,3,7],[3,8,3,9],[3,10,3,11],[3,12,3,13],[3,14,3,15]]}
[]
["XC17_36",36]
["Evaporator Air \n",null,"Condenser  Entering Air Temperature ˚F"]
[80,"°F DB",85,null,90,null,95,null,100,null,105,null,110,null,115]
["CFM","EWB†\n˚F","Capacity Mbtuh",null,"Capacity Mbtuh",null,"Capacity Mbtuh",null,"Capacity Mbtuh",null,"Capacity Mbtuh",null,"Capacity Mbtuh",null,"Capacity Mbtuh"]
[null,null,"Total","Sens.","Total","Sens.","Total","Sens.","Total","Sens.","Total","Sens.","Total","Sens.","Total","Sens."]
[null,null,null,null,null,null,null,null,null,null,null,null,null,null,null,null,null,"Total Factors",null,null,null,null,null,null,"Sens. %",null,null,null,null,null,null,"IDB Adj",null,null,null,null,null,null,"Sens Calc"]
[1000,71,{"$f":"R8*$B$2","v":38.36065573770491},{"$f":"IF(AM8>C8,C8,AM8)","v":22.632786885245896},{"$f":"S8*$B$2","v":37.57377049180328},{"$f":"IF(AN8>E8,E8,AN8)","v":22.168524590163933},{"$f":"T8*$B$2","v":36.786885245901644},{"$f":"IF(AO8>G8,G8,AO8)","v":21.704262295081968},{"$f":"U8*$B$2","v":35.803278688524586},{"$f":"IF(AP8>I8,I8,AP8)","v":21.48196721311475},{"$f":"V8*$B$2","v":34.819672131147541},{"$f":"IF(AQ8>K8,K8,AQ8)","v":21.24},{"$f":"W8*$B$2","v":33.737704918032783},{"$f":"IF(AR8>M8,M8,AR8)","v":20.748688524590161},{"$f":"X8*$B$2","v":32.655737704918032},{"$f":"IF(AS8>O8,O8,AS8)","v":20.246557377049179},null,1.0655737704918031,1.0437158469945356,1.0218579234972678,0.99453551912568294,0.96721311475409832,0.93715846994535512,0.90710382513661203,0.59,0.59,0.59,0.6,0.61,0.61499999999999999,0.62,{"$f":"IF(Y8<0.9,0.9,Y8*-3.6846+4.1276)","v":0.9},{"$f":"IF(Z8<0.9,0.9,Z8*-3.6846+4.1276)","v":0.9},0.9,0.9,0.9,0.9,0.9,{"$f":"Y8*C8+($A$4-80)*AF8*$A$8/1000","v":22.632786885245896},{"$f":"Z8*E8+($A$4-80)*AG8*$A$8/1000","v":22.168524590163933},{"$f":"AA8*G8+($A$4-80)*AH8*$A$8/1000","v":21.704262295081968},{"$f":"AB8*I8+($A$4-80)*AI8*$A$8/1000","v":21.48196721311475},{"$f":"AC8*K8+($A$4-80)*AJ8*$A$8/1000","v":21.24},{"$f":"AD8*M8+($A$4-80)*AK8*$A$8/1000","v":20.748688524590161},{"$f":"AE8*O8+($A$4-80)*AL8*$A$8/1000","v":20.246557377049179}]
[null,67,36.393442622950822,26.5672131147541,35.508196721311478,{"$f":"IF(AN9>E9,E9,AN9)","v":26.098524590163937},34.622950819672134,{"$f":"IF(AO9>G9,G9,AO9)","v":25.620983606557377},33.737704918032783,{"$f":"IF(AP9>I9,I9,AP9)","v":25.303278688524586},32.852459016393439,{"$f":"IF(AQ9>K9,K9,AQ9)","v":24.967868852459013},31.967213114754099,{"$f":"IF(AR9>M9,M9,AR9)","v":24.614754098360656},31.081967213114751,{"$f":"IF(AS9>O9,O9,AS9)","v":24.243934426229508},null,1.0109289617486339,0.98633879781420764,0.96174863387978149,0.93715846994535512,0.91256830601092886,0.88797814207650272,0.86338797814207646,0.73,0.73499999999999999,0.74,0.75,0.76,0.77,0.78,{"$f":"IF(Y9<0.9,0.9,Y9*-3.6846+4.1276)","v":0.9},0.9,0.9,0.9,0.9,0.9,0.9,{"$f":"Y9*C9+($A$4-80)*AF9*$A$8/1000","v":26.5672131147541},{"$f":"Z9*E9+($A$4-80)*AG9*$A$8/1000","v":26.098524590163937},{"$f":"AA9*G9+($A$4-80)*AH9*$A$8/1000","v":25.620983606557377},{"$f":"AB9*I9+($A$4-80)*AI9*$A$8/1000","v":25.303278688524586},{"$f":"AC9*K9+($A$4-80)*AJ9*$A$8/1000","v":24.967868852459013},{"$f":"AD9*M9+($A$4-80)*AK9*$A$8/1000","v":24.614754098360656},{"$f":"AE9*O9+($A$4-80)*AL9*$A$8/1000","v":24.243934426229508}]
[null,65,35.508196721311478,28.584098360655737,34.622950819672134,28.131147540983608,33.737704918032783,27.664918032786883,32.9016393442623,27.308360655737712,32.065573770491802,26.935081967213115,31.180327868852459,26.581229508196721,30.295081967213111,26.205245901639341,null,0.98633879781420764,0.96174863387978149,0.93715846994535512,0.91393442622950827,0.89071038251366119,0.86612021857923494,0.84153005464480868,0.80499999999999994,0.8125,0.82000000000000006,0.83000000000000007,0.84000000000000008,0.85250000000000004,0.86499999999999999,0.9,0.9,0.9,0.9,0.9,0.9,0.9,28.584098360655737,{"$f":"Z10*E10+($A$4-80)*AG10*$A$8/1000","v":28.131147540983608},{"$f":"AA10*G10+($A$4-80)*AH10*$A$8/1000","v":27.664918032786883},27.308360655737712,26.935081967213115,26.581229508196721,26.205245901639341]
[null,63,34.622950819672134,30.468196721311479,33.737704918032783,30.026557377049176,32.852459016393439,29.567213114754097,32.065573770491802,29.179672131147541,31.278688524590162,28.77639344262295,30.393442622950818,28.417868852459016,29.508196721311478,28.032786885245901,null,0.96174863387978149,0.93715846994535512,0.91256830601092886,0.89071038251366119,0.86885245901639341,0.84426229508196715,0.81967213114754101,0.88,0.89,0.9,0.91,0.92,0.93500000000000005,0.95,0.9,0.9,0.81145999999999985,0.77461400000000014,0.73776799999999998,0.68249899999999997,0.6272300000000004,30.468196721311479,{"$f":"Z11*E11+($A$4-80)*AG11*$A$8/1000","v":30.026557377049176},{"$f":"AA11*G11+($A$4-80)*AH11*$A$8/1000","v":29.567213114754097},{"$f":"AB11*I11+($A$4-80)*AI11*$A$8/1000","v":29.179672131147541},28.77639344262295,28.417868852459016,28.032786885245901]
[1200,71,39.83606557377049,24.299999999999997,38.852459016393439,24.088524590163932,37.868852459016395,23.857377049180329,36.934426229508198,23.453360655737704,36,23.04,34.918032786885242,22.696721311475407,33.83606557377049,22.331803278688525,null,1.1065573770491803,1.0792349726775956,1.0519125683060109,1.0259562841530054,1,0.9699453551912568,0.93989071038251359,0.61,0.62,0.63,0.63500000000000001,0.64,0.65,0.66,0.9,0.9,0.9,0.9,0.9,0.9,0.9,{"$f":"Y12*C12+($A$4-80)*AF12*$A$12/1000","v":24.299999999999997},{"$f":"Z12*E12+($A$4-80)*AG12*$A$12/1000","v":24.088524590163932},{"$f":"AA12*G12+($A$4-80)*AH12*$A$12/1000","v":23.857377049180329},{"$f":"AB12*I12+($A$4-80)*AI12*$A$12/1000","v":23.453360655737704},{"$f":"AC12*K12+($A$4-80)*AJ12*$A$12/1000","v":23.04},{"$f":"AD12*M12+($A$4-80)*AK12*$A$12/1000","v":22.696721311475407},{"$f":"AE12*O12+($A$4-80)*AL12*$A$12/1000","v":22.331803278688525}]
[null,67,37.868852459016395,28.78032786885246,36.934426229508198,28.439508196721313,36,28.080000000000002,35.114754098360656,27.74065573770492,34.229508196721305,27.383606557377046,33.147540983606561,27.015245901639346,32.065573770491802,26.614426229508194,null,1.0519125683060109,1.0259562841530054,1,0.97540983606557385,0.95081967213114738,0.92076502732240439,0.89071038251366119,0.76,0.77,0.78,0.79,0.8,0.81499999999999995,0.83,0.9,0.9,0.9,0.9,0.9,0.9,0.9,{"$f":"Y13*C13+($A$4-80)*AF13*$A$12/1000","v":28.78032786885246},{"$f":"Z13*E13+($A$4-80)*AG13*$A$12/1000","v":28.439508196721313},{"$f":"AA13*G13+($A$4-80)*AH13*$A$12/1000","v":28.080000000000002},{"$f":"AB13*I13+($A$4-80)*AI13*$A$12/1000","v":27.74065573770492},{"$f":"AC13*K13+($A$4-80)*AJ13*$A$12/1000","v":27.383606557377046},{"$f":"AD13*M13+($A$4-80)*AK13*$A$12/1000","v":27.015245901639346},{"$f":"AE13*O13+($A$4-80)*AL13*$A$12/1000","v":26.614426229508194}]
[null,65,36.934426229508198,31.209590163934426,36.07377049180328,30.933258196721315,35.213114754098356,30.63540983606557,34.278688524590166,30.165245901639345,33.344262295081961,29.676393442622945,32.311475409836071,29.161106557377053,31.278688524590162,28.62,null,1.0259562841530054,1.0020491803278688,0.97814207650273211,0.95218579234972678,0.92622950819672123,0.89754098360655743,0.86885245901639341,0.84499999999999997,0.85750000000000004,0.87,0.88,0.89,0.90249999999999997,0.91500000000000004,0.9,0.9,0.9,0.9,0.9,0.80224850000000014,0.75619099999999984,31.209590163934426,{"$f":"Z14*E14+($A$4-80)*AG14*$A$12/1000","v":30.933258196721315},{"$f":"AA14*G14+($A$4-80)*AH14*$A$12/1000","v":30.63540983606557},30.165245901639345,29.676393442622945,29.161106557377053,28.62]
[null,63,36,33.480000000000004,35.213114754098356,33.276393442622947,34.42622950819672,33.049180327868847,33.442622950819668,32.43934426229508,32.459016393442624,31.809836065573773,31.475409836065573,31.160655737704918,30.491803278688522,30.491803278688522,null,1,0.97814207650273211,0.95628415300546443,0.9289617486338797,0.90163934426229508,0.87431693989071035,0.84699453551912562,0.93,0.94500000000000006,0.96,0.97,0.98,0.99,1,0.70092199999999982,0.64565299999999981,0.59038400000000024,0.55353800000000009,0.51669199999999993,0.47984600000000022,0.44300000000000006,33.480000000000004,{"$f":"Z15*E15+($A$4-80)*AG15*$A$12/1000","v":33.276393442622947},{"$f":"AA15*G15+($A$4-80)*AH15*$A$12/1000","v":33.049180327868847},32.43934426229508,31.809836065573773,31.160655737704918,30.491803278688522]
[1400,71,40.819672131147541,26.124590163934428,39.83606557377049,25.694262295081966,38.852459016393439,25.254098360655735,37.819672131147541,24.960983606557377,36.786885245901644,24.647213114754102,35.606557377049178,24.034426229508195,34.42622950819672,23.409836065573771,null,1.1338797814207651,1.1065573770491803,1.0792349726775956,1.0505464480874318,1.0218579234972678,0.98907103825136611,0.95628415300546443,0.64,0.64500000000000002,0.65,0.66,0.67,0.67500000000000004,0.68,0.9,0.9,0.9,0.9,0.9,0.9,0.9,{"$f":"Y16*C16+($A$4-80)*AF16*$A$16/1000","v":26.124590163934428},{"$f":"Z16*E16+($A$4-80)*AG16*$A$16/1000","v":25.694262295081966},{"$f":"AA16*G16+($A$4-80)*AH16*$A$16/1000","v":25.254098360655735},{"$f":"AB16*I16+($A$4-80)*AI16*$A$16/1000","v":24.960983606557377},{"$f":"AC16*K16+($A$4-80)*AJ16*$A$16/1000","v":24.647213114754102},{"$f":"AD16*M16+($A$4-80)*AK16*$A$16/1000","v":24.034426229508195},{"$f":"AE16*O16+($A$4-80)*AL16*$A$16/1000","v":23.409836065573771}]
[null,67,38.852459016393439,31.081967213114751,38.016393442622949,30.793278688524591,37.180327868852451,30.487868852459009,36.1967213114754,30.224262295081957,35.213114754098356,29.931147540983602,34.131147540983605,29.523442622950817,33.049180327868854,29.08327868852459,null,1.0792349726775956,1.0560109289617485,1.0327868852459015,1.0054644808743167,0.97814207650273211,0.94808743169398912,0.91803278688524592,0.8,0.81,0.82,0.83499999999999996,0.85,0.86499999999999999,0.88,0.9,0.9,0.9,0.9,0.9,0.9,0.9,{"$f":"Y17*C17+($A$4-80)*AF17*$A$16/1000","v":31.081967213114751},{"$f":"Z17*E17+($A$4-80)*AG17*$A$16/1000","v":30.793278688524591},{"$f":"AA17*G17+($A$4-80)*AH17*$A$16/1000","v":30.487868852459009},{"$f":"AB17*I17+($A$4-80)*AI17*$A$16/1000","v":30.224262295081957},{"$f":"AC17*K17+($A$4-80)*AJ17*$A$16/1000","v":29.931147540983602},{"$f":"AD17*M17+($A$4-80)*AK17*$A$16/1000","v":29.523442622950817},{"$f":"AE17*O17+($A$4-80)*AL17*$A$16/1000","v":29.08327868852459}]
[null,65,37.918032786885234,33.747049180327856,37.106557377049171,33.395901639344252,36.295081967213108,33.028524590163926,35.360655737704917,32.443401639344259,34.42622950819672,31.844262295081968,33.442622950819668,31.185245901639341,32.459016393442624,30.511475409836066,null,1.0532786885245899,1.0307377049180326,1.0081967213114753,0.98224043715846998,0.95628415300546443,0.9289617486338797,0.90163934426229508,0.89,0.9,0.90999999999999992,0.91749999999999998,0.92500000000000004,0.9325,0.94,0.9,0.81145999999999985,0.77461400000000058,0.74697950000000013,0.71934500000000012,0.69171050000000012,0.66407600000000011,33.747049180327856,{"$f":"Z18*E18+($A$4-80)*AG18*$A$16/1000","v":33.395901639344252},{"$f":"AA18*G18+($A$4-80)*AH18*$A$16/1000","v":33.028524590163926},32.443401639344259,31.844262295081968,31.185245901639341,30.511475409836066]
[null,63,36.983606557377051,36.243934426229508,36.1967213114754,35.834754098360648,35.409836065573771,35.409836065573771,34.524590163934427,34.524590163934427,33.639344262295083,33.639344262295083,32.754098360655732,32.754098360655732,31.868852459016388,31.868852459016388,null,1.0273224043715847,1.0054644808743167,0.98360655737704916,0.95901639344262291,0.93442622950819676,0.90983606557377039,0.88524590163934413,0.98,0.99,1,1,1,1,1,0.51669199999999993,0.47984600000000022,0.44300000000000006,0.44300000000000006,0.44300000000000006,0.44300000000000006,0.44300000000000006,36.243934426229508,{"$f":"Z19*E19+($A$4-80)*AG19*$A$16/1000","v":35.834754098360648},{"$f":"AA19*G19+($A$4-80)*AH19*$A$16/1000","v":35.409836065573771},34.524590163934427,33.639344262295083,32.754098360655732,31.868852459016388]

{"sheet":"XC16_48","index":38,"n_rows":19,"n_cols":45,"rows_kept":19,"cut":false,"hidden":true,"merged":[[130,0,133,0],[120,12,121,12],[120,13,121,13],[120,14,121,14],[120,15,121,15],[122,0,125,0],[126,0,129,0],[119,12,119,13],[119,14,119,15],[120,4,121,4],[120,5,121,5],[120,6,121,6],[120,7,121,7],[120,8,121,8],[120,9,121,9],[120,10,121,10],[120,11,121,11],[119,0,121,0],[119,1,121,1],[119,4,119,5],[119,6,119,7],[119,8,119,9],[119,10,119,11],[111,0,114,0],[117,0,118,1],[117,4,117,15],[118,4,118,5],[118,6,118,7],[118,8,118,9],[118,10,118,11],[118,12,118,13],[118,14,118,15],[101,12,102,12],[101,13,102,13],[101,14,102,14],[101,15,102,15],[103,0,106,0],[107,0,110,0],[100,12,100,13],[100,14,100,15],[101,4,102,4],[101,5,102,5],[101,6,102,6],[101,7,102,7],[101,8,102,8],[101,9,102,9],[101,10,102,10],[101,11,102,11],[100,0,102,0],[100,1,102,1],[100,4,100,5],[100,6,100,7],[100,8,100,9],[100,10,100,11],[92,0,95,0],[98,0,99,1],[98,4,98,15],[99,4,99,5],[99,6,99,7],[99,8,99,9],[99,10,99,11],[99,12,99,13],[99,14,99,15],[82,12,83,12],[82,13,83,13],[82,14,83,14],[82,15,83,15],[84,0,87,0],[88,0,91,0],[81,12,81,13],[81,14,81,15],[82,4,83,4],[82,5,83,5],[82,6,83,6],[82,7,83,7],[82,8,83,8],[82,9,83,9],[82,10,83,10],[82,11,83,11],[81,0,83,0],[81,1,83,1],[81,4,81,5],[81,6,81,7],[81,8,81,9],[81,10,81,11],[73,0,76,0],[79,0,80,1],[79,4,79,15],[80,4,80,5],[80,6,80,7],[80,8,80,9],[80,10,80,11],[80,12,80,13],[80,14,80,15],[63,12,64,12],[63,13,64,13],[63,14,64,14],[63,15,64,15],[65,0,68,0],[69,0,72,0],[62,12,62,13],[62,14,62,15],[63,4,64,4],[63,5,64,5],[63,6,64,6],[63,7,64,7],[63,8,64,8],[63,9,64,9],[63,10,64,10],[63,11,64,11],[62,0,64,0],[62,1,64,1],[62,4,62,5],[62,6,62,7],[62,8,62,9],[62,10,62,11],[54,0,57,0],[60,0,61,1],[60,4,60,15],[61,4,61,5],[61,6,61,7],[61,8,61,9],[61,10,61,11],[61,12,61,13],[61,14,61,15],[44,12,45,12],[44,13,45,13],[44,14,45,14],[44,15,45,15],[46,0,49,0],[50,0,53,0],[43,12,43,13],[43,14,43,15],[44,4,45,4],[44,5,45,5],[44,6,45,6],[44,7,45,7],[44,8,45,8],[44,9,45,9],[44,10,45,10],[44,11,45,11],[43,0,45,0],[43,1,45,1],[43,4,43,5],[43,6,43,7],[43,8,43,9],[43,10,43,11],[35,0,38,0],[41,0,42,1],[41,4,41,15],[42,4,42,5],[42,6,42,7],[42,8,42,9],[42,10,42,11],[42,12,42,13],[42,14,42,15],[25,12,26,12],[25,13,26,13],[25,14,26,14],[25,15,26,15],[27,0,30,0],[31,0,34,0],[24,12,24,13],[24,14,24,15],[25,4,26,4],[25,5,26,5],[25,6,26,6],[25,7,26,7],[25,8,26,8],[25,9,26,9],[25,10,26,10],[25,11,26,11],[24,0,26,0],[24,1,26,1],[24,4,24,5],[24,6,24,7],[24,8,24,9],[24,10,24,11],[7,0,10,0],[11,0,14,0],[15,0,18,0],[22,4,22,15],[23,4,23,5],[23,6,23,7],[23,8,23,9],[23,10,23,11],[23,12,23,13],[23,14,23,15],[5,10,6,10],[5,11,6,11],[5,12,6,12],[5,13,6,13],[5,14,6,14],[5,15,6,15],[4,10,4,11],[4,12,4,13],[4,14,4,15],[5,2,6,2],[5,3,6,3],[5,4,6,4],[5,5,6,5],[5,6,6,6],[5,7,6,7],[5,8,6,8],[4,0,6,0],[4,1,6,1],[4,2,4,3],[4,4,4,5],[4,6,4,7],[4,8,4,9],[5,9,6,9],[2,0,2,1],[2,2,2,15],[3,2,3,3],[3,4,3,5],[3,6,3,7],[3,8,3,9],[3,10,3,11],[3,12,3,13],[3,14,3,15]]}
[]
["XC17_48"]
["Evaporator Air \n",null,"Condenser  Entering Air Temperature ˚F"]
[80,"°F DB",85,null,90,null,95,null,100,null,105,null,110,null,115]
["CFM","EWB†\n˚F","Capacity Mbtuh",null,"Capacity Mbtuh",null,"Capacity Mbtuh",null,"Capacity Mbtuh",null,"Capacity Mbtuh",null,"Capacity Mbtuh",null,"Capacity Mbtuh"]
[null,null,"Total","Sens.","Total","Sens.","Total","Sens.","Total","Sens.","Total","Sens.","Total","Sens.","Total","Sens."]
[null,null,null,null,null,null,null,null,null,null,null,null,null,null,null,null,null,"Total Factors",null,null,null,null,null,null,"Sens. %",null,null,null,null,null,null,"IDB Adj",null,null,null,null,null,null,"Sens Calc"]
[1400,71,{"$f":"R8*$B$2","v":0},{"$f":"IF(AM8>C8,C8,AM8)","v":0},{"$f":"S8*$B$2","v":0},{"$f":"IF(AN8>E8,E8,AN8)","v":0},{"$f":"T8*$B$2","v":0},{"$f":"IF(AO8>G8,G8,AO8)","v":0},{"$f":"U8*$B$2","v":0},{"$f":"IF(AP8>I8,I8,AP8)","v":0},{"$f":"V8*$B$2","v":0},{"$f":"IF(AQ8>K8,K8,AQ8)","v":0},{"$f":"W8*$B$2","v":0},{"$f":"IF(AR8>M8,M8,AR8)","v":0},{"$f":"X8*$B$2","v":0},{"$f":"IF(AS8>O8,O8,AS8)","v":0},null,1.07,1.0449999999999999,1.02,0.995,0.97,0.94,0.91,0.6,0.60499999999999998,0.61,0.61499999999999999,0.62,0.63,0.64,{"$f":"IF(Y8<0.9,0.9,Y8*-3.6846+4.1276)","v":0.9},{"$f":"IF(Z8<0.9,0.9,Z8*-3.6846+4.1276)","v":0.9},0.9,0.9,0.9,0.9,0.9,{"$f":"Y8*C8+($A$4-80)*AF8*$A$8/1000","v":0},{"$f":"Z8*E8+($A$4-80)*AG8*$A$8/1000","v":0},{"$f":"AA8*G8+($A$4-80)*AH8*$A$8/1000","v":0},{"$f":"AB8*I8+($A$4-80)*AI8*$A$8/1000","v":0},{"$f":"AC8*K8+($A$4-80)*AJ8*$A$8/1000","v":0},{"$f":"AD8*M8+($A$4-80)*AK8*$A$8/1000","v":0},{"$f":"AE8*O8+($A$4-80)*AL8*$A$8/1000","v":0}]
[null,67,0,0,0,{"$f":"IF(AN9>E9,E9,AN9)","v":0},0,{"$f":"IF(AO9>G9,G9,AO9)","v":0},0,{"$f":"IF(AP9>I9,I9,AP9)","v":0},0,{"$f":"IF(AQ9>K9,K9,AQ9)","v":0},0,{"$f":"IF(AR9>M9,M9,AR9)","v":0},0,{"$f":"IF(AS9>O9,O9,AS9)","v":0},null,1.02,0.995,0.97,0.94499999999999995,0.92,0.89,0.86,0.75,0.76,0.77,0.78,0.79,0.8,0.81,{"$f":"IF(Y9<0.9,0.9,Y9*-3.6846+4.1276)","v":0.9},0.9,0.9,0.9,0.9,0.9,0.9,{"$f":"Y9*C9+($A$4-80)*AF9*$A$8/1000","v":0},{"$f":"Z9*E9+($A$4-80)*AG9*$A$8/1000","v":0},{"$f":"AA9*G9+($A$4-80)*AH9*$A$8/1000","v":0},{"$f":"AB9*I9+($A$4-80)*AI9*$A$8/1000","v":0},{"$f":"AC9*K9+($A$4-80)*AJ9*$A$8/1000","v":0},{"$f":"AD9*M9+($A$4-80)*AK9*$A$8/1000","v":0},{"$f":"AE9*O9+($A$4-80)*AL9*$A$8/1000","v":0}]
[null,65,0,0,0,0,0,0,0,0,0,0,0,0,0,0,null,0.99,0.96750000000000003,0.94499999999999995,0.92,0.89500000000000002,0.86499999999999999,0.83499999999999996,0.83499999999999996,0.84499999999999997,0.85499999999999998,0.86499999999999999,0.875,0.88749999999999996,0.9,0.9,0.9,0.9,0.9,0.9,0.9,0.81145999999999985,0,{"$f":"Z10*E10+($A$4-80)*AG10*$A$8/1000","v":0},{"$f":"AA10*G10+($A$4-80)*AH10*$A$8/1000","v":0},0,0,0,0]
[null,63,0,0,0,0,0,0,0,0,0,0,0,0,0,0,null,0.96,0.94,0.92,0.89500000000000002,0.87,0.84,0.81,0.92,0.92999999999999994,0.94,0.95,0.96,0.97499999999999998,0.99,0.73776799999999998,0.70092200000000027,0.66407600000000011,0.6272300000000004,0.59038400000000024,0.53511500000000023,0.47984600000000022,0,{"$f":"Z11*E11+($A$4-80)*AG11*$A$8/1000","v":0},{"$f":"AA11*G11+($A$4-80)*AH11*$A$8/1000","v":0},{"$f":"AB11*I11+($A$4-80)*AI11*$A$8/1000","v":0},0,0,0]
[1600,71,0,0,0,0,0,0,0,0,0,0,0,0,0,0,null,1.1000000000000001,1.075,1.05,1.02,0.99,0.96,0.93,0.63,0.63500000000000001,0.64,0.64500000000000002,0.65,0.66,0.67,0.9,0.9,0.9,0.9,0.9,0.9,0.9,{"$f":"Y12*C12+($A$4-80)*AF12*$A$12/1000","v":0},{"$f":"Z12*E12+($A$4-80)*AG12*$A$12/1000","v":0},{"$f":"AA12*G12+($A$4-80)*AH12*$A$12/1000","v":0},{"$f":"AB12*I12+($A$4-80)*AI12*$A$12/1000","v":0},{"$f":"AC12*K12+($A$4-80)*AJ12*$A$12/1000","v":0},{"$f":"AD12*M12+($A$4-80)*AK12*$A$12/1000","v":0},{"$f":"AE12*O12+($A$4-80)*AL12*$A$12/1000","v":0}]
[null,67,0,0,0,0,0,0,0,0,0,0,0,0,0,0,null,1.05,1.0249999999999999,1,0.97,0.94,0.91,0.88,0.78,0.79,0.8,0.81,0.82,0.83499999999999996,0.85,0.9,0.9,0.9,0.9,0.9,0.9,0.9,{"$f":"Y13*C13+($A$4-80)*AF13*$A$12/1000","v":0},{"$f":"Z13*E13+($A$4-80)*AG13*$A$12/1000","v":0},{"$f":"AA13*G13+($A$4-80)*AH13*$A$12/1000","v":0},{"$f":"AB13*I13+($A$4-80)*AI13*$A$12/1000","v":0},{"$f":"AC13*K13+($A$4-80)*AJ13*$A$12/1000","v":0},{"$f":"AD13*M13+($A$4-80)*AK13*$A$12/1000","v":0},{"$f":"AE13*O13+($A$4-80)*AL13*$A$12/1000","v":0}]
[null,65,0,0,0,0,0,0,0,0,0,0,0,0,0,0,null,1.02,0.995,0.97,0.9425,0.91500000000000004,0.88749999999999996,0.86,0.87,0.88,0.89,0.9,0.90999999999999992,0.91749999999999998,0.92500000000000004,0.9,0.9,0.9,0.81145999999999985,0.77461400000000058,0.74697950000000013,0.71934500000000012,0,{"$f":"Z14*E14+($A$4-80)*AG14*$A$12/1000","v":0},{"$f":"AA14*G14+($A$4-80)*AH14*$A$12/1000","v":0},0,0,0,0]
[null,63,0,0,0,0,0,0,0,0,0,0,0,0,0,0,null,0.99,0.96499999999999997,0.94,0.91500000000000004,0.89,0.86499999999999999,0.84,0.96,0.97,0.98,0.99,1,1,1,0.59038400000000024,0.55353800000000009,0.51669199999999993,0.47984600000000022,0.44300000000000006,0.44300000000000006,0.44300000000000006,0,{"$f":"Z15*E15+($A$4-80)*AG15*$A$12/1000","v":0},{"$f":"AA15*G15+($A$4-80)*AH15*$A$12/1000","v":0},0,0,0,0]
[1800,71,0,0,0,0,0,0,0,0,0,0,0,0,0,0,null,1.1299999999999999,1.1000000000000001,1.07,1.04,1.01,0.98,0.95,0.65,0.65500000000000003,0.66,0.66500000000000004,0.67,0.67999999999999994,0.69,0.9,0.9,0.9,0.9,0.9,0.9,0.9,{"$f":"Y16*C16+($A$4-80)*AF16*$A$16/1000","v":0},{"$f":"Z16*E16+($A$4-80)*AG16*$A$16/1000","v":0},{"$f":"AA16*G16+($A$4-80)*AH16*$A$16/1000","v":0},{"$f":"AB16*I16+($A$4-80)*AI16*$A$16/1000","v":0},{"$f":"AC16*K16+($A$4-80)*AJ16*$A$16/1000","v":0},{"$f":"AD16*M16+($A$4-80)*AK16*$A$16/1000","v":0},{"$f":"AE16*O16+($A$4-80)*AL16*$A$16/1000","v":0}]
[null,67,0,0,0,0,0,0,0,0,0,0,0,0,0,0,null,1.07,1.0449999999999999,1.02,0.99,0.96,0.93,0.9,0.81,0.82499999999999996,0.84,0.85,0.86,0.875,0.89,0.9,0.9,0.9,0.9,0.9,0.9,0.9,{"$f":"Y17*C17+($A$4-80)*AF17*$A$16/1000","v":0},{"$f":"Z17*E17+($A$4-80)*AG17*$A$16/1000","v":0},{"$f":"AA17*G17+($A$4-80)*AH17*$A$16/1000","v":0},{"$f":"AB17*I17+($A$4-80)*AI17*$A$16/1000","v":0},{"$f":"AC17*K17+($A$4-80)*AJ17*$A$16/1000","v":0},{"$f":"AD17*M17+($A$4-80)*AK17*$A$16/1000","v":0},{"$f":"AE17*O17+($A$4-80)*AL17*$A$16/1000","v":0}]
[null,65,0,0,0,0,0,0,0,0,0,0,0,0,0,0,null,1.04,1.0175000000000001,0.995,0.96750000000000003,0.94,0.91249999999999998,0.88500000000000001,0.90500000000000003,0.91249999999999998,0.91999999999999993,0.92500000000000004,0.92999999999999994,0.9375,0.94500000000000006,0.79303699999999999,0.76540249999999999,0.73776800000000042,0.71934500000000012,0.70092200000000027,0.67328750000000026,0.64565299999999981,0,{"$f":"Z18*E18+($A$4-80)*AG18*$A$16/1000","v":0},{"$f":"AA18*G18+($A$4-80)*AH18*$A$16/1000","v":0},0,0,0,0]
[null,63,0,0,0,0,0,0,0,0,0,0,0,0,0,0,null,1.01,0.99,0.97,0.94499999999999995,0.92,0.89500000000000002,0.87,1,1,1,1,1,1,1,0.44300000000000006,0.44300000000000006,0.44300000000000006,0.44300000000000006,0.44300000000000006,0.44300000000000006,0.44300000000000006,0,{"$f":"Z19*E19+($A$4-80)*AG19*$A$16/1000","v":0},{"$f":"AA19*G19+($A$4-80)*AH19*$A$16/1000","v":0},0,0,0,0]

{"sheet":"XC16_60","index":39,"n_rows":19,"n_cols":45,"rows_kept":19,"cut":false,"hidden":true,"merged":[[130,0,133,0],[120,12,121,12],[120,13,121,13],[120,14,121,14],[120,15,121,15],[122,0,125,0],[126,0,129,0],[119,12,119,13],[119,14,119,15],[120,4,121,4],[120,5,121,5],[120,6,121,6],[120,7,121,7],[120,8,121,8],[120,9,121,9],[120,10,121,10],[120,11,121,11],[119,0,121,0],[119,1,121,1],[119,4,119,5],[119,6,119,7],[119,8,119,9],[119,10,119,11],[111,0,114,0],[117,0,118,1],[117,4,117,15],[118,4,118,5],[118,6,118,7],[118,8,118,9],[118,10,118,11],[118,12,118,13],[118,14,118,15],[101,12,102,12],[101,13,102,13],[101,14,102,14],[101,15,102,15],[103,0,106,0],[107,0,110,0],[100,12,100,13],[100,14,100,15],[101,4,102,4],[101,5,102,5],[101,6,102,6],[101,7,102,7],[101,8,102,8],[101,9,102,9],[101,10,102,10],[101,11,102,11],[100,0,102,0],[100,1,102,1],[100,4,100,5],[100,6,100,7],[100,8,100,9],[100,10,100,11],[92,0,95,0],[98,0,99,1],[98,4,98,15],[99,4,99,5],[99,6,99,7],[99,8,99,9],[99,10,99,11],[99,12,99,13],[99,14,99,15],[82,12,83,12],[82,13,83,13],[82,14,83,14],[82,15,83,15],[84,0,87,0],[88,0,91,0],[81,12,81,13],[81,14,81,15],[82,4,83,4],[82,5,83,5],[82,6,83,6],[82,7,83,7],[82,8,83,8],[82,9,83,9],[82,10,83,10],[82,11,83,11],[81,0,83,0],[81,1,83,1],[81,4,81,5],[81,6,81,7],[81,8,81,9],[81,10,81,11],[73,0,76,0],[79,0,80,1],[79,4,79,15],[80,4,80,5],[80,6,80,7],[80,8,80,9],[80,10,80,11],[80,12,80,13],[80,14,80,15],[63,12,64,12],[63,13,64,13],[63,14,64,14],[63,15,64,15],[65,0,68,0],[69,0,72,0],[62,12,62,13],[62,14,62,15],[63,4,64,4],[63,5,64,5],[63,6,64,6],[63,7,64,7],[63,8,64,8],[63,9,64,9],[63,10,64,10],[63,11,64,11],[62,0,64,0],[62,1,64,1],[62,4,62,5],[62,6,62,7],[62,8,62,9],[62,10,62,11],[54,0,57,0],[60,0,61,1],[60,4,60,15],[61,4,61,5],[61,6,61,7],[61,8,61,9],[61,10,61,11],[61,12,61,13],[61,14,61,15],[44,12,45,12],[44,13,45,13],[44,14,45,14],[44,15,45,15],[46,0,49,0],[50,0,53,0],[43,12,43,13],[43,14,43,15],[44,4,45,4],[44,5,45,5],[44,6,45,6],[44,7,45,7],[44,8,45,8],[44,9,45,9],[44,10,45,10],[44,11,45,11],[43,0,45,0],[43,1,45,1],[43,4,43,5],[43,6,43,7],[43,8,43,9],[43,10,43,11],[35,0,38,0],[41,0,42,1],[41,4,41,15],[42,4,42,5],[42,6,42,7],[42,8,42,9],[42,10,42,11],[42,12,42,13],[42,14,42,15],[25,12,26,12],[25,13,26,13],[25,14,26,14],[25,15,26,15],[27,0,30,0],[31,0,34,0],[24,12,24,13],[24,14,24,15],[25,4,26,4],[25,5,26,5],[25,6,26,6],[25,7,26,7],[25,8,26,8],[25,9,26,9],[25,10,26,10],[25,11,26,11],[24,0,26,0],[24,1,26,1],[24,4,24,5],[24,6,24,7],[24,8,24,9],[24,10,24,11],[7,0,10,0],[11,0,14,0],[15,0,18,0],[22,4,22,15],[23,4,23,5],[23,6,23,7],[23,8,23,9],[23,10,23,11],[23,12,23,13],[23,14,23,15],[5,10,6,10],[5,11,6,11],[5,12,6,12],[5,13,6,13],[5,14,6,14],[5,15,6,15],[4,10,4,11],[4,12,4,13],[4,14,4,15],[5,2,6,2],[5,3,6,3],[5,4,6,4],[5,5,6,5],[5,6,6,6],[5,7,6,7],[5,8,6,8],[4,0,6,0],[4,1,6,1],[4,2,4,3],[4,4,4,5],[4,6,4,7],[4,8,4,9],[5,9,6,9],[2,0,2,1],[2,2,2,15],[3,2,3,3],[3,4,3,5],[3,6,3,7],[3,8,3,9],[3,10,3,11],[3,12,3,13],[3,14,3,15]]}
[]
["XC17_60",60]
["Evaporator Air \n",null,"Condenser  Entering Air Temperature ˚F"]
[80,"°F DB",85,null,90,null,95,null,100,null,105,null,110,null,115]
["CFM","EWB†\n˚F","Capacity Mbtuh",null,"Capacity Mbtuh",null,"Capacity Mbtuh",null,"Capacity Mbtuh",null,"Capacity Mbtuh",null,"Capacity Mbtuh",null,"Capacity Mbtuh"]
[null,null,"Total","Sens.","Total","Sens.","Total","Sens.","Total","Sens.","Total","Sens.","Total","Sens.","Total","Sens."]
[null,null,null,null,null,null,null,null,null,null,null,null,null,null,null,null,null,"Total Factors",null,null,null,null,null,null,"Sens. %",null,null,null,null,null,null,"IDB Adj",null,null,null,null,null,null,"Sens Calc"]
[1600,71,{"$f":"R8*$B$2","v":64.838709677419345},{"$f":"IF(AM8>C8,C8,AM8)","v":38.254838709677415},{"$f":"S8*$B$2","v":63.387096774193544},{"$f":"IF(AN8>E8,E8,AN8)","v":37.715322580645157},{"$f":"T8*$B$2","v":61.935483870967744},{"$f":"IF(AO8>G8,G8,AO8)","v":37.161290322580648},{"$f":"U8*$B$2","v":60.241935483870975},{"$f":"IF(AP8>I8,I8,AP8)","v":36.446370967741942},{"$f":"V8*$B$2","v":58.548387096774192},{"$f":"IF(AQ8>K8,K8,AQ8)","v":35.714516129032255},{"$f":"W8*$B$2","v":56.854838709677423},{"$f":"IF(AR8>M8,M8,AR8)","v":34.965725806451616},{"$f":"X8*$B$2","v":55.161290322580641},{"$f":"IF(AS8>O8,O8,AS8)","v":34.199999999999996},null,1.0806451612903225,1.0564516129032258,1.032258064516129,1.0040322580645162,0.97580645161290325,0.94758064516129037,0.91935483870967738,0.59,0.59499999999999997,0.6,0.60499999999999998,0.61,0.61499999999999999,0.62,{"$f":"IF(Y8<0.9,0.9,Y8*-3.6846+4.1276)","v":0.9},{"$f":"IF(Z8<0.9,0.9,Z8*-3.6846+4.1276)","v":0.9},0.9,0.9,0.9,0.9,0.9,{"$f":"Y8*C8+($A$4-80)*AF8*$A$8/1000","v":38.254838709677415},{"$f":"Z8*E8+($A$4-80)*AG8*$A$8/1000","v":37.715322580645157},{"$f":"AA8*G8+($A$4-80)*AH8*$A$8/1000","v":37.161290322580648},{"$f":"AB8*I8+($A$4-80)*AI8*$A$8/1000","v":36.446370967741942},{"$f":"AC8*K8+($A$4-80)*AJ8*$A$8/1000","v":35.714516129032255},{"$f":"AD8*M8+($A$4-80)*AK8*$A$8/1000","v":34.965725806451616},{"$f":"AE8*O8+($A$4-80)*AL8*$A$8/1000","v":34.199999999999996}]
[null,67,61.451612903225808,44.859677419354838,60,{"$f":"IF(AN9>E9,E9,AN9)","v":44.1},58.548387096774192,{"$f":"IF(AO9>G9,G9,AO9)","v":43.325806451612898},57.096774193548391,{"$f":"IF(AP9>I9,I9,AP9)","v":42.822580645161295},55.645161290322577,{"$f":"IF(AQ9>K9,K9,AQ9)","v":42.29032258064516},53.70967741935484,{"$f":"IF(AR9>M9,M9,AR9)","v":41.356451612903228},51.774193548387096,{"$f":"IF(AS9>O9,O9,AS9)","v":40.383870967741935},null,1.0241935483870968,1,0.97580645161290325,0.95161290322580649,0.92741935483870963,0.89516129032258063,0.86290322580645162,0.73,0.73499999999999999,0.74,0.75,0.76,0.77,0.78,{"$f":"IF(Y9<0.9,0.9,Y9*-3.6846+4.1276)","v":0.9},0.9,0.9,0.9,0.9,0.9,0.9,{"$f":"Y9*C9+($A$4-80)*AF9*$A$8/1000","v":44.859677419354838},{"$f":"Z9*E9+($A$4-80)*AG9*$A$8/1000","v":44.1},{"$f":"AA9*G9+($A$4-80)*AH9*$A$8/1000","v":43.325806451612898},{"$f":"AB9*I9+($A$4-80)*AI9*$A$8/1000","v":42.822580645161295},{"$f":"AC9*K9+($A$4-80)*AJ9*$A$8/1000","v":42.29032258064516},{"$f":"AD9*M9+($A$4-80)*AK9*$A$8/1000","v":41.356451612903228},{"$f":"AE9*O9+($A$4-80)*AL9*$A$8/1000","v":40.383870967741935}]
[null,65,59.758064516129032,48.105241935483868,58.306451612903224,47.373991935483872,56.854838709677423,46.620967741935488,55.403225806451609,46.123185483870962,53.951612903225808,45.589112903225804,52.137096774193544,44.707560483870964,50.322580645161295,43.78064516129033,null,0.99596774193548387,0.97177419354838712,0.94758064516129037,0.92338709677419351,0.89919354838709675,0.86895161290322576,0.83870967741935487,0.80499999999999994,0.8125,0.82000000000000006,0.83250000000000002,0.84499999999999997,0.85750000000000004,0.87,0.9,0.9,0.9,0.9,0.9,0.9,0.9,48.105241935483868,{"$f":"Z10*E10+($A$4-80)*AG10*$A$8/1000","v":47.373991935483872},{"$f":"AA10*G10+($A$4-80)*AH10*$A$8/1000","v":46.620967741935488},46.123185483870962,45.589112903225804,44.707560483870964,43.78064516129033]
[null,63,58.064516129032256,51.096774193548384,56.612903225806456,50.385483870967747,55.161290322580641,49.645161290322577,53.70967741935484,49.144354838709681,52.258064516129032,48.6,50.564516129032256,47.783467741935482,48.870967741935488,46.91612903225807,null,0.967741935483871,0.94354838709677424,0.91935483870967738,0.89516129032258063,0.87096774193548387,0.842741935483871,0.81451612903225812,0.88,0.89,0.9,0.91500000000000004,0.93,0.94500000000000006,0.96,0.9,0.9,0.81145999999999985,0.75619099999999984,0.70092199999999982,0.64565299999999981,0.59038400000000024,51.096774193548384,{"$f":"Z11*E11+($A$4-80)*AG11*$A$8/1000","v":50.385483870967747},{"$f":"AA11*G11+($A$4-80)*AH11*$A$8/1000","v":49.645161290322577},{"$f":"AB11*I11+($A$4-80)*AI11*$A$8/1000","v":49.144354838709681},48.6,47.783467741935482,46.91612903225807]
[1800,71,66.774193548387089,40.064516129032249,65.322580645161281,39.520161290322577,63.87096774193548,38.961290322580645,61.935483870967744,38.090322580645164,60,37.200000000000003,58.064516129032256,36.87096774193548,56.129032258064512,36.483870967741936,null,1.1129032258064515,1.0887096774193548,1.064516129032258,1.032258064516129,1,0.967741935483871,0.93548387096774188,0.6,0.60499999999999998,0.61,0.61499999999999999,0.62,0.63500000000000001,0.65,0.9,0.9,0.9,0.9,0.9,0.9,0.9,{"$f":"Y12*C12+($A$4-80)*AF12*$A$12/1000","v":40.064516129032249},{"$f":"Z12*E12+($A$4-80)*AG12*$A$12/1000","v":39.520161290322577},{"$f":"AA12*G12+($A$4-80)*AH12*$A$12/1000","v":38.961290322580645},{"$f":"AB12*I12+($A$4-80)*AI12*$A$12/1000","v":38.090322580645164},{"$f":"AC12*K12+($A$4-80)*AJ12*$A$12/1000","v":37.200000000000003},{"$f":"AD12*M12+($A$4-80)*AK12*$A$12/1000","v":36.87096774193548},{"$f":"AE12*O12+($A$4-80)*AL12*$A$12/1000","v":36.483870967741936}]
[null,67,62.903225806451609,47.177419354838705,61.451612903225808,46.703225806451613,60,46.2,58.548387096774192,45.667741935483875,57.096774193548391,45.106451612903228,55.161290322580641,44.404838709677414,53.225806451612904,43.645161290322577,null,1.0483870967741935,1.0241935483870968,1,0.97580645161290325,0.95161290322580649,0.91935483870967738,0.88709677419354838,0.75,0.76,0.77,0.78,0.79,0.80499999999999994,0.82,0.9,0.9,0.9,0.9,0.9,0.9,0.9,{"$f":"Y13*C13+($A$4-80)*AF13*$A$12/1000","v":47.177419354838705},{"$f":"Z13*E13+($A$4-80)*AG13*$A$12/1000","v":46.703225806451613},{"$f":"AA13*G13+($A$4-80)*AH13*$A$12/1000","v":46.2},{"$f":"AB13*I13+($A$4-80)*AI13*$A$12/1000","v":45.667741935483875},{"$f":"AC13*K13+($A$4-80)*AJ13*$A$12/1000","v":45.106451612903228},{"$f":"AD13*M13+($A$4-80)*AK13*$A$12/1000","v":44.404838709677414},{"$f":"AE13*O13+($A$4-80)*AL13*$A$12/1000","v":43.645161290322577}]
[null,65,61.209677419354847,51.110080645161297,59.758064516129032,50.495564516129029,58.306451612903224,49.852016129032258,56.854838709677423,49.32157258064516,55.403225806451609,48.754838709677415,53.588709677419359,47.961895161290329,51.774193548387096,47.114516129032253,null,1.0201612903225807,0.99596774193548387,0.97177419354838712,0.94758064516129037,0.92338709677419351,0.89314516129032262,0.86290322580645162,0.83499999999999996,0.84499999999999997,0.85499999999999998,0.86749999999999994,0.88,0.89500000000000002,0.90999999999999992,0.9,0.9,0.9,0.9,0.9,0.9,0.77461400000000058,51.110080645161297,{"$f":"Z14*E14+($A$4-80)*AG14*$A$12/1000","v":50.495564516129029},{"$f":"AA14*G14+($A$4-80)*AH14*$A$12/1000","v":49.852016129032258},49.32157258064516,48.754838709677415,47.961895161290329,47.114516129032253]
[null,63,59.516129032258064,54.754838709677422,58.064516129032256,53.999999999999993,56.612903225806456,53.216129032258067,55.161290322580641,52.67903225806451,53.70967741935484,52.098387096774196,52.016129032258064,51.235887096774192,50.322580645161295,50.322580645161295,null,0.99193548387096775,0.967741935483871,0.94354838709677424,0.91935483870967738,0.89516129032258063,0.86693548387096775,0.83870967741935487,0.92,0.92999999999999994,0.94,0.95499999999999996,0.97,0.98499999999999999,1,0.73776799999999998,0.70092200000000027,0.66407600000000011,0.6088070000000001,0.55353800000000009,0.49826900000000007,0.44300000000000006,54.754838709677422,{"$f":"Z15*E15+($A$4-80)*AG15*$A$12/1000","v":53.999999999999993},{"$f":"AA15*G15+($A$4-80)*AH15*$A$12/1000","v":53.216129032258067},52.67903225806451,52.098387096774196,51.235887096774192,50.322580645161295]
[2000,71,67.741935483870975,42.000000000000007,66.290322580645153,41.431451612903217,64.838709677419345,40.848387096774189,63.145161290322584,40.412903225806453,61.451612903225808,39.943548387096776,59.516129032258064,39.280645161290323,57.580645161290327,38.579032258064522,null,1.1290322580645162,1.1048387096774193,1.0806451612903225,1.0524193548387097,1.0241935483870968,0.99193548387096775,0.95967741935483875,0.62,0.625,0.63,0.64,0.65,0.66,0.67,0.9,0.9,0.9,0.9,0.9,0.9,0.9,{"$f":"Y16*C16+($A$4-80)*AF16*$A$16/1000","v":42.000000000000007},{"$f":"Z16*E16+($A$4-80)*AG16*$A$16/1000","v":41.431451612903217},{"$f":"AA16*G16+($A$4-80)*AH16*$A$16/1000","v":40.848387096774189},{"$f":"AB16*I16+($A$4-80)*AI16*$A$16/1000","v":40.412903225806453},{"$f":"AC16*K16+($A$4-80)*AJ16*$A$16/1000","v":39.943548387096776},{"$f":"AD16*M16+($A$4-80)*AK16*$A$16/1000","v":39.280645161290323},{"$f":"AE16*O16+($A$4-80)*AL16*$A$16/1000","v":38.579032258064522}]
[null,67,64.838709677419345,50.574193548387093,63.145161290322584,49.884677419354844,61.451612903225808,49.161290322580648,59.758064516129032,48.404032258064518,58.064516129032256,47.612903225806448,56.129032258064512,46.867741935483863,54.193548387096776,46.064516129032256,null,1.0806451612903225,1.0524193548387097,1.0241935483870968,0.99596774193548387,0.967741935483871,0.93548387096774188,0.90322580645161288,0.78,0.79,0.8,0.81,0.82,0.83499999999999996,0.85,0.9,0.9,0.9,0.9,0.9,0.9,0.9,{"$f":"Y17*C17+($A$4-80)*AF17*$A$16/1000","v":50.574193548387093},{"$f":"Z17*E17+($A$4-80)*AG17*$A$16/1000","v":49.884677419354844},{"$f":"AA17*G17+($A$4-80)*AH17*$A$16/1000","v":49.161290322580648},{"$f":"AB17*I17+($A$4-80)*AI17*$A$16/1000","v":48.404032258064518},{"$f":"AC17*K17+($A$4-80)*AJ17*$A$16/1000","v":47.612903225806448},{"$f":"AD17*M17+($A$4-80)*AK17*$A$16/1000","v":46.867741935483863},{"$f":"AE17*O17+($A$4-80)*AL17*$A$16/1000","v":46.064516129032256}]
[null,65,62.903225806451609,54.411290322580641,61.330645161290327,53.81764112903226,59.758064516129032,53.184677419354841,58.185483870967744,52.366935483870968,56.612903225806456,51.517741935483869,54.798387096774192,50.277520161290319,52.983870967741936,49.010080645161295,null,1.0483870967741935,1.0221774193548387,0.99596774193548387,0.969758064516129,0.94354838709677424,0.91330645161290325,0.88306451612903225,0.86499999999999999,0.87749999999999995,0.89,0.9,0.90999999999999992,0.91749999999999998,0.92500000000000004,0.9,0.9,0.9,0.81145999999999985,0.77461400000000058,0.74697950000000013,0.71934500000000012,54.411290322580641,{"$f":"Z18*E18+($A$4-80)*AG18*$A$16/1000","v":53.81764112903226},{"$f":"AA18*G18+($A$4-80)*AH18*$A$16/1000","v":53.184677419354841},52.366935483870968,51.517741935483869,50.277520161290319,49.010080645161295]
[null,63,60.967741935483872,57.919354838709673,59.516129032258064,57.433064516129029,58.064516129032256,56.903225806451609,56.612903225806456,56.046774193548387,55.161290322580641,55.161290322580641,53.467741935483872,53.467741935483872,51.774193548387096,51.774193548387096,null,1.0161290322580645,0.99193548387096775,0.967741935483871,0.94354838709677424,0.91935483870967738,0.8911290322580645,0.86290322580645162,0.95,0.96499999999999997,0.98,0.99,1,1,1,0.6272300000000004,0.57196100000000039,0.51669199999999993,0.47984600000000022,0.44300000000000006,0.44300000000000006,0.44300000000000006,57.919354838709673,{"$f":"Z19*E19+($A$4-80)*AG19*$A$16/1000","v":57.433064516129029},{"$f":"AA19*G19+($A$4-80)*AH19*$A$16/1000","v":56.903225806451609},56.046774193548387,55.161290322580641,53.467741935483872,51.774193548387096]

{"sheet":"XC17_24","index":40,"n_rows":19,"n_cols":45,"rows_kept":19,"cut":false,"hidden":true,"merged":[[130,0,133,0],[120,12,121,12],[120,13,121,13],[120,14,121,14],[120,15,121,15],[122,0,125,0],[126,0,129,0],[119,12,119,13],[119,14,119,15],[120,4,121,4],[120,5,121,5],[120,6,121,6],[120,7,121,7],[120,8,121,8],[120,9,121,9],[120,10,121,10],[120,11,121,11],[119,0,121,0],[119,1,121,1],[119,4,119,5],[119,6,119,7],[119,8,119,9],[119,10,119,11],[111,0,114,0],[117,0,118,1],[117,4,117,15],[118,4,118,5],[118,6,118,7],[118,8,118,9],[118,10,118,11],[118,12,118,13],[118,14,118,15],[101,12,102,12],[101,13,102,13],[101,14,102,14],[101,15,102,15],[103,0,106,0],[107,0,110,0],[100,12,100,13],[100,14,100,15],[101,4,102,4],[101,5,102,5],[101,6,102,6],[101,7,102,7],[101,8,102,8],[101,9,102,9],[101,10,102,10],[101,11,102,11],[100,0,102,0],[100,1,102,1],[100,4,100,5],[100,6,100,7],[100,8,100,9],[100,10,100,11],[92,0,95,0],[98,0,99,1],[98,4,98,15],[99,4,99,5],[99,6,99,7],[99,8,99,9],[99,10,99,11],[99,12,99,13],[99,14,99,15],[82,12,83,12],[82,13,83,13],[82,14,83,14],[82,15,83,15],[84,0,87,0],[88,0,91,0],[81,12,81,13],[81,14,81,15],[82,4,83,4],[82,5,83,5],[82,6,83,6],[82,7,83,7],[82,8,83,8],[82,9,83,9],[82,10,83,10],[82,11,83,11],[81,0,83,0],[81,1,83,1],[81,4,81,5],[81,6,81,7],[81,8,81,9],[81,10,81,11],[73,0,76,0],[79,0,80,1],[79,4,79,15],[80,4,80,5],[80,6,80,7],[80,8,80,9],[80,10,80,11],[80,12,80,13],[80,14,80,15],[63,12,64,12],[63,13,64,13],[63,14,64,14],[63,15,64,15],[65,0,68,0],[69,0,72,0],[62,12,62,13],[62,14,62,15],[63,4,64,4],[63,5,64,5],[63,6,64,6],[63,7,64,7],[63,8,64,8],[63,9,64,9],[63,10,64,10],[63,11,64,11],[62,0,64,0],[62,1,64,1],[62,4,62,5],[62,6,62,7],[62,8,62,9],[62,10,62,11],[54,0,57,0],[60,0,61,1],[60,4,60,15],[61,4,61,5],[61,6,61,7],[61,8,61,9],[61,10,61,11],[61,12,61,13],[61,14,61,15],[44,12,45,12],[44,13,45,13],[44,14,45,14],[44,15,45,15],[46,0,49,0],[50,0,53,0],[43,12,43,13],[43,14,43,15],[44,4,45,4],[44,5,45,5],[44,6,45,6],[44,7,45,7],[44,8,45,8],[44,9,45,9],[44,10,45,10],[44,11,45,11],[43,0,45,0],[43,1,45,1],[43,4,43,5],[43,6,43,7],[43,8,43,9],[43,10,43,11],[35,0,38,0],[41,0,42,1],[41,4,41,15],[42,4,42,5],[42,6,42,7],[42,8,42,9],[42,10,42,11],[42,12,42,13],[42,14,42,15],[25,12,26,12],[25,13,26,13],[25,14,26,14],[25,15,26,15],[27,0,30,0],[31,0,34,0],[24,12,24,13],[24,14,24,15],[25,4,26,4],[25,5,26,5],[25,6,26,6],[25,7,26,7],[25,8,26,8],[25,9,26,9],[25,10,26,10],[25,11,26,11],[24,0,26,0],[24,1,26,1],[24,4,24,5],[24,6,24,7],[24,8,24,9],[24,10,24,11],[7,0,10,0],[11,0,14,0],[15,0,18,0],[22,4,22,15],[23,4,23,5],[23,6,23,7],[23,8,23,9],[23,10,23,11],[23,12,23,13],[23,14,23,15],[5,10,6,10],[5,11,6,11],[5,12,6,12],[5,13,6,13],[5,14,6,14],[5,15,6,15],[4,10,4,11],[4,12,4,13],[4,14,4,15],[5,2,6,2],[5,3,6,3],[5,4,6,4],[5,5,6,5],[5,6,6,6],[5,7,6,7],[5,8,6,8],[4,0,6,0],[4,1,6,1],[4,2,4,3],[4,4,4,5],[4,6,4,7],[4,8,4,9],[5,9,6,9],[2,0,2,1],[2,2,2,15],[3,2,3,3],[3,4,3,5],[3,6,3,7],[3,8,3,9],[3,10,3,11],[3,12,3,13],[3,14,3,15]]}
[]
["XC17_24",24]
["Evaporator Air \n",null,"Condenser  Entering Air Temperature ˚F"]
[80,"°F DB",85,null,90,null,95,null,100,null,105,null,110,null,115]
["CFM","EWB†\n˚F","Capacity Mbtuh",null,"Capacity Mbtuh",null,"Capacity Mbtuh",null,"Capacity Mbtuh",null,"Capacity Mbtuh",null,"Capacity Mbtuh",null,"Capacity Mbtuh"]
[null,null,"Total","Sens.","Total","Sens.","Total","Sens.","Total","Sens.","Total","Sens.","Total","Sens.","Total","Sens."]
[null,null,null,null,null,null,null,null,null,null,null,null,null,null,null,null,null,"Total Factors",null,null,null,null,null,null,"Sens. %",null,null,null,null,null,null,"IDB Adj",null,null,null,null,null,null,"Sens Calc"]
[600,71,{"$f":"R8*$B$2","v":24.774193548387096},{"$f":"IF(AM8>C8,C8,AM8)","v":13.873548387096776},{"$f":"S8*$B$2","v":24.193548387096776},{"$f":"IF(AN8>E8,E8,AN8)","v":13.548387096774196},{"$f":"T8*$B$2","v":23.612903225806448},{"$f":"IF(AO8>G8,G8,AO8)","v":13.223225806451612},{"$f":"U8*$B$2","v":23.032258064516125},{"$f":"IF(AP8>I8,I8,AP8)","v":13.01322580645161},{"$f":"V8*$B$2","v":22.451612903225804},{"$f":"IF(AQ8>K8,K8,AQ8)","v":12.797419354838707},{"$f":"W8*$B$2","v":21.774193548387096},{"$f":"IF(AR8>M8,M8,AR8)","v":12.52016129032258},{"$f":"X8*$B$2","v":21.096774193548388},{"$f":"IF(AS8>O8,O8,AS8)","v":12.236129032258065},null,1.032258064516129,1.0080645161290323,0.98387096774193539,0.95967741935483852,0.93548387096774188,0.907258064516129,0.87903225806451613,0.56000000000000005,0.56000000000000005,0.56000000000000005,0.56499999999999995,0.56999999999999995,0.57499999999999996,0.57999999999999996,{"$f":"IF(Y8<0.9,0.9,Y8*-3.6846+4.1276)","v":0.9},{"$f":"IF(Z8<0.9,0.9,Z8*-3.6846+4.1276)","v":0.9},0.9,0.9,0.9,0.9,0.9,{"$f":"Y8*C8+($A$4-80)*AF8*$A$8/1000","v":13.873548387096776},{"$f":"Z8*E8+($A$4-80)*AG8*$A$8/1000","v":13.548387096774196},{"$f":"AA8*G8+($A$4-80)*AH8*$A$8/1000","v":13.223225806451612},{"$f":"AB8*I8+($A$4-80)*AI8*$A$8/1000","v":13.01322580645161},{"$f":"AC8*K8+($A$4-80)*AJ8*$A$8/1000","v":12.797419354838707},{"$f":"AD8*M8+($A$4-80)*AK8*$A$8/1000","v":12.52016129032258},{"$f":"AE8*O8+($A$4-80)*AL8*$A$8/1000","v":12.236129032258065}]
[null,67,23.419354838709676,16.159354838709675,22.93548387096774,{"$f":"IF(AN9>E9,E9,AN9)","v":15.940161290322578},22.451612903225804,{"$f":"IF(AO9>G9,G9,AO9)","v":15.716129032258062},21.870967741935488,{"$f":"IF(AP9>I9,I9,AP9)","v":15.528387096774196},21.29032258064516,{"$f":"IF(AQ9>K9,K9,AQ9)","v":15.329032258064515},20.612903225806452,{"$f":"IF(AR9>M9,M9,AR9)","v":15.047419354838709},19.935483870967744,{"$f":"IF(AS9>O9,O9,AS9)","v":14.752258064516131},null,0.97580645161290314,0.95564516129032251,0.93548387096774188,0.91129032258064524,0.88709677419354838,0.8588709677419355,0.83064516129032262,0.69,0.69499999999999995,0.7,0.71,0.72,0.73,0.74,{"$f":"IF(Y9<0.9,0.9,Y9*-3.6846+4.1276)","v":0.9},0.9,0.9,0.9,0.9,0.9,0.9,{"$f":"Y9*C9+($A$4-80)*AF9*$A$8/1000","v":16.159354838709675},{"$f":"Z9*E9+($A$4-80)*AG9*$A$8/1000","v":15.940161290322578},{"$f":"AA9*G9+($A$4-80)*AH9*$A$8/1000","v":15.716129032258062},{"$f":"AB9*I9+($A$4-80)*AI9*$A$8/1000","v":15.528387096774196},{"$f":"AC9*K9+($A$4-80)*AJ9*$A$8/1000","v":15.329032258064515},{"$f":"AD9*M9+($A$4-80)*AK9*$A$8/1000","v":15.047419354838709},{"$f":"AE9*O9+($A$4-80)*AL9*$A$8/1000","v":14.752258064516131}]
[null,65,22.838709677419356,17.471612903225804,22.306451612903224,17.231733870967741,21.774193548387096,16.983870967741936,21.241935483870968,16.781129032258065,20.709677419354836,16.56774193548387,20.08064516129032,16.315524193548384,19.451612903225808,16.04758064516129,null,0.95161290322580649,0.92943548387096775,0.907258064516129,0.88508064516129026,0.86290322580645151,0.83669354838709675,0.81048387096774199,0.7649999999999999,0.77249999999999996,0.78,0.79,0.8,0.8125,0.82499999999999996,0.9,0.9,0.9,0.9,0.9,0.9,0.9,17.471612903225804,{"$f":"Z10*E10+($A$4-80)*AG10*$A$8/1000","v":17.231733870967741},{"$f":"AA10*G10+($A$4-80)*AH10*$A$8/1000","v":16.983870967741936},16.781129032258065,16.56774193548387,16.315524193548384,16.04758064516129]
[null,63,22.258064516129032,18.696774193548386,21.677419354838705,18.4258064516129,21.096774193548388,18.143225806451614,20.612903225806452,17.933225806451613,20.129032258064516,17.713548387096775,19.548387096774196,17.495806451612907,18.967741935483872,17.260645161290324,null,0.92741935483870963,0.90322580645161277,0.87903225806451613,0.8588709677419355,0.83870967741935487,0.81451612903225812,0.79032258064516137,0.84,0.85,0.86,0.87,0.88,0.89500000000000002,0.91,0.9,0.9,0.9,0.9,0.9,0.9,0.77461400000000014,18.696774193548386,{"$f":"Z11*E11+($A$4-80)*AG11*$A$8/1000","v":18.4258064516129},{"$f":"AA11*G11+($A$4-80)*AH11*$A$8/1000","v":18.143225806451614},{"$f":"AB11*I11+($A$4-80)*AI11*$A$8/1000","v":17.933225806451613},17.713548387096775,17.495806451612907,17.260645161290324]
[800,71,26.516129032258064,16.17483870967742,25.93548387096774,16.079999999999998,25.354838709677416,15.973548387096772,24.58064516129032,15.485806451612902,23.806451612903224,14.99806451612903,23.129032258064512,14.802580645161289,22.451612903225804,14.593548387096773,null,1.1048387096774193,1.0806451612903225,1.0564516129032258,1.0241935483870968,0.99193548387096775,0.96370967741935476,0.93548387096774188,0.61,0.62,0.63,0.63,0.63,0.64,0.65,0.9,0.9,0.9,0.9,0.9,0.9,0.9,{"$f":"Y12*C12+($A$4-80)*AF12*$A$12/1000","v":16.17483870967742},{"$f":"Z12*E12+($A$4-80)*AG12*$A$12/1000","v":16.079999999999998},{"$f":"AA12*G12+($A$4-80)*AH12*$A$12/1000","v":15.973548387096772},{"$f":"AB12*I12+($A$4-80)*AI12*$A$12/1000","v":15.485806451612902},{"$f":"AC12*K12+($A$4-80)*AJ12*$A$12/1000","v":14.99806451612903},{"$f":"AD12*M12+($A$4-80)*AK12*$A$12/1000","v":14.802580645161289},{"$f":"AE12*O12+($A$4-80)*AL12*$A$12/1000","v":14.593548387096773}]
[null,67,25.161290322580644,19.374193548387098,24.58064516129032,19.172903225806451,24,18.96,23.41935483870968,18.735483870967744,22.838709677419356,18.499354838709678,22.064516129032256,18.092903225806452,21.29032258064516,17.670967741935481,null,1.0483870967741935,1.0241935483870968,1,0.97580645161290336,0.95161290322580649,0.91935483870967738,0.88709677419354838,0.77,0.78,0.79,0.8,0.81,0.82000000000000006,0.83,0.9,0.9,0.9,0.9,0.9,0.9,0.9,{"$f":"Y13*C13+($A$4-80)*AF13*$A$12/1000","v":19.374193548387098},{"$f":"Z13*E13+($A$4-80)*AG13*$A$12/1000","v":19.172903225806451},{"$f":"AA13*G13+($A$4-80)*AH13*$A$12/1000","v":18.96},{"$f":"AB13*I13+($A$4-80)*AI13*$A$12/1000","v":18.735483870967744},{"$f":"AC13*K13+($A$4-80)*AJ13*$A$12/1000","v":18.499354838709678},{"$f":"AD13*M13+($A$4-80)*AK13*$A$12/1000","v":18.092903225806452},{"$f":"AE13*O13+($A$4-80)*AL13*$A$12/1000","v":17.670967741935481}]
[null,65,24.58064516129032,21.016451612903225,24,20.82,23.41935483870968,20.60903225806452,22.838709677419356,20.326451612903227,22.258064516129032,20.032258064516128,21.532258064516128,19.540524193548386,20.806451612903224,19.037903225806449,null,1.0241935483870968,1,0.97580645161290336,0.95161290322580649,0.92741935483870963,0.89717741935483863,0.86693548387096775,0.85499999999999998,0.86749999999999994,0.88,0.89,0.9,0.90749999999999997,0.91500000000000004,0.9,0.9,0.9,0.9,0.81145999999999985,0.78382550000000029,0.75619099999999984,21.016451612903225,{"$f":"Z14*E14+($A$4-80)*AG14*$A$12/1000","v":20.82},{"$f":"AA14*G14+($A$4-80)*AH14*$A$12/1000","v":20.60903225806452},20.326451612903227,20.032258064516128,19.540524193548386,19.037903225806449]
[null,63,24,22.56,23.41935483870968,22.365483870967743,22.838709677419356,22.153548387096773,22.258064516129032,21.812903225806451,21.677419354838705,21.460645161290316,21,20.895,20.322580645161292,20.322580645161292,null,1,0.97580645161290336,0.95161290322580649,0.92741935483870963,0.90322580645161277,0.875,0.84677419354838712,0.94,0.95499999999999996,0.97,0.98,0.99,0.995,1,0.66407600000000011,0.6088070000000001,0.55353800000000009,0.51669199999999993,0.47984600000000022,0.46142299999999992,0.44300000000000006,22.56,{"$f":"Z15*E15+($A$4-80)*AG15*$A$12/1000","v":22.365483870967743},{"$f":"AA15*G15+($A$4-80)*AH15*$A$12/1000","v":22.153548387096773},21.812903225806451,21.460645161290316,20.895,20.322580645161292]
[1000,71,27.29032258064516,16.919999999999998,26.612903225806452,16.766129032258064,25.93548387096774,16.598709677419354,25.258064516129032,16.417741935483871,24.58064516129032,16.223225806451612,23.806451612903224,15.95032258064516,23.032258064516128,15.661935483870968,null,1.1370967741935483,1.1088709677419355,1.0806451612903225,1.0524193548387097,1.0241935483870968,0.99193548387096775,0.95967741935483875,0.62,0.63,0.64,0.65,0.66,0.67,0.68,0.9,0.9,0.9,0.9,0.9,0.9,0.9,{"$f":"Y16*C16+($A$4-80)*AF16*$A$16/1000","v":16.919999999999998},{"$f":"Z16*E16+($A$4-80)*AG16*$A$16/1000","v":16.766129032258064},{"$f":"AA16*G16+($A$4-80)*AH16*$A$16/1000","v":16.598709677419354},{"$f":"AB16*I16+($A$4-80)*AI16*$A$16/1000","v":16.417741935483871},{"$f":"AC16*K16+($A$4-80)*AJ16*$A$16/1000","v":16.223225806451612},{"$f":"AD16*M16+($A$4-80)*AK16*$A$16/1000","v":15.95032258064516},{"$f":"AE16*O16+($A$4-80)*AL16*$A$16/1000","v":15.661935483870968}]
[null,67,26.129032258064512,21.164516129032258,25.451612903225808,20.870322580645166,24.774193548387096,20.56258064516129,24.096774193548384,20.241290322580642,23.419354838709676,19.906451612903226,22.64516129032258,19.58806451612903,21.870967741935488,19.246451612903229,null,1.0887096774193548,1.060483870967742,1.032258064516129,1.004032258064516,0.97580645161290314,0.94354838709677413,0.91129032258064524,0.81,0.82000000000000006,0.83,0.84,0.85,0.86499999999999999,0.88,0.9,0.9,0.9,0.9,0.9,0.9,0.9,{"$f":"Y17*C17+($A$4-80)*AF17*$A$16/1000","v":21.164516129032258},{"$f":"Z17*E17+($A$4-80)*AG17*$A$16/1000","v":20.870322580645166},{"$f":"AA17*G17+($A$4-80)*AH17*$A$16/1000","v":20.56258064516129},{"$f":"AB17*I17+($A$4-80)*AI17*$A$16/1000","v":20.241290322580642},{"$f":"AC17*K17+($A$4-80)*AJ17*$A$16/1000","v":19.906451612903226},{"$f":"AD17*M17+($A$4-80)*AK17*$A$16/1000","v":19.58806451612903},{"$f":"AE17*O17+($A$4-80)*AL17*$A$16/1000","v":19.246451612903229}]
[null,65,25.451612903225808,23.033709677419356,24.822580645161288,22.588548387096772,24.193548387096776,22.137096774193552,23.56451612903226,21.679354838709681,22.93548387096774,21.215322580645161,22.258064516129032,20.755645161290321,21.58064516129032,20.285806451612899,null,1.060483870967742,1.034274193548387,1.0080645161290323,0.98185483870967749,0.95564516129032251,0.92741935483870963,0.89919354838709675,0.90500000000000003,0.91,0.91500000000000004,0.92,0.92500000000000004,0.9325,0.94,0.79303699999999999,0.77461400000000014,0.75619099999999984,0.73776799999999998,0.71934500000000012,0.69171050000000012,0.66407600000000011,23.033709677419356,{"$f":"Z18*E18+($A$4-80)*AG18*$A$16/1000","v":22.588548387096772},{"$f":"AA18*G18+($A$4-80)*AH18*$A$16/1000","v":22.137096774193552},21.679354838709681,21.215322580645161,20.755645161290321,20.285806451612899]
[null,63,24.774193548387096,24.774193548387096,24.193548387096776,24.193548387096776,23.612903225806448,23.612903225806448,23.032258064516125,23.032258064516125,22.451612903225804,22.451612903225804,21.870967741935488,21.870967741935488,21.29032258064516,21.29032258064516,null,1.032258064516129,1.0080645161290323,0.98387096774193539,0.95967741935483852,0.93548387096774188,0.91129032258064524,0.88709677419354838,1,1,1,1,1,1,1,0.44300000000000006,0.44300000000000006,0.44300000000000006,0.44300000000000006,0.44300000000000006,0.44300000000000006,0.44300000000000006,24.774193548387096,{"$f":"Z19*E19+($A$4-80)*AG19*$A$16/1000","v":24.193548387096776},{"$f":"AA19*G19+($A$4-80)*AH19*$A$16/1000","v":23.612903225806448},23.032258064516125,22.451612903225804,21.870967741935488,21.29032258064516]

{"sheet":"XC17_30","index":41,"n_rows":19,"n_cols":45,"rows_kept":19,"cut":false,"hidden":true,"merged":[[130,0,133,0],[120,12,121,12],[120,13,121,13],[120,14,121,14],[120,15,121,15],[122,0,125,0],[126,0,129,0],[119,12,119,13],[119,14,119,15],[120,4,121,4],[120,5,121,5],[120,6,121,6],[120,7,121,7],[120,8,121,8],[120,9,121,9],[120,10,121,10],[120,11,121,11],[119,0,121,0],[119,1,121,1],[119,4,119,5],[119,6,119,7],[119,8,119,9],[119,10,119,11],[111,0,114,0],[117,0,118,1],[117,4,117,15],[118,4,118,5],[118,6,118,7],[118,8,118,9],[118,10,118,11],[118,12,118,13],[118,14,118,15],[101,12,102,12],[101,13,102,13],[101,14,102,14],[101,15,102,15],[103,0,106,0],[107,0,110,0],[100,12,100,13],[100,14,100,15],[101,4,102,4],[101,5,102,5],[101,6,102,6],[101,7,102,7],[101,8,102,8],[101,9,102,9],[101,10,102,10],[101,11,102,11],[100,0,102,0],[100,1,102,1],[100,4,100,5],[100,6,100,7],[100,8,100,9],[100,10,100,11],[92,0,95,0],[98,0,99,1],[98,4,98,15],[99,4,99,5],[99,6,99,7],[99,8,99,9],[99,10,99,11],[99,12,99,13],[99,14,99,15],[82,12,83,12],[82,13,83,13],[82,14,83,14],[82,15,83,15],[84,0,87,0],[88,0,91,0],[81,12,81,13],[81,14,81,15],[82,4,83,4],[82,5,83,5],[82,6,83,6],[82,7,83,7],[82,8,83,8],[82,9,83,9],[82,10,83,10],[82,11,83,11],[81,0,83,0],[81,1,83,1],[81,4,81,5],[81,6,81,7],[81,8,81,9],[81,10,81,11],[73,0,76,0],[79,0,80,1],[79,4,79,15],[80,4,80,5],[80,6,80,7],[80,8,80,9],[80,10,80,11],[80,12,80,13],[80,14,80,15],[63,12,64,12],[63,13,64,13],[63,14,64,14],[63,15,64,15],[65,0,68,0],[69,0,72,0],[62,12,62,13],[62,14,62,15],[63,4,64,4],[63,5,64,5],[63,6,64,6],[63,7,64,7],[63,8,64,8],[63,9,64,9],[63,10,64,10],[63,11,64,11],[62,0,64,0],[62,1,64,1],[62,4,62,5],[62,6,62,7],[62,8,62,9],[62,10,62,11],[54,0,57,0],[60,0,61,1],[60,4,60,15],[61,4,61,5],[61,6,61,7],[61,8,61,9],[61,10,61,11],[61,12,61,13],[61,14,61,15],[44,12,45,12],[44,13,45,13],[44,14,45,14],[44,15,45,15],[46,0,49,0],[50,0,53,0],[43,12,43,13],[43,14,43,15],[44,4,45,4],[44,5,45,5],[44,6,45,6],[44,7,45,7],[44,8,45,8],[44,9,45,9],[44,10,45,10],[44,11,45,11],[43,0,45,0],[43,1,45,1],[43,4,43,5],[43,6,43,7],[43,8,43,9],[43,10,43,11],[35,0,38,0],[41,0,42,1],[41,4,41,15],[42,4,42,5],[42,6,42,7],[42,8,42,9],[42,10,42,11],[42,12,42,13],[42,14,42,15],[25,12,26,12],[25,13,26,13],[25,14,26,14],[25,15,26,15],[27,0,30,0],[31,0,34,0],[24,12,24,13],[24,14,24,15],[25,4,26,4],[25,5,26,5],[25,6,26,6],[25,7,26,7],[25,8,26,8],[25,9,26,9],[25,10,26,10],[25,11,26,11],[24,0,26,0],[24,1,26,1],[24,4,24,5],[24,6,24,7],[24,8,24,9],[24,10,24,11],[7,0,10,0],[11,0,14,0],[15,0,18,0],[22,4,22,15],[23,4,23,5],[23,6,23,7],[23,8,23,9],[23,10,23,11],[23,12,23,13],[23,14,23,15],[5,10,6,10],[5,11,6,11],[5,12,6,12],[5,13,6,13],[5,14,6,14],[5,15,6,15],[4,10,4,11],[4,12,4,13],[4,14,4,15],[5,2,6,2],[5,3,6,3],[5,4,6,4],[5,5,6,5],[5,6,6,6],[5,7,6,7],[5,8,6,8],[4,0,6,0],[4,1,6,1],[4,2,4,3],[4,4,4,5],[4,6,4,7],[4,8,4,9],[5,9,6,9],[2,0,2,1],[2,2,2,15],[3,2,3,3],[3,4,3,5],[3,6,3,7],[3,8,3,9],[3,10,3,11],[3,12,3,13],[3,14,3,15]]}
[]
["XC17_30",30]
["Evaporator Air \n",null,"Condenser  Entering Air Temperature ˚F"]
[80,"°F DB",85,null,90,null,95,null,100,null,105,null,110,null,115]
["CFM","EWB†\n˚F","Capacity Mbtuh",null,"Capacity Mbtuh",null,"Capacity Mbtuh",null,"Capacity Mbtuh",null,"Capacity Mbtuh",null,"Capacity Mbtuh",null,"Capacity Mbtuh"]
[null,null,"Total","Sens.","Total","Sens.","Total","Sens.","Total","Sens.","Total","Sens.","Total","Sens.","Total","Sens."]
[null,null,null,null,null,null,null,null,null,null,null,null,null,null,null,null,null,"Total Factors",null,null,null,null,null,null,"Sens. %",null,null,null,null,null,null,"IDB Adj",null,null,null,null,null,null,"Sens Calc"]
[800,71,{"$f":"R8*$B$2","v":31.43835616438356},{"$f":"IF(AM8>C8,C8,AM8)","v":17.919863013698627},{"$f":"S8*$B$2","v":30.719178082191782},{"$f":"IF(AN8>E8,E8,AN8)","v":17.663527397260275},{"$f":"T8*$B$2","v":30},{"$f":"IF(AO8>G8,G8,AO8)","v":17.399999999999999},{"$f":"U8*$B$2","v":29.17808219178082},{"$f":"IF(AP8>I8,I8,AP8)","v":17.06917808219178},{"$f":"V8*$B$2","v":28.356164383561648},{"$f":"IF(AQ8>K8,K8,AQ8)","v":16.730136986301371},{"$f":"W8*$B$2","v":27.534246575342465},{"$f":"IF(AR8>M8,M8,AR8)","v":16.520547945205479},{"$f":"X8*$B$2","v":26.712328767123289},{"$f":"IF(AS8>O8,O8,AS8)","v":16.294520547945204},null,1.047945205479452,1.023972602739726,1,0.9726027397260274,0.94520547945205491,0.9178082191780822,0.8904109589041096,0.56999999999999995,0.57499999999999996,0.57999999999999996,0.58499999999999996,0.59,0.6,0.61,{"$f":"IF(Y8<0.9,0.9,Y8*-3.6846+4.1276)","v":0.9},{"$f":"IF(Z8<0.9,0.9,Z8*-3.6846+4.1276)","v":0.9},0.9,0.9,0.9,0.9,0.9,{"$f":"Y8*C8+($A$4-80)*AF8*$A$8/1000","v":17.919863013698627},{"$f":"Z8*E8+($A$4-80)*AG8*$A$8/1000","v":17.663527397260275},{"$f":"AA8*G8+($A$4-80)*AH8*$A$8/1000","v":17.399999999999999},{"$f":"AB8*I8+($A$4-80)*AI8*$A$8/1000","v":17.06917808219178},{"$f":"AC8*K8+($A$4-80)*AJ8*$A$8/1000","v":16.730136986301371},{"$f":"AD8*M8+($A$4-80)*AK8*$A$8/1000","v":16.520547945205479},{"$f":"AE8*O8+($A$4-80)*AL8*$A$8/1000","v":16.294520547945204}]
[null,67,29.794520547945204,21.452054794520546,29.075342465753426,{"$f":"IF(AN9>E9,E9,AN9)","v":21.079623287671232},28.356164383561648,{"$f":"IF(AO9>G9,G9,AO9)","v":20.700000000000003},27.636986301369863,{"$f":"IF(AP9>I9,I9,AP9)","v":20.451369863013699},26.917808219178085,{"$f":"IF(AQ9>K9,K9,AQ9)","v":20.188356164383563},26.095890410958901,{"$f":"IF(AR9>M9,M9,AR9)","v":19.963356164383558},25.273972602739725,{"$f":"IF(AS9>O9,O9,AS9)","v":19.713698630136985},null,0.99315068493150682,0.96917808219178092,0.94520547945205491,0.92123287671232879,0.89726027397260277,0.86986301369863006,0.84246575342465757,0.72,0.72499999999999998,0.73,0.74,0.75,0.76500000000000001,0.78,{"$f":"IF(Y9<0.9,0.9,Y9*-3.6846+4.1276)","v":0.9},0.9,0.9,0.9,0.9,0.9,0.9,{"$f":"Y9*C9+($A$4-80)*AF9*$A$8/1000","v":21.452054794520546},{"$f":"Z9*E9+($A$4-80)*AG9*$A$8/1000","v":21.079623287671232},{"$f":"AA9*G9+($A$4-80)*AH9*$A$8/1000","v":20.700000000000003},{"$f":"AB9*I9+($A$4-80)*AI9*$A$8/1000","v":20.451369863013699},{"$f":"AC9*K9+($A$4-80)*AJ9*$A$8/1000","v":20.188356164383563},{"$f":"AD9*M9+($A$4-80)*AK9*$A$8/1000","v":19.963356164383558},{"$f":"AE9*O9+($A$4-80)*AL9*$A$8/1000","v":19.713698630136985}]
[null,65,28.972602739726028,23.178082191780824,28.253424657534246,22.885273972602739,27.534246575342465,22.578082191780823,26.815068493150687,22.256506849315073,26.095890410958901,21.920547945205481,25.273972602739725,21.672431506849314,24.452054794520549,21.395547945205479,null,0.96575342465753422,0.94178082191780821,0.9178082191780822,0.89383561643835618,0.86986301369863006,0.84246575342465757,0.81506849315068497,0.8,0.81,0.82000000000000006,0.83000000000000007,0.84000000000000008,0.85750000000000004,0.875,0.9,0.9,0.9,0.9,0.9,0.9,0.9,23.178082191780824,{"$f":"Z10*E10+($A$4-80)*AG10*$A$8/1000","v":22.885273972602739},{"$f":"AA10*G10+($A$4-80)*AH10*$A$8/1000","v":22.578082191780823},22.256506849315073,21.920547945205481,21.672431506849314,21.395547945205479]
[null,63,28.150684931506849,24.772602739726025,27.431506849315067,24.551198630136984,26.712328767123289,24.308219178082194,25.993150684931507,23.913698630136988,25.273972602739725,23.504794520547946,24.452054794520549,23.229452054794521,23.63013698630137,22.921232876712327,null,0.93835616438356162,0.91438356164383561,0.8904109589041096,0.86643835616438358,0.84246575342465757,0.81506849315068497,0.78767123287671237,0.88,0.89500000000000002,0.91,0.92,0.93,0.95,0.97,0.9,0.9,0.77461400000000014,0.73776799999999998,0.70092199999999982,0.6272300000000004,0.55353800000000009,24.772602739726025,{"$f":"Z11*E11+($A$4-80)*AG11*$A$8/1000","v":24.551198630136984},{"$f":"AA11*G11+($A$4-80)*AH11*$A$8/1000","v":24.308219178082194},{"$f":"AB11*I11+($A$4-80)*AI11*$A$8/1000","v":23.913698630136988},23.504794520547946,23.229452054794521,22.921232876712327]
[1000,71,33.287671232876711,20.638356164383559,32.465753424657535,20.453424657534246,31.643835616438356,20.252054794520546,30.719178082191782,19.8138698630137,29.794520547945204,19.366438356164384,28.869863013698634,19.054109589041101,27.945205479452053,18.723287671232878,null,1.1095890410958904,1.0821917808219179,1.0547945205479452,1.023972602739726,0.99315068493150682,0.96232876712328774,0.93150684931506844,0.62,0.63,0.64,0.64500000000000002,0.65,0.66,0.67,0.9,0.9,0.9,0.9,0.9,0.9,0.9,{"$f":"Y12*C12+($A$4-80)*AF12*$A$12/1000","v":20.638356164383559},{"$f":"Z12*E12+($A$4-80)*AG12*$A$12/1000","v":20.453424657534246},{"$f":"AA12*G12+($A$4-80)*AH12*$A$12/1000","v":20.252054794520546},{"$f":"AB12*I12+($A$4-80)*AI12*$A$12/1000","v":19.8138698630137},{"$f":"AC12*K12+($A$4-80)*AJ12*$A$12/1000","v":19.366438356164384},{"$f":"AD12*M12+($A$4-80)*AK12*$A$12/1000","v":19.054109589041101},{"$f":"AE12*O12+($A$4-80)*AL12*$A$12/1000","v":18.723287671232878}]
[null,67,31.43835616438356,24.836301369863012,30.719178082191782,24.575342465753426,30,24.3,29.17808219178082,24.071917808219176,28.356164383561648,23.819178082191783,27.43150684931507,23.453938356164386,26.506849315068497,23.06095890410959,null,1.047945205479452,1.023972602739726,1,0.9726027397260274,0.94520547945205491,0.91438356164383572,0.88356164383561653,0.79,0.8,0.81,0.82499999999999996,0.84,0.85499999999999998,0.87,0.9,0.9,0.9,0.9,0.9,0.9,0.9,{"$f":"Y13*C13+($A$4-80)*AF13*$A$12/1000","v":24.836301369863012},{"$f":"Z13*E13+($A$4-80)*AG13*$A$12/1000","v":24.575342465753426},{"$f":"AA13*G13+($A$4-80)*AH13*$A$12/1000","v":24.3},{"$f":"AB13*I13+($A$4-80)*AI13*$A$12/1000","v":24.071917808219176},{"$f":"AC13*K13+($A$4-80)*AJ13*$A$12/1000","v":23.819178082191783},{"$f":"AD13*M13+($A$4-80)*AK13*$A$12/1000","v":23.453938356164386},{"$f":"AE13*O13+($A$4-80)*AL13*$A$12/1000","v":23.06095890410959}]
[null,65,30.616438356164387,26.94246575342466,29.845890410958901,26.562842465753423,29.075342465753423,26.167808219178081,28.304794520547944,25.757363013698626,27.534246575342465,25.331506849315065,26.712328767123289,24.775684931506849,25.890410958904113,24.207534246575346,null,1.0205479452054795,0.99486301369863006,0.9691780821917807,0.94349315068493145,0.9178082191780822,0.8904109589041096,0.8630136986301371,0.88,0.89,0.9,0.90999999999999992,0.91999999999999993,0.92749999999999999,0.93500000000000005,0.9,0.9,0.81145999999999985,0.77461400000000058,0.73776800000000042,0.71013349999999997,0.68249899999999997,26.94246575342466,{"$f":"Z14*E14+($A$4-80)*AG14*$A$12/1000","v":26.562842465753423},{"$f":"AA14*G14+($A$4-80)*AH14*$A$12/1000","v":26.167808219178081},25.757363013698626,25.331506849315065,24.775684931506849,24.207534246575346]
[null,63,29.794520547945204,28.900684931506849,28.972602739726028,28.393150684931506,28.150684931506849,27.86917808219178,27.431506849315067,27.294349315068491,26.712328767123289,26.712328767123289,25.993150684931507,25.993150684931507,25.273972602739725,25.273972602739725,null,0.99315068493150682,0.96575342465753422,0.93835616438356162,0.91438356164383561,0.8904109589041096,0.86643835616438358,0.84246575342465757,0.97,0.98,0.99,0.995,1,1,1,0.55353800000000009,0.51669199999999993,0.47984600000000022,0.46142299999999992,0.44300000000000006,0.44300000000000006,0.44300000000000006,28.900684931506849,{"$f":"Z15*E15+($A$4-80)*AG15*$A$12/1000","v":28.393150684931506},{"$f":"AA15*G15+($A$4-80)*AH15*$A$12/1000","v":27.86917808219178},27.294349315068491,26.712328767123289,25.993150684931507,25.273972602739725]
[1200,71,34.109589041095894,21.830136986301373,33.18493150684931,21.404280821917805,32.260273972602739,20.969178082191782,31.43835616438356,20.74931506849315,30.616438356164387,20.513013698630139,29.589041095890412,20.120547945205477,28.56164383561644,19.707534246575342,null,1.1369863013698631,1.1061643835616437,1.0753424657534247,1.047945205479452,1.0205479452054795,0.98630136986301375,0.95205479452054798,0.64,0.64500000000000002,0.65,0.66,0.67,0.67999999999999994,0.69,0.9,0.9,0.9,0.9,0.9,0.9,0.9,{"$f":"Y16*C16+($A$4-80)*AF16*$A$16/1000","v":21.830136986301373},{"$f":"Z16*E16+($A$4-80)*AG16*$A$16/1000","v":21.404280821917805},{"$f":"AA16*G16+($A$4-80)*AH16*$A$16/1000","v":20.969178082191782},{"$f":"AB16*I16+($A$4-80)*AI16*$A$16/1000","v":20.74931506849315},{"$f":"AC16*K16+($A$4-80)*AJ16*$A$16/1000","v":20.513013698630139},{"$f":"AD16*M16+($A$4-80)*AK16*$A$16/1000","v":20.120547945205477},{"$f":"AE16*O16+($A$4-80)*AL16*$A$16/1000","v":19.707534246575342}]
[null,67,32.260273972602739,26.453424657534246,31.43835616438356,26.093835616438355,30.616438356164387,25.717808219178085,29.691780821917806,25.386472602739723,28.767123287671236,25.027397260273975,27.842465753424658,24.779794520547945,26.917808219178085,24.495205479452057,null,1.0753424657534247,1.047945205479452,1.0205479452054795,0.98972602739726023,0.95890410958904115,0.92808219178082196,0.89726027397260277,0.82,0.83,0.84,0.85499999999999998,0.87,0.89,0.91,0.9,0.9,0.9,0.9,0.9,0.9,0.77461400000000014,{"$f":"Y17*C17+($A$4-80)*AF17*$A$16/1000","v":26.453424657534246},{"$f":"Z17*E17+($A$4-80)*AG17*$A$16/1000","v":26.093835616438355},{"$f":"AA17*G17+($A$4-80)*AH17*$A$16/1000","v":25.717808219178085},{"$f":"AB17*I17+($A$4-80)*AI17*$A$16/1000","v":25.386472602739723},{"$f":"AC17*K17+($A$4-80)*AJ17*$A$16/1000","v":25.027397260273975},{"$f":"AD17*M17+($A$4-80)*AK17*$A$16/1000","v":24.779794520547945},{"$f":"AE17*O17+($A$4-80)*AL17*$A$16/1000","v":24.495205479452057}]
[null,65,31.335616438356166,28.515410958904109,30.616438356164387,28.014041095890413,29.897260273972606,27.505479452054796,29.075342465753426,26.967380136986304,28.253424657534246,26.416952054794521,27.380136986301366,25.874229452054792,26.506849315068493,25.314041095890413,null,1.0445205479452055,1.0205479452054795,0.99657534246575352,0.96917808219178092,0.94178082191780821,0.91267123287671226,0.88356164383561642,0.90999999999999992,0.91499999999999992,0.91999999999999993,0.92749999999999999,0.93500000000000005,0.94500000000000006,0.95500000000000007,0.77461400000000058,0.75619100000000028,0.73776800000000042,0.71013349999999997,0.68249899999999997,0.64565299999999981,0.60880699999999965,28.515410958904109,{"$f":"Z18*E18+($A$4-80)*AG18*$A$16/1000","v":28.014041095890413},{"$f":"AA18*G18+($A$4-80)*AH18*$A$16/1000","v":27.505479452054796},26.967380136986304,26.416952054794521,25.874229452054792,25.314041095890413]
[null,63,30.410958904109592,30.410958904109592,29.794520547945204,29.794520547945204,29.17808219178082,29.17808219178082,28.458904109589042,28.458904109589042,27.739726027397261,27.739726027397261,26.917808219178085,26.917808219178085,26.095890410958901,26.095890410958901,null,1.0136986301369864,0.99315068493150682,0.9726027397260274,0.94863013698630139,0.92465753424657537,0.89726027397260277,0.86986301369863006,1,1,1,1,1,1,1,0.44300000000000006,0.44300000000000006,0.44300000000000006,0.44300000000000006,0.44300000000000006,0.44300000000000006,0.44300000000000006,30.410958904109592,{"$f":"Z19*E19+($A$4-80)*AG19*$A$16/1000","v":29.794520547945204},{"$f":"AA19*G19+($A$4-80)*AH19*$A$16/1000","v":29.17808219178082},28.458904109589042,27.739726027397261,26.917808219178085,26.095890410958901]

{"sheet":"XC17_36","index":42,"n_rows":19,"n_cols":45,"rows_kept":19,"cut":false,"hidden":true,"merged":[[130,0,133,0],[120,12,121,12],[120,13,121,13],[120,14,121,14],[120,15,121,15],[122,0,125,0],[126,0,129,0],[119,12,119,13],[119,14,119,15],[120,4,121,4],[120,5,121,5],[120,6,121,6],[120,7,121,7],[120,8,121,8],[120,9,121,9],[120,10,121,10],[120,11,121,11],[119,0,121,0],[119,1,121,1],[119,4,119,5],[119,6,119,7],[119,8,119,9],[119,10,119,11],[111,0,114,0],[117,0,118,1],[117,4,117,15],[118,4,118,5],[118,6,118,7],[118,8,118,9],[118,10,118,11],[118,12,118,13],[118,14,118,15],[101,12,102,12],[101,13,102,13],[101,14,102,14],[101,15,102,15],[103,0,106,0],[107,0,110,0],[100,12,100,13],[100,14,100,15],[101,4,102,4],[101,5,102,5],[101,6,102,6],[101,7,102,7],[101,8,102,8],[101,9,102,9],[101,10,102,10],[101,11,102,11],[100,0,102,0],[100,1,102,1],[100,4,100,5],[100,6,100,7],[100,8,100,9],[100,10,100,11],[92,0,95,0],[98,0,99,1],[98,4,98,15],[99,4,99,5],[99,6,99,7],[99,8,99,9],[99,10,99,11],[99,12,99,13],[99,14,99,15],[82,12,83,12],[82,13,83,13],[82,14,83,14],[82,15,83,15],[84,0,87,0],[88,0,91,0],[81,12,81,13],[81,14,81,15],[82,4,83,4],[82,5,83,5],[82,6,83,6],[82,7,83,7],[82,8,83,8],[82,9,83,9],[82,10,83,10],[82,11,83,11],[81,0,83,0],[81,1,83,1],[81,4,81,5],[81,6,81,7],[81,8,81,9],[81,10,81,11],[73,0,76,0],[79,0,80,1],[79,4,79,15],[80,4,80,5],[80,6,80,7],[80,8,80,9],[80,10,80,11],[80,12,80,13],[80,14,80,15],[63,12,64,12],[63,13,64,13],[63,14,64,14],[63,15,64,15],[65,0,68,0],[69,0,72,0],[62,12,62,13],[62,14,62,15],[63,4,64,4],[63,5,64,5],[63,6,64,6],[63,7,64,7],[63,8,64,8],[63,9,64,9],[63,10,64,10],[63,11,64,11],[62,0,64,0],[62,1,64,1],[62,4,62,5],[62,6,62,7],[62,8,62,9],[62,10,62,11],[54,0,57,0],[60,0,61,1],[60,4,60,15],[61,4,61,5],[61,6,61,7],[61,8,61,9],[61,10,61,11],[61,12,61,13],[61,14,61,15],[44,12,45,12],[44,13,45,13],[44,14,45,14],[44,15,45,15],[46,0,49,0],[50,0,53,0],[43,12,43,13],[43,14,43,15],[44,4,45,4],[44,5,45,5],[44,6,45,6],[44,7,45,7],[44,8,45,8],[44,9,45,9],[44,10,45,10],[44,11,45,11],[43,0,45,0],[43,1,45,1],[43,4,43,5],[43,6,43,7],[43,8,43,9],[43,10,43,11],[35,0,38,0],[41,0,42,1],[41,4,41,15],[42,4,42,5],[42,6,42,7],[42,8,42,9],[42,10,42,11],[42,12,42,13],[42,14,42,15],[25,12,26,12],[25,13,26,13],[25,14,26,14],[25,15,26,15],[27,0,30,0],[31,0,34,0],[24,12,24,13],[24,14,24,15],[25,4,26,4],[25,5,26,5],[25,6,26,6],[25,7,26,7],[25,8,26,8],[25,9,26,9],[25,10,26,10],[25,11,26,11],[24,0,26,0],[24,1,26,1],[24,4,24,5],[24,6,24,7],[24,8,24,9],[24,10,24,11],[7,0,10,0],[11,0,14,0],[15,0,18,0],[22,4,22,15],[23,4,23,5],[23,6,23,7],[23,8,23,9],[23,10,23,11],[23,12,23,13],[23,14,23,15],[5,10,6,10],[5,11,6,11],[5,12,6,12],[5,13,6,13],[5,14,6,14],[5,15,6,15],[4,10,4,11],[4,12,4,13],[4,14,4,15],[5,2,6,2],[5,3,6,3],[5,4,6,4],[5,5,6,5],[5,6,6,6],[5,7,6,7],[5,8,6,8],[4,0,6,0],[4,1,6,1],[4,2,4,3],[4,4,4,5],[4,6,4,7],[4,8,4,9],[5,9,6,9],[2,0,2,1],[2,2,2,15],[3,2,3,3],[3,4,3,5],[3,6,3,7],[3,8,3,9],[3,10,3,11],[3,12,3,13],[3,14,3,15]]}
[]
["XC17_36",36]
["Evaporator Air \n",null,"Condenser  Entering Air Temperature ˚F"]
[80,"°F DB",85,null,90,null,95,null,100,null,105,null,110,null,115]
["CFM","EWB†\n˚F","Capacity Mbtuh",null,"Capacity Mbtuh",null,"Capacity Mbtuh",null,"Capacity Mbtuh",null,"Capacity Mbtuh",null,"Capacity Mbtuh",null,"Capacity Mbtuh"]
[null,null,"Total","Sens.","Total","Sens.","Total","Sens.","Total","Sens.","Total","Sens.","Total","Sens.","Total","Sens."]
[null,null,null,null,null,null,null,null,null,null,null,null,null,null,null,null,null,"Total Factors",null,null,null,null,null,null,"Sens. %",null,null,null,null,null,null,"IDB Adj",null,null,null,null,null,null,"Sens Calc"]
[1000,71,{"$f":"R8*$B$2","v":38.212290502793302},{"$f":"IF(AM8>C8,C8,AM8)","v":21.78100558659218},{"$f":"S8*$B$2","v":37.307262569832403},{"$f":"IF(AN8>E8,E8,AN8)","v":21.451675977653629},{"$f":"T8*$B$2","v":36.402234636871512},{"$f":"IF(AO8>G8,G8,AO8)","v":21.113296089385475},{"$f":"U8*$B$2","v":35.497206703910614},{"$f":"IF(AP8>I8,I8,AP8)","v":20.765865921787707},{"$f":"V8*$B$2","v":34.592178770949722},{"$f":"IF(AQ8>K8,K8,AQ8)","v":20.409385474860336},{"$f":"W8*$B$2","v":33.486033519553075},{"$f":"IF(AR8>M8,M8,AR8)","v":20.091620111731846},{"$f":"X8*$B$2","v":32.379888268156428},{"$f":"IF(AS8>O8,O8,AS8)","v":19.751731843575421},null,1.0614525139664805,1.0363128491620113,1.011173184357542,0.98603351955307261,0.96089385474860334,0.93016759776536317,0.89944134078212301,0.56999999999999995,0.57499999999999996,0.57999999999999996,0.58499999999999996,0.59,0.6,0.61,{"$f":"IF(Y8<0.9,0.9,Y8*-3.6846+4.1276)","v":0.9},{"$f":"IF(Z8<0.9,0.9,Z8*-3.6846+4.1276)","v":0.9},0.9,0.9,0.9,0.9,0.9,{"$f":"Y8*C8+($A$4-80)*AF8*$A$8/1000","v":21.78100558659218},{"$f":"Z8*E8+($A$4-80)*AG8*$A$8/1000","v":21.451675977653629},{"$f":"AA8*G8+($A$4-80)*AH8*$A$8/1000","v":21.113296089385475},{"$f":"AB8*I8+($A$4-80)*AI8*$A$8/1000","v":20.765865921787707},{"$f":"AC8*K8+($A$4-80)*AJ8*$A$8/1000","v":20.409385474860336},{"$f":"AD8*M8+($A$4-80)*AK8*$A$8/1000","v":20.091620111731846},{"$f":"AE8*O8+($A$4-80)*AL8*$A$8/1000","v":19.751731843575421}]
[null,67,36.201117318435756,26.064804469273742,35.396648044692746,{"$f":"IF(AN9>E9,E9,AN9)","v":25.662569832402241},34.592178770949722,{"$f":"IF(AO9>G9,G9,AO9)","v":25.252290502793297},33.687150837988831,{"$f":"IF(AP9>I9,I9,AP9)","v":24.928491620111735},32.782122905027933,{"$f":"IF(AQ9>K9,K9,AQ9)","v":24.58659217877095},31.776536312849164,{"$f":"IF(AR9>M9,M9,AR9)","v":24.309050279329611},30.770949720670398,{"$f":"IF(AS9>O9,O9,AS9)","v":24.001340782122909},null,1.005586592178771,0.98324022346368734,0.96089385474860334,0.93575418994413417,0.9106145251396649,0.88268156424581012,0.85474860335195546,0.72,0.72499999999999998,0.73,0.74,0.75,0.76500000000000001,0.78,{"$f":"IF(Y9<0.9,0.9,Y9*-3.6846+4.1276)","v":0.9},0.9,0.9,0.9,0.9,0.9,0.9,{"$f":"Y9*C9+($A$4-80)*AF9*$A$8/1000","v":26.064804469273742},{"$f":"Z9*E9+($A$4-80)*AG9*$A$8/1000","v":25.662569832402241},{"$f":"AA9*G9+($A$4-80)*AH9*$A$8/1000","v":25.252290502793297},{"$f":"AB9*I9+($A$4-80)*AI9*$A$8/1000","v":24.928491620111735},{"$f":"AC9*K9+($A$4-80)*AJ9*$A$8/1000","v":24.58659217877095},{"$f":"AD9*M9+($A$4-80)*AK9*$A$8/1000","v":24.309050279329611},{"$f":"AE9*O9+($A$4-80)*AL9*$A$8/1000","v":24.001340782122909}]
[null,65,35.195530726256983,28.156424581005588,34.391061452513974,27.856759776536322,33.58659217877095,27.541005586592181,32.681564245810058,27.125698324022352,31.776536312849164,26.692290502793298,30.821229050279335,26.35215083798883,29.865921787709503,25.983351955307267,null,0.97765363128491622,0.95530726256983256,0.93296089385474867,0.9078212290502794,0.88268156424581012,0.85614525139664821,0.82960893854748619,0.8,0.81,0.82000000000000006,0.83000000000000007,0.84000000000000008,0.85499999999999998,0.87,0.9,0.9,0.9,0.9,0.9,0.9,0.9,28.156424581005588,{"$f":"Z10*E10+($A$4-80)*AG10*$A$8/1000","v":27.856759776536322},{"$f":"AA10*G10+($A$4-80)*AH10*$A$8/1000","v":27.541005586592181},27.125698324022352,26.692290502793298,26.35215083798883,25.983351955307267]
[null,63,34.189944134078218,30.087150837988833,33.385474860335201,29.880000000000006,32.581005586592184,29.648715083798887,31.675977653631286,29.141899441340783,30.770949720670398,28.616983240223473,29.865921787709503,28.223296089385482,28.960893854748605,27.80245810055866,null,0.94972067039106156,0.92737430167597779,0.9050279329608939,0.87988826815642462,0.85474860335195546,0.82960893854748619,0.8044692737430168,0.88,0.89500000000000002,0.91,0.92,0.93,0.94500000000000006,0.96,0.9,0.9,0.77461400000000014,0.73776799999999998,0.70092199999999982,0.64565299999999981,0.59038400000000024,30.087150837988833,{"$f":"Z11*E11+($A$4-80)*AG11*$A$8/1000","v":29.880000000000006},{"$f":"AA11*G11+($A$4-80)*AH11*$A$8/1000","v":29.648715083798887},{"$f":"AB11*I11+($A$4-80)*AI11*$A$8/1000","v":29.141899441340783},28.616983240223473,28.223296089385482,27.80245810055866]
[1200,71,40.22346368715084,24.938547486033521,39.117318435754193,24.44832402234637,38.011173184357546,23.947039106145255,37.005586592178773,23.683575418994415,36,23.400000000000002,34.89385474860336,22.855474860335203,33.787709497206706,22.299888268156426,null,1.1173184357541901,1.0865921787709498,1.0558659217877095,1.0279329608938548,1,0.96927374301675995,0.93854748603351967,0.62,0.625,0.63,0.64,0.65,0.65500000000000003,0.66,0.9,0.9,0.9,0.9,0.9,0.9,0.9,{"$f":"Y12*C12+($A$4-80)*AF12*$A$12/1000","v":24.938547486033521},{"$f":"Z12*E12+($A$4-80)*AG12*$A$12/1000","v":24.44832402234637},{"$f":"AA12*G12+($A$4-80)*AH12*$A$12/1000","v":23.947039106145255},{"$f":"AB12*I12+($A$4-80)*AI12*$A$12/1000","v":23.683575418994415},{"$f":"AC12*K12+($A$4-80)*AJ12*$A$12/1000","v":23.400000000000002},{"$f":"AD12*M12+($A$4-80)*AK12*$A$12/1000","v":22.855474860335203},{"$f":"AE12*O12+($A$4-80)*AL12*$A$12/1000","v":22.299888268156426}]
[null,67,38.011173184357546,29.648715083798887,37.005586592178773,29.234413407821233,36,28.8,35.094972067039109,28.42692737430168,34.189944134078218,28.035754189944136,33.083798882681563,27.624972067039103,31.97765363128492,27.181005586592182,null,1.0558659217877095,1.0279329608938548,1,0.97486033519553073,0.94972067039106156,0.91899441340782129,0.88826815642458112,0.78,0.79,0.8,0.81,0.82,0.83499999999999996,0.85,0.9,0.9,0.9,0.9,0.9,0.9,0.9,{"$f":"Y13*C13+($A$4-80)*AF13*$A$12/1000","v":29.648715083798887},{"$f":"Z13*E13+($A$4-80)*AG13*$A$12/1000","v":29.234413407821233},{"$f":"AA13*G13+($A$4-80)*AH13*$A$12/1000","v":28.8},{"$f":"AB13*I13+($A$4-80)*AI13*$A$12/1000","v":28.42692737430168},{"$f":"AC13*K13+($A$4-80)*AJ13*$A$12/1000","v":28.035754189944136},{"$f":"AD13*M13+($A$4-80)*AK13*$A$12/1000","v":27.624972067039103},{"$f":"AE13*O13+($A$4-80)*AL13*$A$12/1000","v":27.181005586592182}]
[null,65,36.905027932960905,31.922849162011183,35.949720670391066,31.545879888268157,34.994413407821227,31.145027932960893,34.089385474860336,30.680446927374298,33.184357541899445,30.197765363128493,32.178770949720672,29.524022346368717,31.173184357541899,28.835195530726256,null,1.0251396648044695,0.99860335195530736,0.97206703910614523,0.94692737430167606,0.92178770949720679,0.89385474860335201,0.86592178770949724,0.86499999999999999,0.87749999999999995,0.89,0.89999999999999991,0.90999999999999992,0.91749999999999998,0.92500000000000004,0.9,0.9,0.9,0.81146000000000029,0.77461400000000058,0.74697950000000013,0.71934500000000012,31.922849162011183,{"$f":"Z14*E14+($A$4-80)*AG14*$A$12/1000","v":31.545879888268157},{"$f":"AA14*G14+($A$4-80)*AH14*$A$12/1000","v":31.145027932960893},30.680446927374298,30.197765363128493,29.524022346368717,28.835195530726256]
[null,63,35.798882681564251,34.008938547486039,34.89385474860336,33.672569832402239,33.988826815642454,33.309050279329604,33.083798882681563,32.752960893854748,32.178770949720672,32.178770949720672,31.273743016759777,31.273743016759777,30.368715083798886,30.368715083798886,null,0.99441340782122922,0.96927374301675995,0.94413407821229045,0.91899441340782129,0.89385474860335201,0.86871508379888274,0.84357541899441346,0.95,0.96499999999999997,0.98,0.99,1,1,1,0.6272300000000004,0.57196100000000039,0.51669199999999993,0.47984600000000022,0.44300000000000006,0.44300000000000006,0.44300000000000006,34.008938547486039,{"$f":"Z15*E15+($A$4-80)*AG15*$A$12/1000","v":33.672569832402239},{"$f":"AA15*G15+($A$4-80)*AH15*$A$12/1000","v":33.309050279329604},32.752960893854748,32.178770949720672,31.273743016759777,30.368715083798886]
[1400,71,40.726256983240226,25.25027932960894,39.720670391061454,25.024022346368717,38.715083798882681,24.777653631284917,37.659217877094981,24.290195530726265,36.603351955307268,23.792178770949725,35.396648044692746,23.361787709497214,34.189944134078218,22.907262569832408,null,1.1312849162011174,1.1033519553072626,1.0754189944134078,1.0460893854748605,1.016759776536313,0.98324022346368734,0.94972067039106156,0.62,0.63,0.64,0.64500000000000002,0.65,0.66,0.67,0.9,0.9,0.9,0.9,0.9,0.9,0.9,{"$f":"Y16*C16+($A$4-80)*AF16*$A$16/1000","v":25.25027932960894},{"$f":"Z16*E16+($A$4-80)*AG16*$A$16/1000","v":25.024022346368717},{"$f":"AA16*G16+($A$4-80)*AH16*$A$16/1000","v":24.777653631284917},{"$f":"AB16*I16+($A$4-80)*AI16*$A$16/1000","v":24.290195530726265},{"$f":"AC16*K16+($A$4-80)*AJ16*$A$16/1000","v":23.792178770949725},{"$f":"AD16*M16+($A$4-80)*AK16*$A$16/1000","v":23.361787709497214},{"$f":"AE16*O16+($A$4-80)*AL16*$A$16/1000","v":22.907262569832408}]
[null,67,38.715083798882681,30.972067039106147,37.759776536312849,30.585418994413409,36.804469273743024,30.179664804469279,35.69832402234637,29.808100558659216,34.592178770949722,29.403351955307262,33.486033519553075,28.965418994413408,32.379888268156428,28.494301675977656,null,1.0754189944134078,1.0488826815642458,1.022346368715084,0.99162011173184361,0.96089385474860334,0.93016759776536317,0.89944134078212301,0.8,0.81,0.82,0.83499999999999996,0.85,0.86499999999999999,0.88,0.9,0.9,0.9,0.9,0.9,0.9,0.9,{"$f":"Y17*C17+($A$4-80)*AF17*$A$16/1000","v":30.972067039106147},{"$f":"Z17*E17+($A$4-80)*AG17*$A$16/1000","v":30.585418994413409},{"$f":"AA17*G17+($A$4-80)*AH17*$A$16/1000","v":30.179664804469279},{"$f":"AB17*I17+($A$4-80)*AI17*$A$16/1000","v":29.808100558659216},{"$f":"AC17*K17+($A$4-80)*AJ17*$A$16/1000","v":29.403351955307262},{"$f":"AD17*M17+($A$4-80)*AK17*$A$16/1000","v":28.965418994413408},{"$f":"AE17*O17+($A$4-80)*AL17*$A$16/1000","v":28.494301675977656}]
[null,65,37.5586592178771,33.615000000000002,36.678770949720679,33.10259078212291,35.798882681564251,32.576983240223463,34.793296089385471,31.922849162011168,33.787709497206698,31.253631284916196,32.782122905027926,30.569329608938542,31.776536312849164,29.869944134078214,null,1.043296089385475,1.0188547486033521,0.99441340782122922,0.96648044692737423,0.93854748603351945,0.91061452513966468,0.88268156424581012,0.89500000000000002,0.90249999999999997,0.90999999999999992,0.91749999999999998,0.92500000000000004,0.9325,0.94,0.9,0.80224850000000014,0.77461400000000058,0.74697950000000013,0.71934500000000012,0.69171050000000012,0.66407600000000011,33.615000000000002,{"$f":"Z18*E18+($A$4-80)*AG18*$A$16/1000","v":33.10259078212291},{"$f":"AA18*G18+($A$4-80)*AH18*$A$16/1000","v":32.576983240223463},31.922849162011168,31.253631284916196,30.569329608938542,29.869944134078214]
[null,63,36.402234636871512,36.038212290502798,35.597765363128502,35.41977653631286,34.793296089385478,34.793296089385478,33.888268156424587,33.888268156424587,32.983240223463689,32.983240223463689,32.078212290502798,32.078212290502798,31.173184357541899,31.173184357541899,null,1.011173184357542,0.98882681564245833,0.96648044692737445,0.94134078212290517,0.91620111731843579,0.89106145251396651,0.86592178770949724,0.99,0.995,1,1,1,1,1,0.47984600000000022,0.46142299999999992,0.44300000000000006,0.44300000000000006,0.44300000000000006,0.44300000000000006,0.44300000000000006,36.038212290502798,{"$f":"Z19*E19+($A$4-80)*AG19*$A$16/1000","v":35.41977653631286},{"$f":"AA19*G19+($A$4-80)*AH19*$A$16/1000","v":34.793296089385478},33.888268156424587,32.983240223463689,32.078212290502798,31.173184357541899]

{"sheet":"XC17_42","index":43,"n_rows":19,"n_cols":45,"rows_kept":19,"cut":false,"hidden":true,"merged":[[130,0,133,0],[120,12,121,12],[120,13,121,13],[120,14,121,14],[120,15,121,15],[122,0,125,0],[126,0,129,0],[119,12,119,13],[119,14,119,15],[120,4,121,4],[120,5,121,5],[120,6,121,6],[120,7,121,7],[120,8,121,8],[120,9,121,9],[120,10,121,10],[120,11,121,11],[119,0,121,0],[119,1,121,1],[119,4,119,5],[119,6,119,7],[119,8,119,9],[119,10,119,11],[111,0,114,0],[117,0,118,1],[117,4,117,15],[118,4,118,5],[118,6,118,7],[118,8,118,9],[118,10,118,11],[118,12,118,13],[118,14,118,15],[101,12,102,12],[101,13,102,13],[101,14,102,14],[101,15,102,15],[103,0,106,0],[107,0,110,0],[100,12,100,13],[100,14,100,15],[101,4,102,4],[101,5,102,5],[101,6,102,6],[101,7,102,7],[101,8,102,8],[101,9,102,9],[101,10,102,10],[101,11,102,11],[100,0,102,0],[100,1,102,1],[100,4,100,5],[100,6,100,7],[100,8,100,9],[100,10,100,11],[92,0,95,0],[98,0,99,1],[98,4,98,15],[99,4,99,5],[99,6,99,7],[99,8,99,9],[99,10,99,11],[99,12,99,13],[99,14,99,15],[82,12,83,12],[82,13,83,13],[82,14,83,14],[82,15,83,15],[84,0,87,0],[88,0,91,0],[81,12,81,13],[81,14,81,15],[82,4,83,4],[82,5,83,5],[82,6,83,6],[82,7,83,7],[82,8,83,8],[82,9,83,9],[82,10,83,10],[82,11,83,11],[81,0,83,0],[81,1,83,1],[81,4,81,5],[81,6,81,7],[81,8,81,9],[81,10,81,11],[73,0,76,0],[79,0,80,1],[79,4,79,15],[80,4,80,5],[80,6,80,7],[80,8,80,9],[80,10,80,11],[80,12,80,13],[80,14,80,15],[63,12,64,12],[63,13,64,13],[63,14,64,14],[63,15,64,15],[65,0,68,0],[69,0,72,0],[62,12,62,13],[62,14,62,15],[63,4,64,4],[63,5,64,5],[63,6,64,6],[63,7,64,7],[63,8,64,8],[63,9,64,9],[63,10,64,10],[63,11,64,11],[62,0,64,0],[62,1,64,1],[62,4,62,5],[62,6,62,7],[62,8,62,9],[62,10,62,11],[54,0,57,0],[60,0,61,1],[60,4,60,15],[61,4,61,5],[61,6,61,7],[61,8,61,9],[61,10,61,11],[61,12,61,13],[61,14,61,15],[44,12,45,12],[44,13,45,13],[44,14,45,14],[44,15,45,15],[46,0,49,0],[50,0,53,0],[43,12,43,13],[43,14,43,15],[44,4,45,4],[44,5,45,5],[44,6,45,6],[44,7,45,7],[44,8,45,8],[44,9,45,9],[44,10,45,10],[44,11,45,11],[43,0,45,0],[43,1,45,1],[43,4,43,5],[43,6,43,7],[43,8,43,9],[43,10,43,11],[35,0,38,0],[41,0,42,1],[41,4,41,15],[42,4,42,5],[42,6,42,7],[42,8,42,9],[42,10,42,11],[42,12,42,13],[42,14,42,15],[25,12,26,12],[25,13,26,13],[25,14,26,14],[25,15,26,15],[27,0,30,0],[31,0,34,0],[24,12,24,13],[24,14,24,15],[25,4,26,4],[25,5,26,5],[25,6,26,6],[25,7,26,7],[25,8,26,8],[25,9,26,9],[25,10,26,10],[25,11,26,11],[24,0,26,0],[24,1,26,1],[24,4,24,5],[24,6,24,7],[24,8,24,9],[24,10,24,11],[7,0,10,0],[11,0,14,0],[15,0,18,0],[22,4,22,15],[23,4,23,5],[23,6,23,7],[23,8,23,9],[23,10,23,11],[23,12,23,13],[23,14,23,15],[5,10,6,10],[5,11,6,11],[5,12,6,12],[5,13,6,13],[5,14,6,14],[5,15,6,15],[4,10,4,11],[4,12,4,13],[4,14,4,15],[5,2,6,2],[5,3,6,3],[5,4,6,4],[5,5,6,5],[5,6,6,6],[5,7,6,7],[5,8,6,8],[4,0,6,0],[4,1,6,1],[4,2,4,3],[4,4,4,5],[4,6,4,7],[4,8,4,9],[5,9,6,9],[2,0,2,1],[2,2,2,15],[3,2,3,3],[3,4,3,5],[3,6,3,7],[3,8,3,9],[3,10,3,11],[3,12,3,13],[3,14,3,15]]}
[]
["XC17_42",42]
["Evaporator Air \n",null,"Condenser  Entering Air Temperature ˚F"]
[80,"°F DB",85,null,90,null,95,null,100,null,105,null,110,null,115]
["CFM","EWB†\n˚F","Capacity Mbtuh",null,"Capacity Mbtuh",null,"Capacity Mbtuh",null,"Capacity Mbtuh",null,"Capacity Mbtuh",null,"Capacity Mbtuh",null,"Capacity Mbtuh"]
[null,null,"Total","Sens.","Total","Sens.","Total","Sens.","Total","Sens.","Total","Sens.","Total","Sens.","Total","Sens."]
[null,null,null,null,null,null,null,null,null,null,null,null,null,null,null,null,null,"Total Factors",null,null,null,null,null,null,"Sens. %",null,null,null,null,null,null,"IDB Adj",null,null,null,null,null,null,"Sens Calc"]
[1200,71,{"$f":"R8*$B$2","v":45.073170731707322},{"$f":"IF(AM8>C8,C8,AM8)","v":26.142439024390246},{"$f":"S8*$B$2","v":44.048780487804876},{"$f":"IF(AN8>E8,E8,AN8)","v":25.768536585365851},{"$f":"T8*$B$2","v":43.024390243902438},{"$f":"IF(AO8>G8,G8,AO8)","v":25.384390243902438},{"$f":"U8*$B$2","v":41.743902439024389},{"$f":"IF(AP8>I8,I8,AP8)","v":24.837621951219511},{"$f":"V8*$B$2","v":40.463414634146339},{"$f":"IF(AQ8>K8,K8,AQ8)","v":24.278048780487804},{"$f":"W8*$B$2","v":39.182926829268297},{"$f":"IF(AR8>M8,M8,AR8)","v":23.901585365853659},{"$f":"X8*$B$2","v":37.902439024390247},{"$f":"IF(AS8>O8,O8,AS8)","v":23.499512195121952},null,1.0731707317073171,1.0487804878048781,1.024390243902439,0.99390243902439024,0.96341463414634143,0.93292682926829273,0.90243902439024393,0.57999999999999996,0.58499999999999996,0.59,0.59499999999999997,0.6,0.61,0.62,{"$f":"IF(Y8<0.9,0.9,Y8*-3.6846+4.1276)","v":0.9},{"$f":"IF(Z8<0.9,0.9,Z8*-3.6846+4.1276)","v":0.9},0.9,0.9,0.9,0.9,0.9,{"$f":"Y8*C8+($A$4-80)*AF8*$A$8/1000","v":26.142439024390246},{"$f":"Z8*E8+($A$4-80)*AG8*$A$8/1000","v":25.768536585365851},{"$f":"AA8*G8+($A$4-80)*AH8*$A$8/1000","v":25.384390243902438},{"$f":"AB8*I8+($A$4-80)*AI8*$A$8/1000","v":24.837621951219511},{"$f":"AC8*K8+($A$4-80)*AJ8*$A$8/1000","v":24.278048780487804},{"$f":"AD8*M8+($A$4-80)*AK8*$A$8/1000","v":23.901585365853659},{"$f":"AE8*O8+($A$4-80)*AL8*$A$8/1000","v":23.499512195121952}]
[null,67,42.512195121951223,31.033902439024391,41.487804878048777,{"$f":"IF(AN9>E9,E9,AN9)","v":30.493536585365852},40.463414634146339,{"$f":"IF(AO9>G9,G9,AO9)","v":29.942926829268291},39.387804878048783,{"$f":"IF(AP9>I9,I9,AP9)","v":29.73779268292683},38.31219512195122,{"$f":"IF(AQ9>K9,K9,AQ9)","v":29.500390243902441},37.082926829268295,{"$f":"IF(AR9>M9,M9,AR9)","v":28.92468292682927},35.853658536585364,{"$f":"IF(AS9>O9,O9,AS9)","v":28.324390243902439},null,1.0121951219512195,0.98780487804878048,0.96341463414634143,0.93780487804878054,0.91219512195121943,0.8829268292682928,0.85365853658536583,0.73,0.73499999999999999,0.74,0.755,0.77,0.78,0.79,{"$f":"IF(Y9<0.9,0.9,Y9*-3.6846+4.1276)","v":0.9},0.9,0.9,0.9,0.9,0.9,0.9,{"$f":"Y9*C9+($A$4-80)*AF9*$A$8/1000","v":31.033902439024391},{"$f":"Z9*E9+($A$4-80)*AG9*$A$8/1000","v":30.493536585365852},{"$f":"AA9*G9+($A$4-80)*AH9*$A$8/1000","v":29.942926829268291},{"$f":"AB9*I9+($A$4-80)*AI9*$A$8/1000","v":29.73779268292683},{"$f":"AC9*K9+($A$4-80)*AJ9*$A$8/1000","v":29.500390243902441},{"$f":"AD9*M9+($A$4-80)*AK9*$A$8/1000","v":28.92468292682927},{"$f":"AE9*O9+($A$4-80)*AL9*$A$8/1000","v":28.324390243902439}]
[null,65,41.487804878048777,33.605121951219509,40.43780487804878,33.158999999999999,39.387804878048783,32.691878048780495,38.337804878048779,32.299600609756098,37.287804878048782,31.881073170731707,36.109756097560975,31.415487804878047,34.931707317073176,30.91456097560976,null,0.98780487804878048,0.96280487804878057,0.93780487804878054,0.91280487804878041,0.8878048780487805,0.8597560975609756,0.8317073170731708,0.81,0.82000000000000006,0.83000000000000007,0.84250000000000003,0.85499999999999998,0.87,0.88500000000000001,0.9,0.9,0.9,0.9,0.9,0.9,0.9,33.605121951219509,{"$f":"Z10*E10+($A$4-80)*AG10*$A$8/1000","v":33.158999999999999},{"$f":"AA10*G10+($A$4-80)*AH10*$A$8/1000","v":32.691878048780495},32.299600609756098,31.881073170731707,31.415487804878047,30.91456097560976]
[null,63,40.463414634146339,36.01243902439024,39.387804878048783,35.645963414634153,38.31219512195122,35.247219512195123,37.287804878048782,34.677658536585362,36.263414634146343,34.087609756097564,35.136585365853655,33.731121951219507,34.009756097560981,33.329560975609759,null,0.96341463414634143,0.93780487804878054,0.91219512195121943,0.8878048780487805,0.86341463414634145,0.8365853658536585,0.80975609756097566,0.89,0.90500000000000003,0.92,0.92999999999999994,0.94,0.96,0.98,0.9,0.79303699999999999,0.73776799999999998,0.70092200000000027,0.66407600000000011,0.59038400000000024,0.51669199999999993,36.01243902439024,{"$f":"Z11*E11+($A$4-80)*AG11*$A$8/1000","v":35.645963414634153},{"$f":"AA11*G11+($A$4-80)*AH11*$A$8/1000","v":35.247219512195123},{"$f":"AB11*I11+($A$4-80)*AI11*$A$8/1000","v":34.677658536585362},34.087609756097564,33.731121951219507,33.329560975609759]
[1400,71,46.609756097560982,28.898048780487809,45.585365853658537,28.718780487804878,44.560975609756099,28.519024390243903,43.280487804878049,27.915914634146343,42,27.3,40.463414634146339,26.705853658536586,38.926829268292686,26.080975609756102,null,1.1097560975609757,1.0853658536585367,1.0609756097560976,1.0304878048780488,1,0.96341463414634143,0.92682926829268297,0.62,0.63,0.64,0.64500000000000002,0.65,0.66,0.67,0.9,0.9,0.9,0.9,0.9,0.9,0.9,{"$f":"Y12*C12+($A$4-80)*AF12*$A$12/1000","v":28.898048780487809},{"$f":"Z12*E12+($A$4-80)*AG12*$A$12/1000","v":28.718780487804878},{"$f":"AA12*G12+($A$4-80)*AH12*$A$12/1000","v":28.519024390243903},{"$f":"AB12*I12+($A$4-80)*AI12*$A$12/1000","v":27.915914634146343},{"$f":"AC12*K12+($A$4-80)*AJ12*$A$12/1000","v":27.3},{"$f":"AD12*M12+($A$4-80)*AK12*$A$12/1000","v":26.705853658536586},{"$f":"AE12*O12+($A$4-80)*AL12*$A$12/1000","v":26.080975609756102}]
[null,67,44.048780487804876,34.358048780487806,43.024390243902438,33.989268292682929,42,33.6,40.719512195121951,33.186402439024384,39.439024390243901,32.734390243902439,38.260975609756102,32.330524390243902,37.082926829268295,31.891317073170732,null,1.0487804878048781,1.024390243902439,1,0.96951219512195119,0.93902439024390238,0.91097560975609759,0.8829268292682928,0.78,0.79,0.8,0.81499999999999995,0.83,0.84499999999999997,0.86,0.9,0.9,0.9,0.9,0.9,0.9,0.9,{"$f":"Y13*C13+($A$4-80)*AF13*$A$12/1000","v":34.358048780487806},{"$f":"Z13*E13+($A$4-80)*AG13*$A$12/1000","v":33.989268292682929},{"$f":"AA13*G13+($A$4-80)*AH13*$A$12/1000","v":33.6},{"$f":"AB13*I13+($A$4-80)*AI13*$A$12/1000","v":33.186402439024384},{"$f":"AC13*K13+($A$4-80)*AJ13*$A$12/1000","v":32.734390243902439},{"$f":"AD13*M13+($A$4-80)*AK13*$A$12/1000","v":32.330524390243902},{"$f":"AE13*O13+($A$4-80)*AL13*$A$12/1000","v":31.891317073170732}]
[null,65,43.024390243902438,37.431219512195121,42,36.96,40.975609756097562,36.46829268292683,39.771951219512196,35.894185975609759,38.568292682926824,35.289987804878045,37.415853658536591,34.516125000000002,36.263414634146343,33.7249756097561,null,1.024390243902439,1,0.97560975609756095,0.94695121951219519,0.9182926829268292,0.89085365853658549,0.86341463414634156,0.87,0.88,0.89,0.90250000000000008,0.91500000000000004,0.92249999999999999,0.92999999999999994,0.9,0.9,0.9,0.8022484999999997,0.75619099999999984,0.72855650000000027,0.70092200000000027,37.431219512195121,{"$f":"Z14*E14+($A$4-80)*AG14*$A$12/1000","v":36.96},{"$f":"AA14*G14+($A$4-80)*AH14*$A$12/1000","v":36.46829268292683},35.894185975609759,35.289987804878045,34.516125000000002,33.7249756097561]
[null,63,42,40.32,40.975609756097562,39.74634146341463,39.951219512195124,39.152195121951223,38.824390243902435,38.436146341463413,37.697560975609754,37.697560975609754,36.57073170731708,36.57073170731708,35.443902439024392,35.443902439024392,null,1,0.97560975609756095,0.95121951219512191,0.92439024390243896,0.89756097560975601,0.87073170731707328,0.84390243902439033,0.96,0.97,0.98,0.99,1,1,1,0.59038400000000024,0.55353800000000009,0.51669199999999993,0.47984600000000022,0.44300000000000006,0.44300000000000006,0.44300000000000006,40.32,{"$f":"Z15*E15+($A$4-80)*AG15*$A$12/1000","v":39.74634146341463},{"$f":"AA15*G15+($A$4-80)*AH15*$A$12/1000","v":39.152195121951223},38.436146341463413,37.697560975609754,36.57073170731708,35.443902439024392]
[1600,71,47.121951219512198,29.686829268292684,46.09756097560976,29.271951219512196,45.073170731707322,28.846829268292687,43.792682926829272,28.246280487804881,42.512195121951223,27.632926829268296,40.975609756097562,27.043902439024393,39.439024390243901,26.424146341463416,null,1.1219512195121952,1.0975609756097562,1.0731707317073171,1.0426829268292683,1.0121951219512195,0.97560975609756095,0.93902439024390238,0.63,0.63500000000000001,0.64,0.64500000000000002,0.65,0.66,0.67,0.9,0.9,0.9,0.9,0.9,0.9,0.9,{"$f":"Y16*C16+($A$4-80)*AF16*$A$16/1000","v":29.686829268292684},{"$f":"Z16*E16+($A$4-80)*AG16*$A$16/1000","v":29.271951219512196},{"$f":"AA16*G16+($A$4-80)*AH16*$A$16/1000","v":28.846829268292687},{"$f":"AB16*I16+($A$4-80)*AI16*$A$16/1000","v":28.246280487804881},{"$f":"AC16*K16+($A$4-80)*AJ16*$A$16/1000","v":27.632926829268296},{"$f":"AD16*M16+($A$4-80)*AK16*$A$16/1000","v":27.043902439024393},{"$f":"AE16*O16+($A$4-80)*AL16*$A$16/1000","v":26.424146341463416}]
[null,67,45.073170731707322,36.058536585365857,43.792682926829272,35.472073170731711,42.512195121951223,34.86,41.231707317073173,34.222317073170736,39.951219512195124,33.559024390243906,38.619512195121956,33.019682926829269,37.287804878048782,32.440390243902442,null,1.0731707317073171,1.0426829268292683,1.0121951219512195,0.98170731707317072,0.95121951219512191,0.91951219512195126,0.8878048780487805,0.8,0.81,0.82,0.83,0.84,0.85499999999999998,0.87,0.9,0.9,0.9,0.9,0.9,0.9,0.9,{"$f":"Y17*C17+($A$4-80)*AF17*$A$16/1000","v":36.058536585365857},{"$f":"Z17*E17+($A$4-80)*AG17*$A$16/1000","v":35.472073170731711},{"$f":"AA17*G17+($A$4-80)*AH17*$A$16/1000","v":34.86},{"$f":"AB17*I17+($A$4-80)*AI17*$A$16/1000","v":34.222317073170736},{"$f":"AC17*K17+($A$4-80)*AJ17*$A$16/1000","v":33.559024390243906},{"$f":"AD17*M17+($A$4-80)*AK17*$A$16/1000","v":33.019682926829269},{"$f":"AE17*O17+($A$4-80)*AL17*$A$16/1000","v":32.440390243902442}]
[null,65,43.792682926829272,38.97548780487805,42.640243902439018,38.376219512195114,41.487804878048777,37.753902439024387,40.309756097560978,36.883426829268295,39.131707317073172,36.001170731707312,37.902439024390247,35.154512195121953,36.673170731707316,34.28941463414634,null,1.0426829268292683,1.0152439024390243,0.98780487804878048,0.95975609756097569,0.93170731707317078,0.90243902439024393,0.87317073170731696,0.89,0.89999999999999991,0.90999999999999992,0.91499999999999992,0.91999999999999993,0.92749999999999999,0.93500000000000005,0.9,0.81146000000000029,0.77461400000000058,0.75619100000000028,0.73776800000000042,0.71013349999999997,0.68249899999999997,38.97548780487805,{"$f":"Z18*E18+($A$4-80)*AG18*$A$16/1000","v":38.376219512195114},{"$f":"AA18*G18+($A$4-80)*AH18*$A$16/1000","v":37.753902439024387},36.883426829268295,36.001170731707312,35.154512195121953,34.28941463414634]
[null,63,42.512195121951223,41.661951219512197,41.487804878048777,41.07292682926829,40.463414634146339,40.463414634146339,39.387804878048783,39.387804878048783,38.31219512195122,38.31219512195122,37.185365853658531,37.185365853658531,36.058536585365857,36.058536585365857,null,1.0121951219512195,0.98780487804878048,0.96341463414634143,0.93780487804878054,0.91219512195121943,0.88536585365853648,0.85853658536585375,0.98,0.99,1,1,1,1,1,0.51669199999999993,0.47984600000000022,0.44300000000000006,0.44300000000000006,0.44300000000000006,0.44300000000000006,0.44300000000000006,41.661951219512197,{"$f":"Z19*E19+($A$4-80)*AG19*$A$16/1000","v":41.07292682926829},{"$f":"AA19*G19+($A$4-80)*AH19*$A$16/1000","v":40.463414634146339},39.387804878048783,38.31219512195122,37.185365853658531,36.058536585365857]

{"sheet":"XC17_48","index":44,"n_rows":19,"n_cols":45,"rows_kept":19,"cut":false,"hidden":true,"merged":[[130,0,133,0],[120,12,121,12],[120,13,121,13],[120,14,121,14],[120,15,121,15],[122,0,125,0],[126,0,129,0],[119,12,119,13],[119,14,119,15],[120,4,121,4],[120,5,121,5],[120,6,121,6],[120,7,121,7],[120,8,121,8],[120,9,121,9],[120,10,121,10],[120,11,121,11],[119,0,121,0],[119,1,121,1],[119,4,119,5],[119,6,119,7],[119,8,119,9],[119,10,119,11],[111,0,114,0],[117,0,118,1],[117,4,117,15],[118,4,118,5],[118,6,118,7],[118,8,118,9],[118,10,118,11],[118,12,118,13],[118,14,118,15],[101,12,102,12],[101,13,102,13],[101,14,102,14],[101,15,102,15],[103,0,106,0],[107,0,110,0],[100,12,100,13],[100,14,100,15],[101,4,102,4],[101,5,102,5],[101,6,102,6],[101,7,102,7],[101,8,102,8],[101,9,102,9],[101,10,102,10],[101,11,102,11],[100,0,102,0],[100,1,102,1],[100,4,100,5],[100,6,100,7],[100,8,100,9],[100,10,100,11],[92,0,95,0],[98,0,99,1],[98,4,98,15],[99,4,99,5],[99,6,99,7],[99,8,99,9],[99,10,99,11],[99,12,99,13],[99,14,99,15],[82,12,83,12],[82,13,83,13],[82,14,83,14],[82,15,83,15],[84,0,87,0],[88,0,91,0],[81,12,81,13],[81,14,81,15],[82,4,83,4],[82,5,83,5],[82,6,83,6],[82,7,83,7],[82,8,83,8],[82,9,83,9],[82,10,83,10],[82,11,83,11],[81,0,83,0],[81,1,83,1],[81,4,81,5],[81,6,81,7],[81,8,81,9],[81,10,81,11],[73,0,76,0],[79,0,80,1],[79,4,79,15],[80,4,80,5],[80,6,80,7],[80,8,80,9],[80,10,80,11],[80,12,80,13],[80,14,80,15],[63,12,64,12],[63,13,64,13],[63,14,64,14],[63,15,64,15],[65,0,68,0],[69,0,72,0],[62,12,62,13],[62,14,62,15],[63,4,64,4],[63,5,64,5],[63,6,64,6],[63,7,64,7],[63,8,64,8],[63,9,64,9],[63,10,64,10],[63,11,64,11],[62,0,64,0],[62,1,64,1],[62,4,62,5],[62,6,62,7],[62,8,62,9],[62,10,62,11],[54,0,57,0],[60,0,61,1],[60,4,60,15],[61,4,61,5],[61,6,61,7],[61,8,61,9],[61,10,61,11],[61,12,61,13],[61,14,61,15],[44,12,45,12],[44,13,45,13],[44,14,45,14],[44,15,45,15],[46,0,49,0],[50,0,53,0],[43,12,43,13],[43,14,43,15],[44,4,45,4],[44,5,45,5],[44,6,45,6],[44,7,45,7],[44,8,45,8],[44,9,45,9],[44,10,45,10],[44,11,45,11],[43,0,45,0],[43,1,45,1],[43,4,43,5],[43,6,43,7],[43,8,43,9],[43,10,43,11],[35,0,38,0],[41,0,42,1],[41,4,41,15],[42,4,42,5],[42,6,42,7],[42,8,42,9],[42,10,42,11],[42,12,42,13],[42,14,42,15],[25,12,26,12],[25,13,26,13],[25,14,26,14],[25,15,26,15],[27,0,30,0],[31,0,34,0],[24,12,24,13],[24,14,24,15],[25,4,26,4],[25,5,26,5],[25,6,26,6],[25,7,26,7],[25,8,26,8],[25,9,26,9],[25,10,26,10],[25,11,26,11],[24,0,26,0],[24,1,26,1],[24,4,24,5],[24,6,24,7],[24,8,24,9],[24,10,24,11],[7,0,10,0],[11,0,14,0],[15,0,18,0],[22,4,22,15],[23,4,23,5],[23,6,23,7],[23,8,23,9],[23,10,23,11],[23,12,23,13],[23,14,23,15],[5,10,6,10],[5,11,6,11],[5,12,6,12],[5,13,6,13],[5,14,6,14],[5,15,6,15],[4,10,4,11],[4,12,4,13],[4,14,4,15],[5,2,6,2],[5,3,6,3],[5,4,6,4],[5,5,6,5],[5,6,6,6],[5,7,6,7],[5,8,6,8],[4,0,6,0],[4,1,6,1],[4,2,4,3],[4,4,4,5],[4,6,4,7],[4,8,4,9],[5,9,6,9],[2,0,2,1],[2,2,2,15],[3,2,3,3],[3,4,3,5],[3,6,3,7],[3,8,3,9],[3,10,3,11],[3,12,3,13],[3,14,3,15]]}
[]
["XC17_48",48]
["Evaporator Air \n",null,"Condenser  Entering Air Temperature ˚F"]
[80,"°F DB",85,null,90,null,95,null,100,null,105,null,110,null,115]
["CFM","EWB†\n˚F","Capacity Mbtuh",null,"Capacity Mbtuh",null,"Capacity Mbtuh",null,"Capacity Mbtuh",null,"Capacity Mbtuh",null,"Capacity Mbtuh",null,"Capacity Mbtuh"]
[null,null,"Total","Sens.","Total","Sens.","Total","Sens.","Total","Sens.","Total","Sens.","Total","Sens.","Total","Sens."]
[null,null,null,null,null,null,null,null,null,null,null,null,null,null,null,null,null,"Total Factors",null,null,null,null,null,null,"Sens. %",null,null,null,null,null,null,"IDB Adj",null,null,null,null,null,null,"Sens Calc"]
[1400,71,{"$f":"R8*$B$2","v":51.91836734693878},{"$f":"IF(AM8>C8,C8,AM8)","v":29.593469387755103},{"$f":"S8*$B$2","v":50.693877551020407},{"$f":"IF(AN8>E8,E8,AN8)","v":29.148979591836731},{"$f":"T8*$B$2","v":49.469387755102034},{"$f":"IF(AO8>G8,G8,AO8)","v":28.692244897959178},{"$f":"U8*$B$2","v":48},{"$f":"IF(AP8>I8,I8,AP8)","v":28.08},{"$f":"V8*$B$2","v":46.530612244897959},{"$f":"IF(AQ8>K8,K8,AQ8)","v":27.453061224489794},{"$f":"W8*$B$2","v":45.061224489795919},{"$f":"IF(AR8>M8,M8,AR8)","v":26.811428571428571},{"$f":"X8*$B$2","v":43.591836734693878},{"$f":"IF(AS8>O8,O8,AS8)","v":26.155102040816328},null,1.0816326530612246,1.0561224489795917,1.0306122448979591,1,0.96938775510204078,0.93877551020408168,0.90816326530612246,0.56999999999999995,0.57499999999999996,0.57999999999999996,0.58499999999999996,0.59,0.59499999999999997,0.6,{"$f":"IF(Y8<0.9,0.9,Y8*-3.6846+4.1276)","v":0.9},{"$f":"IF(Z8<0.9,0.9,Z8*-3.6846+4.1276)","v":0.9},0.9,0.9,0.9,0.9,0.9,{"$f":"Y8*C8+($A$4-80)*AF8*$A$8/1000","v":29.593469387755103},{"$f":"Z8*E8+($A$4-80)*AG8*$A$8/1000","v":29.148979591836731},{"$f":"AA8*G8+($A$4-80)*AH8*$A$8/1000","v":28.692244897959178},{"$f":"AB8*I8+($A$4-80)*AI8*$A$8/1000","v":28.08},{"$f":"AC8*K8+($A$4-80)*AJ8*$A$8/1000","v":27.453061224489794},{"$f":"AD8*M8+($A$4-80)*AK8*$A$8/1000","v":26.811428571428571},{"$f":"AE8*O8+($A$4-80)*AL8*$A$8/1000","v":26.155102040816328}]
[null,67,48.979591836734699,34.775510204081634,47.755102040816325,{"$f":"IF(AN9>E9,E9,AN9)","v":34.383673469387752},46.530612244897959,{"$f":"IF(AO9>G9,G9,AO9)","v":33.967346938775506},45.306122448979593,{"$f":"IF(AP9>I9,I9,AP9)","v":33.299999999999997},44.081632653061227,{"$f":"IF(AQ9>K9,K9,AQ9)","v":32.62040816326531},42.612244897959187,{"$f":"IF(AR9>M9,M9,AR9)","v":32.172244897959189},41.142857142857139,{"$f":"IF(AS9>O9,O9,AS9)","v":31.679999999999996},null,1.0204081632653061,0.99489795918367352,0.96938775510204078,0.94387755102040816,0.91836734693877553,0.88775510204081631,0.8571428571428571,0.71,0.72,0.73,0.73499999999999999,0.74,0.755,0.77,{"$f":"IF(Y9<0.9,0.9,Y9*-3.6846+4.1276)","v":0.9},0.9,0.9,0.9,0.9,0.9,0.9,{"$f":"Y9*C9+($A$4-80)*AF9*$A$8/1000","v":34.775510204081634},{"$f":"Z9*E9+($A$4-80)*AG9*$A$8/1000","v":34.383673469387752},{"$f":"AA9*G9+($A$4-80)*AH9*$A$8/1000","v":33.967346938775506},{"$f":"AB9*I9+($A$4-80)*AI9*$A$8/1000","v":33.299999999999997},{"$f":"AC9*K9+($A$4-80)*AJ9*$A$8/1000","v":32.62040816326531},{"$f":"AD9*M9+($A$4-80)*AK9*$A$8/1000","v":32.172244897959189},{"$f":"AE9*O9+($A$4-80)*AL9*$A$8/1000","v":31.679999999999996}]
[null,65,47.755102040816325,37.7265306122449,46.530612244897959,37.224489795918366,45.306122448979593,36.697959183673476,44.081632653061227,36.146938775510208,42.857142857142861,35.571428571428577,41.510204081632651,35.076122448979589,40.163265306122454,34.540408163265312,null,0.99489795918367352,0.96938775510204078,0.94387755102040816,0.91836734693877553,0.8928571428571429,0.86479591836734693,0.83673469387755106,0.79,0.8,0.81,0.82000000000000006,0.83000000000000007,0.84499999999999997,0.86,0.9,0.9,0.9,0.9,0.9,0.9,0.9,37.7265306122449,{"$f":"Z10*E10+($A$4-80)*AG10*$A$8/1000","v":37.224489795918366},{"$f":"AA10*G10+($A$4-80)*AH10*$A$8/1000","v":36.697959183673476},36.146938775510208,35.571428571428577,35.076122448979589,34.540408163265312]
[null,63,46.530612244897959,40.481632653061226,45.306122448979593,39.869387755102039,44.081632653061227,39.232653061224489,42.857142857142861,38.785714285714292,41.632653061224488,38.302040816326532,40.408163265306122,37.781632653061223,39.183673469387756,37.224489795918366,null,0.96938775510204078,0.94387755102040816,0.91836734693877553,0.8928571428571429,0.86734693877551017,0.84183673469387754,0.81632653061224492,0.87,0.88,0.89,0.90500000000000003,0.92,0.93500000000000005,0.95,0.9,0.9,0.9,0.79303699999999999,0.73776799999999998,0.68249899999999997,0.6272300000000004,40.481632653061226,{"$f":"Z11*E11+($A$4-80)*AG11*$A$8/1000","v":39.869387755102039},{"$f":"AA11*G11+($A$4-80)*AH11*$A$8/1000","v":39.232653061224489},{"$f":"AB11*I11+($A$4-80)*AI11*$A$8/1000","v":38.785714285714292},38.302040816326532,37.781632653061223,37.224489795918366]
[1600,71,53.387755102040813,32.566530612244897,52.163265306122454,32.080408163265311,50.938775510204081,31.582040816326529,49.469387755102034,30.918367346938773,48,30.240000000000002,46.530612244897959,29.779591836734696,45.061224489795919,29.289795918367346,null,1.1122448979591837,1.0867346938775511,1.0612244897959184,1.0306122448979591,1,0.96938775510204078,0.93877551020408168,0.61,0.61499999999999999,0.62,0.625,0.63,0.64,0.65,0.9,0.9,0.9,0.9,0.9,0.9,0.9,{"$f":"Y12*C12+($A$4-80)*AF12*$A$12/1000","v":32.566530612244897},{"$f":"Z12*E12+($A$4-80)*AG12*$A$12/1000","v":32.080408163265311},{"$f":"AA12*G12+($A$4-80)*AH12*$A$12/1000","v":31.582040816326529},{"$f":"AB12*I12+($A$4-80)*AI12*$A$12/1000","v":30.918367346938773},{"$f":"AC12*K12+($A$4-80)*AJ12*$A$12/1000","v":30.240000000000002},{"$f":"AD12*M12+($A$4-80)*AK12*$A$12/1000","v":29.779591836734696},{"$f":"AE12*O12+($A$4-80)*AL12*$A$12/1000","v":29.289795918367346}]
[null,67,50.448979591836732,38.34122448979592,49.224489795918366,37.656734693877553,48,36.96,46.775510204081634,36.718775510204082,45.551020408163268,36.440816326530616,44.081632653061227,35.706122448979599,42.612244897959187,34.942040816326532,null,1.0510204081632653,1.0255102040816326,1,0.97448979591836737,0.94897959183673475,0.91836734693877553,0.88775510204081631,0.76,0.76500000000000001,0.77,0.78500000000000003,0.8,0.81,0.82,0.9,0.9,0.9,0.9,0.9,0.9,0.9,{"$f":"Y13*C13+($A$4-80)*AF13*$A$12/1000","v":38.34122448979592},{"$f":"Z13*E13+($A$4-80)*AG13*$A$12/1000","v":37.656734693877553},{"$f":"AA13*G13+($A$4-80)*AH13*$A$12/1000","v":36.96},{"$f":"AB13*I13+($A$4-80)*AI13*$A$12/1000","v":36.718775510204082},{"$f":"AC13*K13+($A$4-80)*AJ13*$A$12/1000","v":36.440816326530616},{"$f":"AD13*M13+($A$4-80)*AK13*$A$12/1000","v":35.706122448979599},{"$f":"AE13*O13+($A$4-80)*AL13*$A$12/1000","v":34.942040816326532}]
[null,65,49.224489795918366,41.348571428571432,48,40.800000000000004,46.775510204081634,40.226938775510206,45.551020408163268,39.743265306122453,44.326530612244895,39.228979591836733,42.979591836734699,38.574183673469392,41.632653061224488,37.885714285714279,null,1.0255102040816326,1,0.97448979591836737,0.94897959183673475,0.92346938775510201,0.89540816326530615,0.86734693877551017,0.84000000000000008,0.85000000000000009,0.86,0.87250000000000005,0.88500000000000001,0.89749999999999996,0.90999999999999992,0.9,0.9,0.9,0.9,0.9,0.9,0.77461400000000058,41.348571428571432,{"$f":"Z14*E14+($A$4-80)*AG14*$A$12/1000","v":40.800000000000004},{"$f":"AA14*G14+($A$4-80)*AH14*$A$12/1000","v":40.226938775510206},39.743265306122453,39.228979591836733,38.574183673469392,37.885714285714279]
[null,63,48,44.160000000000004,46.775510204081634,43.735102040816329,45.551020408163268,43.2734693877551,44.326530612244895,42.553469387755101,43.102040816326529,41.808979591836732,41.877551020408163,41.249387755102042,40.653061224489797,40.653061224489797,null,1,0.97448979591836737,0.94897959183673475,0.92346938775510201,0.89795918367346939,0.87244897959183676,0.84693877551020413,0.92,0.93500000000000005,0.95,0.96,0.97,0.98499999999999999,1,0.73776799999999998,0.68249899999999997,0.6272300000000004,0.59038400000000024,0.55353800000000009,0.49826900000000007,0.44300000000000006,44.160000000000004,{"$f":"Z15*E15+($A$4-80)*AG15*$A$12/1000","v":43.735102040816329},{"$f":"AA15*G15+($A$4-80)*AH15*$A$12/1000","v":43.2734693877551},42.553469387755101,41.808979591836732,41.249387755102042,40.653061224489797]
[1800,71,54.367346938775512,32.620408163265303,52.897959183673464,32.003265306122444,51.428571428571431,31.371428571428574,49.95918367346939,30.974693877551022,48.489795918367342,30.548571428571424,46.775510204081634,29.936326530612245,45.061224489795919,29.289795918367346,null,1.1326530612244898,1.1020408163265305,1.0714285714285714,1.0408163265306123,1.010204081632653,0.97448979591836737,0.93877551020408168,0.6,0.60499999999999998,0.61,0.62,0.63,0.64,0.65,0.9,0.9,0.9,0.9,0.9,0.9,0.9,{"$f":"Y16*C16+($A$4-80)*AF16*$A$16/1000","v":32.620408163265303},{"$f":"Z16*E16+($A$4-80)*AG16*$A$16/1000","v":32.003265306122444},{"$f":"AA16*G16+($A$4-80)*AH16*$A$16/1000","v":31.371428571428574},{"$f":"AB16*I16+($A$4-80)*AI16*$A$16/1000","v":30.974693877551022},{"$f":"AC16*K16+($A$4-80)*AJ16*$A$16/1000","v":30.548571428571424},{"$f":"AD16*M16+($A$4-80)*AK16*$A$16/1000","v":29.936326530612245},{"$f":"AE16*O16+($A$4-80)*AL16*$A$16/1000","v":29.289795918367346}]
[null,67,51.428571428571431,39.085714285714289,50.204081632653057,38.908163265306122,48.979591836734699,38.693877551020414,47.510204081632651,38.008163265306123,46.04081632653061,37.293061224489797,44.571428571428569,36.771428571428565,43.102040816326529,36.205714285714279,null,1.0714285714285714,1.0459183673469388,1.0204081632653061,0.98979591836734693,0.95918367346938771,0.9285714285714286,0.89795918367346939,0.76,0.77500000000000002,0.79,0.8,0.81,0.82499999999999996,0.84,0.9,0.9,0.9,0.9,0.9,0.9,0.9,{"$f":"Y17*C17+($A$4-80)*AF17*$A$16/1000","v":39.085714285714289},{"$f":"Z17*E17+($A$4-80)*AG17*$A$16/1000","v":38.908163265306122},{"$f":"AA17*G17+($A$4-80)*AH17*$A$16/1000","v":38.693877551020414},{"$f":"AB17*I17+($A$4-80)*AI17*$A$16/1000","v":38.008163265306123},{"$f":"AC17*K17+($A$4-80)*AJ17*$A$16/1000","v":37.293061224489797},{"$f":"AD17*M17+($A$4-80)*AK17*$A$16/1000","v":36.771428571428565},{"$f":"AE17*O17+($A$4-80)*AL17*$A$16/1000","v":36.205714285714279}]
[null,65,50.204081632653057,42.924489795918362,48.979591836734699,42.489795918367349,47.755102040816325,42.024489795918363,46.285714285714285,41.194285714285712,44.816326530612244,40.334693877551018,43.469387755102041,39.557142857142857,42.122448979591837,38.752653061224485,null,1.0459183673469388,1.0204081632653061,0.99489795918367352,0.9642857142857143,0.93367346938775508,0.90561224489795922,0.87755102040816324,0.85499999999999998,0.86749999999999994,0.88,0.89,0.9,0.90999999999999992,0.91999999999999993,0.9,0.9,0.9,0.9,0.81145999999999985,0.77461400000000058,0.73776800000000042,42.924489795918362,{"$f":"Z18*E18+($A$4-80)*AG18*$A$16/1000","v":42.489795918367349},{"$f":"AA18*G18+($A$4-80)*AH18*$A$16/1000","v":42.024489795918363},41.194285714285712,40.334693877551018,39.557142857142857,38.752653061224485]
[null,63,48.979591836734699,46.530612244897959,47.755102040816325,45.844897959183669,46.530612244897959,45.134693877551022,45.061224489795919,44.16,43.591836734693878,43.155918367346942,42.367346938775512,42.155510204081637,41.142857142857139,41.142857142857139,null,1.0204081632653061,0.99489795918367352,0.96938775510204078,0.93877551020408168,0.90816326530612246,0.88265306122448983,0.8571428571428571,0.95,0.96,0.97,0.98,0.99,0.995,1,0.6272300000000004,0.59038400000000024,0.55353800000000009,0.51669199999999993,0.47984600000000022,0.46142299999999992,0.44300000000000006,46.530612244897959,{"$f":"Z19*E19+($A$4-80)*AG19*$A$16/1000","v":45.844897959183669},{"$f":"AA19*G19+($A$4-80)*AH19*$A$16/1000","v":45.134693877551022},44.16,43.155918367346942,42.155510204081637,41.142857142857139]

{"sheet":"XC17_60","index":45,"n_rows":19,"n_cols":45,"rows_kept":19,"cut":false,"hidden":true,"merged":[[130,0,133,0],[120,12,121,12],[120,13,121,13],[120,14,121,14],[120,15,121,15],[122,0,125,0],[126,0,129,0],[119,12,119,13],[119,14,119,15],[120,4,121,4],[120,5,121,5],[120,6,121,6],[120,7,121,7],[120,8,121,8],[120,9,121,9],[120,10,121,10],[120,11,121,11],[119,0,121,0],[119,1,121,1],[119,4,119,5],[119,6,119,7],[119,8,119,9],[119,10,119,11],[111,0,114,0],[117,0,118,1],[117,4,117,15],[118,4,118,5],[118,6,118,7],[118,8,118,9],[118,10,118,11],[118,12,118,13],[118,14,118,15],[101,12,102,12],[101,13,102,13],[101,14,102,14],[101,15,102,15],[103,0,106,0],[107,0,110,0],[100,12,100,13],[100,14,100,15],[101,4,102,4],[101,5,102,5],[101,6,102,6],[101,7,102,7],[101,8,102,8],[101,9,102,9],[101,10,102,10],[101,11,102,11],[100,0,102,0],[100,1,102,1],[100,4,100,5],[100,6,100,7],[100,8,100,9],[100,10,100,11],[92,0,95,0],[98,0,99,1],[98,4,98,15],[99,4,99,5],[99,6,99,7],[99,8,99,9],[99,10,99,11],[99,12,99,13],[99,14,99,15],[82,12,83,12],[82,13,83,13],[82,14,83,14],[82,15,83,15],[84,0,87,0],[88,0,91,0],[81,12,81,13],[81,14,81,15],[82,4,83,4],[82,5,83,5],[82,6,83,6],[82,7,83,7],[82,8,83,8],[82,9,83,9],[82,10,83,10],[82,11,83,11],[81,0,83,0],[81,1,83,1],[81,4,81,5],[81,6,81,7],[81,8,81,9],[81,10,81,11],[73,0,76,0],[79,0,80,1],[79,4,79,15],[80,4,80,5],[80,6,80,7],[80,8,80,9],[80,10,80,11],[80,12,80,13],[80,14,80,15],[63,12,64,12],[63,13,64,13],[63,14,64,14],[63,15,64,15],[65,0,68,0],[69,0,72,0],[62,12,62,13],[62,14,62,15],[63,4,64,4],[63,5,64,5],[63,6,64,6],[63,7,64,7],[63,8,64,8],[63,9,64,9],[63,10,64,10],[63,11,64,11],[62,0,64,0],[62,1,64,1],[62,4,62,5],[62,6,62,7],[62,8,62,9],[62,10,62,11],[54,0,57,0],[60,0,61,1],[60,4,60,15],[61,4,61,5],[61,6,61,7],[61,8,61,9],[61,10,61,11],[61,12,61,13],[61,14,61,15],[44,12,45,12],[44,13,45,13],[44,14,45,14],[44,15,45,15],[46,0,49,0],[50,0,53,0],[43,12,43,13],[43,14,43,15],[44,4,45,4],[44,5,45,5],[44,6,45,6],[44,7,45,7],[44,8,45,8],[44,9,45,9],[44,10,45,10],[44,11,45,11],[43,0,45,0],[43,1,45,1],[43,4,43,5],[43,6,43,7],[43,8,43,9],[43,10,43,11],[35,0,38,0],[41,0,42,1],[41,4,41,15],[42,4,42,5],[42,6,42,7],[42,8,42,9],[42,10,42,11],[42,12,42,13],[42,14,42,15],[25,12,26,12],[25,13,26,13],[25,14,26,14],[25,15,26,15],[27,0,30,0],[31,0,34,0],[24,12,24,13],[24,14,24,15],[25,4,26,4],[25,5,26,5],[25,6,26,6],[25,7,26,7],[25,8,26,8],[25,9,26,9],[25,10,26,10],[25,11,26,11],[24,0,26,0],[24,1,26,1],[24,4,24,5],[24,6,24,7],[24,8,24,9],[24,10,24,11],[7,0,10,0],[11,0,14,0],[15,0,18,0],[22,4,22,15],[23,4,23,5],[23,6,23,7],[23,8,23,9],[23,10,23,11],[23,12,23,13],[23,14,23,15],[5,10,6,10],[5,11,6,11],[5,12,6,12],[5,13,6,13],[5,14,6,14],[5,15,6,15],[4,10,4,11],[4,12,4,13],[4,14,4,15],[5,2,6,2],[5,3,6,3],[5,4,6,4],[5,5,6,5],[5,6,6,6],[5,7,6,7],[5,8,6,8],[4,0,6,0],[4,1,6,1],[4,2,4,3],[4,4,4,5],[4,6,4,7],[4,8,4,9],[5,9,6,9],[2,0,2,1],[2,2,2,15],[3,2,3,3],[3,4,3,5],[3,6,3,7],[3,8,3,9],[3,10,3,11],[3,12,3,13],[3,14,3,15]]}
[]
["XC17_60",60]
["Evaporator Air \n",null,"Condenser  Entering Air Temperature ˚F"]
[80,"°F DB",85,null,90,null,95,null,100,null,105,null,110,null,115]
["CFM","EWB†\n˚F","Capacity Mbtuh",null,"Capacity Mbtuh",null,"Capacity Mbtuh",null,"Capacity Mbtuh",null,"Capacity Mbtuh",null,"Capacity Mbtuh",null,"Capacity Mbtuh"]
[null,null,"Total","Sens.","Total","Sens.","Total","Sens.","Total","Sens.","Total","Sens.","Total","Sens.","Total","Sens."]
[null,null,null,null,null,null,null,null,null,null,null,null,null,null,null,null,null,"Total Factors",null,null,null,null,null,null,"Sens. %",null,null,null,null,null,null,"IDB Adj",null,null,null,null,null,null,"Sens Calc"]
[1575,71,{"$f":"R8*$B$2","v":64.5},{"$f":"IF(AM8>C8,C8,AM8)","v":37.409999999999997},{"$f":"S8*$B$2","v":63},{"$f":"IF(AN8>E8,E8,AN8)","v":36.854999999999997},{"$f":"T8*$B$2","v":61.499999999999993},{"$f":"IF(AO8>G8,G8,AO8)","v":36.284999999999997},{"$f":"U8*$B$2","v":60},{"$f":"IF(AP8>I8,I8,AP8)","v":35.699999999999996},{"$f":"V8*$B$2","v":58.5},{"$f":"IF(AQ8>K8,K8,AQ8)","v":35.1},{"$f":"W8*$B$2","v":57},{"$f":"IF(AR8>M8,M8,AR8)","v":34.769999999999996},{"$f":"X8*$B$2","v":55.5},{"$f":"IF(AS8>O8,O8,AS8)","v":34.409999999999997},null,1.075,1.05,1.0249999999999999,1,0.97499999999999998,0.95,0.92500000000000004,0.57999999999999996,0.58499999999999996,0.59,0.59499999999999997,0.6,0.61,0.62,{"$f":"IF(Y8<0.9,0.9,Y8*-3.6846+4.1276)","v":0.9},{"$f":"IF(Z8<0.9,0.9,Z8*-3.6846+4.1276)","v":0.9},0.9,0.9,0.9,0.9,0.9,{"$f":"Y8*C8+($A$4-80)*AF8*$A$8/1000","v":37.409999999999997},{"$f":"Z8*E8+($A$4-80)*AG8*$A$8/1000","v":36.854999999999997},{"$f":"AA8*G8+($A$4-80)*AH8*$A$8/1000","v":36.284999999999997},{"$f":"AB8*I8+($A$4-80)*AI8*$A$8/1000","v":35.699999999999996},{"$f":"AC8*K8+($A$4-80)*AJ8*$A$8/1000","v":35.1},{"$f":"AD8*M8+($A$4-80)*AK8*$A$8/1000","v":34.769999999999996},{"$f":"AE8*O8+($A$4-80)*AL8*$A$8/1000","v":34.409999999999997}]
[null,67,61,43.92,59.75,{"$f":"IF(AN9>E9,E9,AN9)","v":43.318750000000001},58.5,{"$f":"IF(AO9>G9,G9,AO9)","v":42.704999999999998},57,{"$f":"IF(AP9>I9,I9,AP9)","v":42.18},55.5,{"$f":"IF(AQ9>K9,K9,AQ9)","v":41.625},54,{"$f":"IF(AR9>M9,M9,AR9)","v":41.04},52.5,{"$f":"IF(AS9>O9,O9,AS9)","v":40.425000000000004},null,1.0166666666666666,0.99583333333333335,0.97499999999999998,0.95,0.92500000000000004,0.9,0.875,0.72,0.72499999999999998,0.73,0.74,0.75,0.76,0.77,{"$f":"IF(Y9<0.9,0.9,Y9*-3.6846+4.1276)","v":0.9},0.9,0.9,0.9,0.9,0.9,0.9,{"$f":"Y9*C9+($A$4-80)*AF9*$A$8/1000","v":43.92},{"$f":"Z9*E9+($A$4-80)*AG9*$A$8/1000","v":43.318750000000001},{"$f":"AA9*G9+($A$4-80)*AH9*$A$8/1000","v":42.704999999999998},{"$f":"AB9*I9+($A$4-80)*AI9*$A$8/1000","v":42.18},{"$f":"AC9*K9+($A$4-80)*AJ9*$A$8/1000","v":41.625},{"$f":"AD9*M9+($A$4-80)*AK9*$A$8/1000","v":41.04},{"$f":"AE9*O9+($A$4-80)*AL9*$A$8/1000","v":40.425000000000004}]
[null,65,59.5,47.302499999999995,58.25,46.745624999999997,57,46.17,55.5,45.64875,54,45.089999999999996,52.5,44.362499999999997,51,43.604999999999997,null,0.9916666666666667,0.97083333333333333,0.95,0.92500000000000004,0.9,0.875,0.85,0.79499999999999993,0.80249999999999999,0.81,0.82250000000000001,0.83499999999999996,0.84499999999999997,0.85499999999999998,0.9,0.9,0.9,0.9,0.9,0.9,0.9,47.302499999999995,{"$f":"Z10*E10+($A$4-80)*AG10*$A$8/1000","v":46.745624999999997},{"$f":"AA10*G10+($A$4-80)*AH10*$A$8/1000","v":46.17},45.64875,45.089999999999996,44.362499999999997,43.604999999999997]
[null,63,58,50.46,56.75,49.94,55.5,49.395000000000003,54,48.870000000000005,52.5,48.300000000000004,51,47.43,49.5,46.529999999999994,null,0.96666666666666667,0.9458333333333333,0.92500000000000004,0.9,0.875,0.85,0.82499999999999996,0.87,0.88,0.89,0.90500000000000003,0.92,0.92999999999999994,0.94,0.9,0.9,0.9,0.79303699999999999,0.73776799999999998,0.70092200000000027,0.66407600000000011,50.46,{"$f":"Z11*E11+($A$4-80)*AG11*$A$8/1000","v":49.94},{"$f":"AA11*G11+($A$4-80)*AH11*$A$8/1000","v":49.395000000000003},{"$f":"AB11*I11+($A$4-80)*AI11*$A$8/1000","v":48.870000000000005},48.300000000000004,47.43,46.529999999999994]
[1800,71,66.5,39.9,65,39.324999999999996,63.5,38.734999999999999,61.749999999999993,38.284999999999997,60,37.799999999999997,58.25,36.988750000000003,56.5,36.160000000000004,null,1.1083333333333334,1.0833333333333333,1.0583333333333333,1.0291666666666666,1,0.97083333333333333,0.94166666666666665,0.6,0.60499999999999998,0.61,0.62,0.63,0.63500000000000001,0.64,0.9,0.9,0.9,0.9,0.9,0.9,0.9,{"$f":"Y12*C12+($A$4-80)*AF12*$A$12/1000","v":39.9},{"$f":"Z12*E12+($A$4-80)*AG12*$A$12/1000","v":39.324999999999996},{"$f":"AA12*G12+($A$4-80)*AH12*$A$12/1000","v":38.734999999999999},{"$f":"AB12*I12+($A$4-80)*AI12*$A$12/1000","v":38.284999999999997},{"$f":"AC12*K12+($A$4-80)*AJ12*$A$12/1000","v":37.799999999999997},{"$f":"AD12*M12+($A$4-80)*AK12*$A$12/1000","v":36.988750000000003},{"$f":"AE12*O12+($A$4-80)*AL12*$A$12/1000","v":36.160000000000004}]
[null,67,63,47.25,61.499999999999993,46.739999999999995,60,46.2,58.5,45.63,57,45.03,55.25,44.2,53.5,43.335000000000001,null,1.05,1.0249999999999999,1,0.97499999999999998,0.95,0.92083333333333328,0.89166666666666672,0.75,0.76,0.77,0.78,0.79,0.8,0.81,0.9,0.9,0.9,0.9,0.9,0.9,0.9,{"$f":"Y13*C13+($A$4-80)*AF13*$A$12/1000","v":47.25},{"$f":"Z13*E13+($A$4-80)*AG13*$A$12/1000","v":46.739999999999995},{"$f":"AA13*G13+($A$4-80)*AH13*$A$12/1000","v":46.2},{"$f":"AB13*I13+($A$4-80)*AI13*$A$12/1000","v":45.63},{"$f":"AC13*K13+($A$4-80)*AJ13*$A$12/1000","v":45.03},{"$f":"AD13*M13+($A$4-80)*AK13*$A$12/1000","v":44.2},{"$f":"AE13*O13+($A$4-80)*AL13*$A$12/1000","v":43.335000000000001}]
[null,65,61.499999999999993,51.045000000000002,60,50.400000000000006,58.5,49.725000000000009,57,49.162500000000001,55.5,48.5625,53.875,47.814062499999999,52.25,47.024999999999999,null,1.0249999999999999,1,0.97499999999999998,0.95,0.92500000000000004,0.8979166666666667,0.87083333333333335,0.83000000000000007,0.84000000000000008,0.85000000000000009,0.86250000000000004,0.875,0.88749999999999996,0.9,0.9,0.9,0.9,0.9,0.9,0.9,0.81145999999999985,51.045000000000002,{"$f":"Z14*E14+($A$4-80)*AG14*$A$12/1000","v":50.400000000000006},{"$f":"AA14*G14+($A$4-80)*AH14*$A$12/1000","v":49.725000000000009},49.162500000000001,48.5625,47.814062499999999,47.024999999999999]
[null,63,60,54.6,58.5,53.82,57,53.010000000000005,55.5,52.447500000000005,54,51.839999999999996,52.5,51.1875,51,50.49,null,1,0.97499999999999998,0.95,0.92500000000000004,0.9,0.875,0.85,0.91,0.92,0.93,0.94500000000000006,0.96,0.97499999999999998,0.99,0.77461400000000014,0.73776799999999998,0.70092199999999982,0.64565299999999981,0.59038400000000024,0.53511500000000023,0.47984600000000022,54.6,{"$f":"Z15*E15+($A$4-80)*AG15*$A$12/1000","v":53.82},{"$f":"AA15*G15+($A$4-80)*AH15*$A$12/1000","v":53.010000000000005},52.447500000000005,51.839999999999996,51.1875,50.49]
[2025,71,68,42.16,66.5,41.5625,65,40.950000000000003,63.25,40.480000000000004,61.499999999999993,39.974999999999994,59.5,38.972500000000004,57.5,37.950000000000003,null,1.1333333333333333,1.1083333333333334,1.0833333333333333,1.0541666666666667,1.0249999999999999,0.9916666666666667,0.95833333333333337,0.62,0.625,0.63,0.64,0.65,0.65500000000000003,0.66,0.9,0.9,0.9,0.9,0.9,0.9,0.9,{"$f":"Y16*C16+($A$4-80)*AF16*$A$16/1000","v":42.16},{"$f":"Z16*E16+($A$4-80)*AG16*$A$16/1000","v":41.5625},{"$f":"AA16*G16+($A$4-80)*AH16*$A$16/1000","v":40.950000000000003},{"$f":"AB16*I16+($A$4-80)*AI16*$A$16/1000","v":40.480000000000004},{"$f":"AC16*K16+($A$4-80)*AJ16*$A$16/1000","v":39.974999999999994},{"$f":"AD16*M16+($A$4-80)*AK16*$A$16/1000","v":38.972500000000004},{"$f":"AE16*O16+($A$4-80)*AL16*$A$16/1000","v":37.950000000000003}]
[null,67,64.5,50.31,63,49.77,61.499999999999993,49.199999999999996,60,48.6,58.5,47.97,56.75,47.102499999999999,55,46.199999999999996,null,1.075,1.05,1.0249999999999999,1,0.97499999999999998,0.9458333333333333,0.91666666666666663,0.78,0.79,0.8,0.81,0.82,0.83,0.84,0.9,0.9,0.9,0.9,0.9,0.9,0.9,{"$f":"Y17*C17+($A$4-80)*AF17*$A$16/1000","v":50.31},{"$f":"Z17*E17+($A$4-80)*AG17*$A$16/1000","v":49.77},{"$f":"AA17*G17+($A$4-80)*AH17*$A$16/1000","v":49.199999999999996},{"$f":"AB17*I17+($A$4-80)*AI17*$A$16/1000","v":48.6},{"$f":"AC17*K17+($A$4-80)*AJ17*$A$16/1000","v":47.97},{"$f":"AD17*M17+($A$4-80)*AK17*$A$16/1000","v":47.102499999999999},{"$f":"AE17*O17+($A$4-80)*AL17*$A$16/1000","v":46.199999999999996}]
[null,65,62.75,54.278750000000002,61.375,53.703125,60,53.1,58.5,52.503749999999997,57,51.87,55.375,50.668124999999996,53.75,49.449999999999996,null,1.0458333333333334,1.0229166666666667,1,0.97499999999999998,0.95,0.92291666666666672,0.89583333333333337,0.86499999999999999,0.875,0.88500000000000001,0.89749999999999996,0.90999999999999992,0.91499999999999992,0.91999999999999993,0.9,0.9,0.9,0.9,0.77461400000000058,0.75619100000000028,0.73776800000000042,54.278750000000002,{"$f":"Z18*E18+($A$4-80)*AG18*$A$16/1000","v":53.703125},{"$f":"AA18*G18+($A$4-80)*AH18*$A$16/1000","v":53.1},52.503749999999997,51.87,50.668124999999996,49.449999999999996]
[null,63,61,57.949999999999996,59.75,57.36,58.5,56.744999999999997,57,56.144999999999996,55.5,55.5,54,54,52.5,52.5,null,1.0166666666666666,0.99583333333333335,0.97499999999999998,0.95,0.92500000000000004,0.9,0.875,0.95,0.96,0.97,0.98499999999999999,1,1,1,0.6272300000000004,0.59038400000000024,0.55353800000000009,0.49826900000000007,0.44300000000000006,0.44300000000000006,0.44300000000000006,57.949999999999996,{"$f":"Z19*E19+($A$4-80)*AG19*$A$16/1000","v":57.36},{"$f":"AA19*G19+($A$4-80)*AH19*$A$16/1000","v":56.744999999999997},56.144999999999996,55.5,54,52.5]

{"sheet":"XC21_24","index":46,"n_rows":19,"n_cols":45,"rows_kept":19,"cut":false,"hidden":true,"merged":[[130,0,133,0],[120,12,121,12],[120,13,121,13],[120,14,121,14],[120,15,121,15],[122,0,125,0],[126,0,129,0],[119,12,119,13],[119,14,119,15],[120,4,121,4],[120,5,121,5],[120,6,121,6],[120,7,121,7],[120,8,121,8],[120,9,121,9],[120,10,121,10],[120,11,121,11],[119,0,121,0],[119,1,121,1],[119,4,119,5],[119,6,119,7],[119,8,119,9],[119,10,119,11],[111,0,114,0],[117,0,118,1],[117,4,117,15],[118,4,118,5],[118,6,118,7],[118,8,118,9],[118,10,118,11],[118,12,118,13],[118,14,118,15],[101,12,102,12],[101,13,102,13],[101,14,102,14],[101,15,102,15],[103,0,106,0],[107,0,110,0],[100,12,100,13],[100,14,100,15],[101,4,102,4],[101,5,102,5],[101,6,102,6],[101,7,102,7],[101,8,102,8],[101,9,102,9],[101,10,102,10],[101,11,102,11],[100,0,102,0],[100,1,102,1],[100,4,100,5],[100,6,100,7],[100,8,100,9],[100,10,100,11],[92,0,95,0],[98,0,99,1],[98,4,98,15],[99,4,99,5],[99,6,99,7],[99,8,99,9],[99,10,99,11],[99,12,99,13],[99,14,99,15],[82,12,83,12],[82,13,83,13],[82,14,83,14],[82,15,83,15],[84,0,87,0],[88,0,91,0],[81,12,81,13],[81,14,81,15],[82,4,83,4],[82,5,83,5],[82,6,83,6],[82,7,83,7],[82,8,83,8],[82,9,83,9],[82,10,83,10],[82,11,83,11],[81,0,83,0],[81,1,83,1],[81,4,81,5],[81,6,81,7],[81,8,81,9],[81,10,81,11],[73,0,76,0],[79,0,80,1],[79,4,79,15],[80,4,80,5],[80,6,80,7],[80,8,80,9],[80,10,80,11],[80,12,80,13],[80,14,80,15],[63,12,64,12],[63,13,64,13],[63,14,64,14],[63,15,64,15],[65,0,68,0],[69,0,72,0],[62,12,62,13],[62,14,62,15],[63,4,64,4],[63,5,64,5],[63,6,64,6],[63,7,64,7],[63,8,64,8],[63,9,64,9],[63,10,64,10],[63,11,64,11],[62,0,64,0],[62,1,64,1],[62,4,62,5],[62,6,62,7],[62,8,62,9],[62,10,62,11],[54,0,57,0],[60,0,61,1],[60,4,60,15],[61,4,61,5],[61,6,61,7],[61,8,61,9],[61,10,61,11],[61,12,61,13],[61,14,61,15],[44,12,45,12],[44,13,45,13],[44,14,45,14],[44,15,45,15],[46,0,49,0],[50,0,53,0],[43,12,43,13],[43,14,43,15],[44,4,45,4],[44,5,45,5],[44,6,45,6],[44,7,45,7],[44,8,45,8],[44,9,45,9],[44,10,45,10],[44,11,45,11],[43,0,45,0],[43,1,45,1],[43,4,43,5],[43,6,43,7],[43,8,43,9],[43,10,43,11],[35,0,38,0],[41,0,42,1],[41,4,41,15],[42,4,42,5],[42,6,42,7],[42,8,42,9],[42,10,42,11],[42,12,42,13],[42,14,42,15],[25,12,26,12],[25,13,26,13],[25,14,26,14],[25,15,26,15],[27,0,30,0],[31,0,34,0],[24,12,24,13],[24,14,24,15],[25,4,26,4],[25,5,26,5],[25,6,26,6],[25,7,26,7],[25,8,26,8],[25,9,26,9],[25,10,26,10],[25,11,26,11],[24,0,26,0],[24,1,26,1],[24,4,24,5],[24,6,24,7],[24,8,24,9],[24,10,24,11],[7,0,10,0],[11,0,14,0],[15,0,18,0],[22,4,22,15],[23,4,23,5],[23,6,23,7],[23,8,23,9],[23,10,23,11],[23,12,23,13],[23,14,23,15],[5,10,6,10],[5,11,6,11],[5,12,6,12],[5,13,6,13],[5,14,6,14],[5,15,6,15],[4,10,4,11],[4,12,4,13],[4,14,4,15],[5,2,6,2],[5,3,6,3],[5,4,6,4],[5,5,6,5],[5,6,6,6],[5,7,6,7],[5,8,6,8],[4,0,6,0],[4,1,6,1],[4,2,4,3],[4,4,4,5],[4,6,4,7],[4,8,4,9],[5,9,6,9],[2,0,2,1],[2,2,2,15],[3,2,3,3],[3,4,3,5],[3,6,3,7],[3,8,3,9],[3,10,3,11],[3,12,3,13],[3,14,3,15]]}
[]
["XC21_24",24]
["Evaporator Air \n",null,"Condenser  Entering Air Temperature ˚F"]
[80,"°F DB",85,null,90,null,95,null,100,null,105,null,110,null,115]
["CFM","EWB†\n˚F","Capacity Mbtuh",null,"Capacity Mbtuh",null,"Capacity Mbtuh",null,"Capacity Mbtuh",null,"Capacity Mbtuh",null,"Capacity Mbtuh",null,"Capacity Mbtuh"]
[null,null,"Total","Sens.","Total","Sens.","Total","Sens.","Total","Sens.","Total","Sens.","Total","Sens.","Total","Sens."]
[null,null,null,null,null,null,null,null,null,null,null,null,null,null,null,null,null,"Total Factors",null,null,null,null,null,null,"Sens. %",null,null,null,null,null,null,"IDB Adj",null,null,null,null,null,null,"Sens Calc"]
[600,71,{"$f":"R8*$B$2","v":24.923076923076927},{"$f":"IF(AM8>C8,C8,AM8)","v":13.956923076923081},{"$f":"S8*$B$2","v":24.276923076923076},{"$f":"IF(AN8>E8,E8,AN8)","v":13.595076923076924},{"$f":"T8*$B$2","v":23.630769230769232},{"$f":"IF(AO8>G8,G8,AO8)","v":13.23323076923077},{"$f":"U8*$B$2","v":23.076923076923077},{"$f":"IF(AP8>I8,I8,AP8)","v":13.038461538461537},{"$f":"V8*$B$2","v":22.523076923076921},{"$f":"IF(AQ8>K8,K8,AQ8)","v":12.838153846153844},{"$f":"W8*$B$2","v":21.876923076923077},{"$f":"IF(AR8>M8,M8,AR8)","v":12.579230769230769},{"$f":"X8*$B$2","v":21.23076923076923},{"$f":"IF(AS8>O8,O8,AS8)","v":12.313846153846152},null,1.0384615384615385,1.0115384615384615,0.98461538461538467,0.96153846153846156,0.93846153846153846,0.91153846153846152,0.88461538461538458,0.56000000000000005,0.56000000000000005,0.56000000000000005,0.56499999999999995,0.56999999999999995,0.57499999999999996,0.57999999999999996,{"$f":"IF(Y8<0.9,0.9,Y8*-3.6846+4.1276)","v":0.9},{"$f":"IF(Z8<0.9,0.9,Z8*-3.6846+4.1276)","v":0.9},0.9,0.9,0.9,0.9,0.9,{"$f":"Y8*C8+($A$4-80)*AF8*$A$8/1000","v":13.956923076923081},{"$f":"Z8*E8+($A$4-80)*AG8*$A$8/1000","v":13.595076923076924},{"$f":"AA8*G8+($A$4-80)*AH8*$A$8/1000","v":13.23323076923077},{"$f":"AB8*I8+($A$4-80)*AI8*$A$8/1000","v":13.038461538461537},{"$f":"AC8*K8+($A$4-80)*AJ8*$A$8/1000","v":12.838153846153844},{"$f":"AD8*M8+($A$4-80)*AK8*$A$8/1000","v":12.579230769230769},{"$f":"AE8*O8+($A$4-80)*AL8*$A$8/1000","v":12.313846153846152}]
[null,67,23.630769230769232,16.305230769230768,22.984615384615381,{"$f":"IF(AN9>E9,E9,AN9)","v":15.974307692307688},22.338461538461537,{"$f":"IF(AO9>G9,G9,AO9)","v":15.636923076923075},21.784615384615385,{"$f":"IF(AP9>I9,I9,AP9)","v":15.358153846153845},21.23076923076923,{"$f":"IF(AQ9>K9,K9,AQ9)","v":15.073846153846153},20.584615384615386,{"$f":"IF(AR9>M9,M9,AR9)","v":14.923846153846155},19.938461538461539,{"$f":"IF(AS9>O9,O9,AS9)","v":14.754461538461538},null,0.98461538461538467,0.95769230769230762,0.93076923076923079,0.9076923076923078,0.88461538461538458,0.85769230769230775,0.83076923076923082,0.69,0.69499999999999995,0.7,0.70499999999999996,0.71,0.72499999999999998,0.74,{"$f":"IF(Y9<0.9,0.9,Y9*-3.6846+4.1276)","v":0.9},0.9,0.9,0.9,0.9,0.9,0.9,{"$f":"Y9*C9+($A$4-80)*AF9*$A$8/1000","v":16.305230769230768},{"$f":"Z9*E9+($A$4-80)*AG9*$A$8/1000","v":15.974307692307688},{"$f":"AA9*G9+($A$4-80)*AH9*$A$8/1000","v":15.636923076923075},{"$f":"AB9*I9+($A$4-80)*AI9*$A$8/1000","v":15.358153846153845},{"$f":"AC9*K9+($A$4-80)*AJ9*$A$8/1000","v":15.073846153846153},{"$f":"AD9*M9+($A$4-80)*AK9*$A$8/1000","v":14.923846153846155},{"$f":"AE9*O9+($A$4-80)*AL9*$A$8/1000","v":14.754461538461538}]
[null,65,22.892307692307693,17.512615384615383,22.292307692307691,17.165076923076921,21.692307692307693,16.811538461538461,21.138461538461538,16.593692307692304,20.584615384615386,16.36476923076923,19.984615384615381,16.187538461538459,19.384615384615387,15.992307692307694,null,0.9538461538461539,0.92884615384615377,0.90384615384615385,0.88076923076923075,0.85769230769230775,0.83269230769230762,0.80769230769230771,0.7649999999999999,0.76999999999999991,0.77499999999999991,0.78499999999999992,0.79499999999999993,0.80999999999999994,0.82499999999999996,0.9,0.9,0.9,0.9,0.9,0.9,0.9,17.512615384615383,{"$f":"Z10*E10+($A$4-80)*AG10*$A$8/1000","v":17.165076923076921},{"$f":"AA10*G10+($A$4-80)*AH10*$A$8/1000","v":16.811538461538461},16.593692307692304,16.36476923076923,16.187538461538459,15.992307692307694]
[null,63,22.153846153846153,18.609230769230766,21.599999999999998,18.251999999999999,21.046153846153846,17.889230769230767,20.492307692307694,17.725846153846156,19.938461538461539,17.545846153846153,19.384615384615387,17.349230769230772,18.830769230769231,17.136000000000003,null,0.92307692307692313,0.89999999999999991,0.87692307692307692,0.85384615384615392,0.83076923076923082,0.80769230769230771,0.7846153846153846,0.84,0.84499999999999997,0.85,0.86499999999999999,0.88,0.89500000000000002,0.91,0.9,0.9,0.9,0.9,0.9,0.9,0.77461400000000014,18.609230769230766,{"$f":"Z11*E11+($A$4-80)*AG11*$A$8/1000","v":18.251999999999999},{"$f":"AA11*G11+($A$4-80)*AH11*$A$8/1000","v":17.889230769230767},{"$f":"AB11*I11+($A$4-80)*AI11*$A$8/1000","v":17.725846153846156},17.545846153846153,17.349230769230772,17.136000000000003]
[800,71,26.584615384615386,15.684923076923077,25.938461538461542,15.433384615384616,25.292307692307695,15.175384615384615,24.553846153846159,14.977846153846157,23.815384615384616,14.765538461538462,23.169230769230769,14.48076923076923,22.523076923076921,14.18953846153846,null,1.1076923076923078,1.0807692307692309,1.0538461538461539,1.0230769230769232,0.99230769230769234,0.9653846153846154,0.93846153846153846,0.59,0.59499999999999997,0.6,0.61,0.62,0.625,0.63,0.9,0.9,0.9,0.9,0.9,0.9,0.9,{"$f":"Y12*C12+($A$4-80)*AF12*$A$12/1000","v":15.684923076923077},{"$f":"Z12*E12+($A$4-80)*AG12*$A$12/1000","v":15.433384615384616},{"$f":"AA12*G12+($A$4-80)*AH12*$A$12/1000","v":15.175384615384615},{"$f":"AB12*I12+($A$4-80)*AI12*$A$12/1000","v":14.977846153846157},{"$f":"AC12*K12+($A$4-80)*AJ12*$A$12/1000","v":14.765538461538462},{"$f":"AD12*M12+($A$4-80)*AK12*$A$12/1000","v":14.48076923076923},{"$f":"AE12*O12+($A$4-80)*AL12*$A$12/1000","v":14.18953846153846}]
[null,67,25.107692307692311,18.830769230769235,24.553846153846159,18.53815384615385,24,18.240000000000002,23.261538461538461,17.911384615384616,22.523076923076921,17.567999999999998,21.876923076923077,17.392153846153846,21.23076923076923,17.196923076923078,null,1.0461538461538462,1.0230769230769232,1,0.96923076923076923,0.93846153846153846,0.91153846153846152,0.88461538461538458,0.75,0.755,0.76,0.77,0.78,0.79500000000000004,0.81,0.9,0.9,0.9,0.9,0.9,0.9,0.9,{"$f":"Y13*C13+($A$4-80)*AF13*$A$12/1000","v":18.830769230769235},{"$f":"Z13*E13+($A$4-80)*AG13*$A$12/1000","v":18.53815384615385},{"$f":"AA13*G13+($A$4-80)*AH13*$A$12/1000","v":18.240000000000002},{"$f":"AB13*I13+($A$4-80)*AI13*$A$12/1000","v":17.911384615384616},{"$f":"AC13*K13+($A$4-80)*AJ13*$A$12/1000","v":17.567999999999998},{"$f":"AD13*M13+($A$4-80)*AK13*$A$12/1000","v":17.392153846153846},{"$f":"AE13*O13+($A$4-80)*AL13*$A$12/1000","v":17.196923076923078}]
[null,65,24.46153846153846,20.303076923076922,23.861538461538462,20.043692307692311,23.261538461538461,19.772307692307692,22.569230769230771,19.465961538461542,21.876923076923077,19.142307692307693,21.23076923076923,18.895384615384614,20.584615384615386,18.629076923076926,null,1.0192307692307692,0.99423076923076925,0.96923076923076923,0.94038461538461537,0.91153846153846152,0.88461538461538458,0.85769230769230775,0.83000000000000007,0.84000000000000008,0.85,0.86250000000000004,0.875,0.89,0.90500000000000003,0.9,0.9,0.9,0.9,0.9,0.9,0.79303699999999999,20.303076923076922,{"$f":"Z14*E14+($A$4-80)*AG14*$A$12/1000","v":20.043692307692311},{"$f":"AA14*G14+($A$4-80)*AH14*$A$12/1000","v":19.772307692307692},19.465961538461542,19.142307692307693,18.895384615384614,18.629076923076926]
[null,63,23.815384615384616,21.672000000000001,23.169230769230769,21.431538461538462,22.523076923076921,21.171692307692304,21.876923076923077,20.892461538461539,21.23076923076923,20.593846153846151,20.584615384615386,20.275846153846157,19.938461538461539,19.938461538461539,null,0.99230769230769234,0.9653846153846154,0.93846153846153846,0.91153846153846152,0.88461538461538458,0.85769230769230775,0.83076923076923082,0.91,0.92500000000000004,0.94,0.95499999999999996,0.97,0.98499999999999999,1,0.77461400000000014,0.71934500000000012,0.66407600000000011,0.6088070000000001,0.55353800000000009,0.49826900000000007,0.44300000000000006,21.672000000000001,{"$f":"Z15*E15+($A$4-80)*AG15*$A$12/1000","v":21.431538461538462},{"$f":"AA15*G15+($A$4-80)*AH15*$A$12/1000","v":21.171692307692304},20.892461538461539,20.593846153846151,20.275846153846157,19.938461538461539]
[1000,71,27.69230769230769,17.169230769230769,26.953846153846154,16.980923076923077,26.215384615384615,16.777846153846152,25.476923076923079,16.432615384615385,24.738461538461543,16.080000000000002,24,15.96,23.261538461538461,15.817846153846155,null,1.1538461538461537,1.1230769230769231,1.0923076923076922,1.0615384615384615,1.0307692307692309,1,0.96923076923076923,0.62,0.63,0.64,0.64500000000000002,0.65,0.66500000000000004,0.68,0.9,0.9,0.9,0.9,0.9,0.9,0.9,{"$f":"Y16*C16+($A$4-80)*AF16*$A$16/1000","v":17.169230769230769},{"$f":"Z16*E16+($A$4-80)*AG16*$A$16/1000","v":16.980923076923077},{"$f":"AA16*G16+($A$4-80)*AH16*$A$16/1000","v":16.777846153846152},{"$f":"AB16*I16+($A$4-80)*AI16*$A$16/1000","v":16.432615384615385},{"$f":"AC16*K16+($A$4-80)*AJ16*$A$16/1000","v":16.080000000000002},{"$f":"AD16*M16+($A$4-80)*AK16*$A$16/1000","v":15.96},{"$f":"AE16*O16+($A$4-80)*AL16*$A$16/1000","v":15.817846153846155}]
[null,67,26.215384615384615,20.710153846153847,25.569230769230771,20.58323076923077,24.923076923076927,20.43692307692308,24.184615384615384,20.194153846153846,23.446153846153845,19.929230769230767,22.707692307692309,19.642153846153846,21.969230769230769,19.332923076923077,null,1.0923076923076922,1.0653846153846154,1.0384615384615385,1.0076923076923077,0.97692307692307689,0.94615384615384623,0.91538461538461546,0.79,0.80499999999999994,0.82,0.83499999999999996,0.85,0.86499999999999999,0.88,0.9,0.9,0.9,0.9,0.9,0.9,0.9,{"$f":"Y17*C17+($A$4-80)*AF17*$A$16/1000","v":20.710153846153847},{"$f":"Z17*E17+($A$4-80)*AG17*$A$16/1000","v":20.58323076923077},{"$f":"AA17*G17+($A$4-80)*AH17*$A$16/1000","v":20.43692307692308},{"$f":"AB17*I17+($A$4-80)*AI17*$A$16/1000","v":20.194153846153846},{"$f":"AC17*K17+($A$4-80)*AJ17*$A$16/1000","v":19.929230769230767},{"$f":"AD17*M17+($A$4-80)*AK17*$A$16/1000","v":19.642153846153846},{"$f":"AE17*O17+($A$4-80)*AL17*$A$16/1000","v":19.332923076923077}]
[null,65,25.569230769230771,22.628769230769233,24.923076923076927,22.368461538461542,24.276923076923076,22.091999999999999,23.630769230769232,21.681230769230769,22.984615384615381,21.260769230769228,22.292307692307691,20.787576923076923,21.599999999999998,20.303999999999998,null,1.0653846153846154,1.0384615384615385,1.0115384615384615,0.98461538461538467,0.95769230769230762,0.92884615384615377,0.89999999999999991,0.88500000000000001,0.89749999999999996,0.90999999999999992,0.91749999999999998,0.92500000000000004,0.9325,0.94,0.9,0.9,0.77461400000000058,0.74697950000000013,0.71934500000000012,0.69171050000000012,0.66407600000000011,22.628769230769233,{"$f":"Z18*E18+($A$4-80)*AG18*$A$16/1000","v":22.368461538461542},{"$f":"AA18*G18+($A$4-80)*AH18*$A$16/1000","v":22.091999999999999},21.681230769230769,21.260769230769228,20.787576923076923,20.303999999999998]
[null,63,24.923076923076927,24.42461538461539,24.276923076923076,24.034153846153846,23.630769230769232,23.630769230769232,23.076923076923077,23.076923076923077,22.523076923076921,22.523076923076921,21.876923076923077,21.876923076923077,21.23076923076923,21.23076923076923,null,1.0384615384615385,1.0115384615384615,0.98461538461538467,0.96153846153846156,0.93846153846153846,0.91153846153846152,0.88461538461538458,0.98,0.99,1,1,1,1,1,0.51669199999999993,0.47984600000000022,0.44300000000000006,0.44300000000000006,0.44300000000000006,0.44300000000000006,0.44300000000000006,24.42461538461539,{"$f":"Z19*E19+($A$4-80)*AG19*$A$16/1000","v":24.034153846153846},{"$f":"AA19*G19+($A$4-80)*AH19*$A$16/1000","v":23.630769230769232},23.076923076923077,22.523076923076921,21.876923076923077,21.23076923076923]

{"sheet":"XC21_36","index":47,"n_rows":19,"n_cols":45,"rows_kept":19,"cut":false,"hidden":true,"merged":[[130,0,133,0],[120,12,121,12],[120,13,121,13],[120,14,121,14],[120,15,121,15],[122,0,125,0],[126,0,129,0],[119,12,119,13],[119,14,119,15],[120,4,121,4],[120,5,121,5],[120,6,121,6],[120,7,121,7],[120,8,121,8],[120,9,121,9],[120,10,121,10],[120,11,121,11],[119,0,121,0],[119,1,121,1],[119,4,119,5],[119,6,119,7],[119,8,119,9],[119,10,119,11],[111,0,114,0],[117,0,118,1],[117,4,117,15],[118,4,118,5],[118,6,118,7],[118,8,118,9],[118,10,118,11],[118,12,118,13],[118,14,118,15],[101,12,102,12],[101,13,102,13],[101,14,102,14],[101,15,102,15],[103,0,106,0],[107,0,110,0],[100,12,100,13],[100,14,100,15],[101,4,102,4],[101,5,102,5],[101,6,102,6],[101,7,102,7],[101,8,102,8],[101,9,102,9],[101,10,102,10],[101,11,102,11],[100,0,102,0],[100,1,102,1],[100,4,100,5],[100,6,100,7],[100,8,100,9],[100,10,100,11],[92,0,95,0],[98,0,99,1],[98,4,98,15],[99,4,99,5],[99,6,99,7],[99,8,99,9],[99,10,99,11],[99,12,99,13],[99,14,99,15],[82,12,83,12],[82,13,83,13],[82,14,83,14],[82,15,83,15],[84,0,87,0],[88,0,91,0],[81,12,81,13],[81,14,81,15],[82,4,83,4],[82,5,83,5],[82,6,83,6],[82,7,83,7],[82,8,83,8],[82,9,83,9],[82,10,83,10],[82,11,83,11],[81,0,83,0],[81,1,83,1],[81,4,81,5],[81,6,81,7],[81,8,81,9],[81,10,81,11],[73,0,76,0],[79,0,80,1],[79,4,79,15],[80,4,80,5],[80,6,80,7],[80,8,80,9],[80,10,80,11],[80,12,80,13],[80,14,80,15],[63,12,64,12],[63,13,64,13],[63,14,64,14],[63,15,64,15],[65,0,68,0],[69,0,72,0],[62,12,62,13],[62,14,62,15],[63,4,64,4],[63,5,64,5],[63,6,64,6],[63,7,64,7],[63,8,64,8],[63,9,64,9],[63,10,64,10],[63,11,64,11],[62,0,64,0],[62,1,64,1],[62,4,62,5],[62,6,62,7],[62,8,62,9],[62,10,62,11],[54,0,57,0],[60,0,61,1],[60,4,60,15],[61,4,61,5],[61,6,61,7],[61,8,61,9],[61,10,61,11],[61,12,61,13],[61,14,61,15],[44,12,45,12],[44,13,45,13],[44,14,45,14],[44,15,45,15],[46,0,49,0],[50,0,53,0],[43,12,43,13],[43,14,43,15],[44,4,45,4],[44,5,45,5],[44,6,45,6],[44,7,45,7],[44,8,45,8],[44,9,45,9],[44,10,45,10],[44,11,45,11],[43,0,45,0],[43,1,45,1],[43,4,43,5],[43,6,43,7],[43,8,43,9],[43,10,43,11],[35,0,38,0],[41,0,42,1],[41,4,41,15],[42,4,42,5],[42,6,42,7],[42,8,42,9],[42,10,42,11],[42,12,42,13],[42,14,42,15],[25,12,26,12],[25,13,26,13],[25,14,26,14],[25,15,26,15],[27,0,30,0],[31,0,34,0],[24,12,24,13],[24,14,24,15],[25,4,26,4],[25,5,26,5],[25,6,26,6],[25,7,26,7],[25,8,26,8],[25,9,26,9],[25,10,26,10],[25,11,26,11],[24,0,26,0],[24,1,26,1],[24,4,24,5],[24,6,24,7],[24,8,24,9],[24,10,24,11],[7,0,10,0],[11,0,14,0],[15,0,18,0],[22,4,22,15],[23,4,23,5],[23,6,23,7],[23,8,23,9],[23,10,23,11],[23,12,23,13],[23,14,23,15],[5,10,6,10],[5,11,6,11],[5,12,6,12],[5,13,6,13],[5,14,6,14],[5,15,6,15],[4,10,4,11],[4,12,4,13],[4,14,4,15],[5,2,6,2],[5,3,6,3],[5,4,6,4],[5,5,6,5],[5,6,6,6],[5,7,6,7],[5,8,6,8],[4,0,6,0],[4,1,6,1],[4,2,4,3],[4,4,4,5],[4,6,4,7],[4,8,4,9],[5,9,6,9],[2,0,2,1],[2,2,2,15],[3,2,3,3],[3,4,3,5],[3,6,3,7],[3,8,3,9],[3,10,3,11],[3,12,3,13],[3,14,3,15]]}
[]
["XC21_36",36]
["Evaporator Air \n",null,"Condenser  Entering Air Temperature ˚F"]
[80,"°F DB",85,null,90,null,95,null,100,null,105,null,110,null,115]
["CFM","EWB†\n˚F","Capacity Mbtuh",null,"Capacity Mbtuh",null,"Capacity Mbtuh",null,"Capacity Mbtuh",null,"Capacity Mbtuh",null,"Capacity Mbtuh",null,"Capacity Mbtuh"]
[null,null,"Total","Sens.","Total","Sens.","Total","Sens.","Total","Sens.","Total","Sens.","Total","Sens.","Total","Sens."]
[null,null,null,null,null,null,null,null,null,null,null,null,null,null,null,null,null,"Total Factors",null,null,null,null,null,null,"Sens. %",null,null,null,null,null,null,"IDB Adj",null,null,null,null,null,null,"Sens Calc"]
[1000,71,{"$f":"R8*$B$2","v":38.368421052631582},{"$f":"IF(AM8>C8,C8,AM8)","v":21.87},{"$f":"S8*$B$2","v":37.421052631578945},{"$f":"IF(AN8>E8,E8,AN8)","v":21.517105263157891},{"$f":"T8*$B$2","v":36.473684210526315},{"$f":"IF(AO8>G8,G8,AO8)","v":21.154736842105262},{"$f":"U8*$B$2","v":35.573684210526309},{"$f":"IF(AP8>I8,I8,AP8)","v":20.63273684210526},{"$f":"V8*$B$2","v":34.673684210526318},{"$f":"IF(AQ8>K8,K8,AQ8)","v":20.110736842105261},{"$f":"W8*$B$2","v":33.631578947368425},{"$f":"IF(AR8>M8,M8,AR8)","v":19.842631578947369},{"$f":"X8*$B$2","v":32.589473684210525},{"$f":"IF(AS8>O8,O8,AS8)","v":19.553684210526313},null,1.0657894736842106,1.0394736842105263,1.013157894736842,0.98815789473684201,0.9631578947368421,0.93421052631578949,0.90526315789473677,0.56999999999999995,0.57499999999999996,0.57999999999999996,0.57999999999999996,0.57999999999999996,0.59,0.6,{"$f":"IF(Y8<0.9,0.9,Y8*-3.6846+4.1276)","v":0.9},{"$f":"IF(Z8<0.9,0.9,Z8*-3.6846+4.1276)","v":0.9},0.9,0.9,0.9,0.9,0.9,{"$f":"Y8*C8+($A$4-80)*AF8*$A$8/1000","v":21.87},{"$f":"Z8*E8+($A$4-80)*AG8*$A$8/1000","v":21.517105263157891},{"$f":"AA8*G8+($A$4-80)*AH8*$A$8/1000","v":21.154736842105262},{"$f":"AB8*I8+($A$4-80)*AI8*$A$8/1000","v":20.63273684210526},{"$f":"AC8*K8+($A$4-80)*AJ8*$A$8/1000","v":20.110736842105261},{"$f":"AD8*M8+($A$4-80)*AK8*$A$8/1000","v":19.842631578947369},{"$f":"AE8*O8+($A$4-80)*AL8*$A$8/1000","v":19.553684210526313}]
[null,67,36.473684210526315,25.53157894736842,35.573684210526309,{"$f":"IF(AN9>E9,E9,AN9)","v":25.25731578947368},34.673684210526318,{"$f":"IF(AO9>G9,G9,AO9)","v":24.965052631578949},33.821052631578951,{"$f":"IF(AP9>I9,I9,AP9)","v":24.520263157894739},32.968421052631577,{"$f":"IF(AQ9>K9,K9,AQ9)","v":24.066947368421051},31.926315789473687,{"$f":"IF(AR9>M9,M9,AR9)","v":23.62547368421053},30.88421052631579,{"$f":"IF(AS9>O9,O9,AS9)","v":23.163157894736841},null,1.013157894736842,0.98815789473684201,0.9631578947368421,0.93947368421052635,0.91578947368421049,0.88684210526315799,0.85789473684210527,0.7,0.71,0.72,0.72499999999999998,0.73,0.74,0.75,{"$f":"IF(Y9<0.9,0.9,Y9*-3.6846+4.1276)","v":0.9},0.9,0.9,0.9,0.9,0.9,0.9,{"$f":"Y9*C9+($A$4-80)*AF9*$A$8/1000","v":25.53157894736842},{"$f":"Z9*E9+($A$4-80)*AG9*$A$8/1000","v":25.25731578947368},{"$f":"AA9*G9+($A$4-80)*AH9*$A$8/1000","v":24.965052631578949},{"$f":"AB9*I9+($A$4-80)*AI9*$A$8/1000","v":24.520263157894739},{"$f":"AC9*K9+($A$4-80)*AJ9*$A$8/1000","v":24.066947368421051},{"$f":"AD9*M9+($A$4-80)*AK9*$A$8/1000","v":23.62547368421053},{"$f":"AE9*O9+($A$4-80)*AL9*$A$8/1000","v":23.163157894736841}]
[null,65,35.478947368421061,27.496184210526319,34.602631578947374,27.163065789473684,33.726315789473688,26.812421052631578,32.873684210526321,26.463315789473686,32.021052631578939,26.097157894736835,31.026315789473681,25.67427631578947,30.031578947368423,25.226526315789478,null,0.98552631578947381,0.96118421052631597,0.93684210526315792,0.91315789473684217,0.88947368421052619,0.86184210526315785,0.83421052631578951,0.77499999999999991,0.78499999999999992,0.79499999999999993,0.80499999999999994,0.81499999999999995,0.82750000000000001,0.84000000000000008,0.9,0.9,0.9,0.9,0.9,0.9,0.9,27.496184210526319,{"$f":"Z10*E10+($A$4-80)*AG10*$A$8/1000","v":27.163065789473684},{"$f":"AA10*G10+($A$4-80)*AH10*$A$8/1000","v":26.812421052631578},26.463315789473686,26.097157894736835,25.67427631578947,25.226526315789478]
[null,63,34.484210526315792,29.311578947368421,33.631578947368425,28.923157894736846,32.778947368421058,28.517684210526319,31.926315789473687,28.254789473684212,31.073684210526313,27.966315789473683,30.126315789473683,27.565578947368422,29.178947368421053,27.136421052631579,null,0.95789473684210524,0.93421052631578949,0.91052631578947374,0.88684210526315799,0.86315789473684201,0.83684210526315783,0.81052631578947365,0.85,0.86,0.87,0.88500000000000001,0.9,0.91500000000000004,0.93,0.9,0.9,0.9,0.9,0.81145999999999985,0.75619099999999984,0.70092199999999982,29.311578947368421,{"$f":"Z11*E11+($A$4-80)*AG11*$A$8/1000","v":28.923157894736846},{"$f":"AA11*G11+($A$4-80)*AH11*$A$8/1000","v":28.517684210526319},{"$f":"AB11*I11+($A$4-80)*AI11*$A$8/1000","v":28.254789473684212},27.966315789473683,27.565578947368422,27.136421052631579]
[1200,71,39.789473684210527,23.475789473684209,38.842105263157897,23.111052631578946,37.89473684210526,22.736842105263154,36.947368421052637,22.353157894736846,36,21.96,34.863157894736837,21.615157894736839,33.726315789473688,21.247578947368424,null,1.1052631578947369,1.0789473684210527,1.0526315789473684,1.0263157894736843,1,0.96842105263157885,0.93684210526315792,0.59,0.59499999999999997,0.6,0.60499999999999998,0.61,0.62,0.63,0.9,0.9,0.9,0.9,0.9,0.9,0.9,{"$f":"Y12*C12+($A$4-80)*AF12*$A$12/1000","v":23.475789473684209},{"$f":"Z12*E12+($A$4-80)*AG12*$A$12/1000","v":23.111052631578946},{"$f":"AA12*G12+($A$4-80)*AH12*$A$12/1000","v":22.736842105263154},{"$f":"AB12*I12+($A$4-80)*AI12*$A$12/1000","v":22.353157894736846},{"$f":"AC12*K12+($A$4-80)*AJ12*$A$12/1000","v":21.96},{"$f":"AD12*M12+($A$4-80)*AK12*$A$12/1000","v":21.615157894736839},{"$f":"AE12*O12+($A$4-80)*AL12*$A$12/1000","v":21.247578947368424}]
[null,67,37.89473684210526,28.042105263157893,36.947368421052637,27.525789473684213,36,27,35.147368421052633,26.712,34.294736842105266,26.406947368421054,33.157894736842103,26.028947368421051,32.021052631578939,25.616842105263153,null,1.0526315789473684,1.0263157894736843,1,0.97631578947368425,0.9526315789473685,0.92105263157894735,0.88947368421052619,0.74,0.745,0.75,0.76,0.77,0.78500000000000003,0.8,0.9,0.9,0.9,0.9,0.9,0.9,0.9,{"$f":"Y13*C13+($A$4-80)*AF13*$A$12/1000","v":28.042105263157893},{"$f":"Z13*E13+($A$4-80)*AG13*$A$12/1000","v":27.525789473684213},{"$f":"AA13*G13+($A$4-80)*AH13*$A$12/1000","v":27},{"$f":"AB13*I13+($A$4-80)*AI13*$A$12/1000","v":26.712},{"$f":"AC13*K13+($A$4-80)*AJ13*$A$12/1000","v":26.406947368421054},{"$f":"AD13*M13+($A$4-80)*AK13*$A$12/1000","v":26.028947368421051},{"$f":"AE13*O13+($A$4-80)*AL13*$A$12/1000","v":25.616842105263153}]
[null,65,36.947368421052637,30.296842105263163,36.047368421052632,29.829197368421053,35.147368421052633,29.348052631578948,34.247368421052634,29.024644736842106,33.347368421052636,28.678736842105266,32.257894736842104,28.225657894736841,31.168421052631576,27.739894736842103,null,1.0263157894736843,1.0013157894736842,0.97631578947368425,0.95131578947368434,0.92631578947368431,0.89605263157894732,0.86578947368421044,0.82000000000000006,0.82750000000000001,0.83499999999999996,0.84749999999999992,0.86,0.875,0.89,0.9,0.9,0.9,0.9,0.9,0.9,0.9,30.296842105263163,{"$f":"Z14*E14+($A$4-80)*AG14*$A$12/1000","v":29.829197368421053},{"$f":"AA14*G14+($A$4-80)*AH14*$A$12/1000","v":29.348052631578948},29.024644736842106,28.678736842105266,28.225657894736841,27.739894736842103]
[null,63,36,32.4,35.147368421052633,31.984105263157897,34.294736842105266,31.551157894736846,33.347368421052636,31.179789473684217,32.4,30.779999999999998,31.357894736842105,30.260368421052632,30.315789473684209,29.709473684210526,null,1,0.97631578947368425,0.9526315789473685,0.92631578947368431,0.9,0.87105263157894741,0.84210526315789469,0.9,0.91,0.92,0.93500000000000005,0.95,0.96499999999999997,0.98,0.81145999999999985,0.77461400000000014,0.73776799999999998,0.68249899999999997,0.6272300000000004,0.57196100000000039,0.51669199999999993,32.4,{"$f":"Z15*E15+($A$4-80)*AG15*$A$12/1000","v":31.984105263157897},{"$f":"AA15*G15+($A$4-80)*AH15*$A$12/1000","v":31.551157894736846},31.179789473684217,30.779999999999998,30.260368421052632,29.709473684210526]
[1400,71,41.210526315789473,25.138421052631578,40.263157894736842,24.761842105263156,39.315789473684205,24.375789473684208,38.131578947368418,24.022894736842105,36.947368421052637,23.64631578947369,35.905263157894737,23.158894736842107,34.863157894736837,22.661052631578944,null,1.1447368421052631,1.118421052631579,1.0921052631578947,1.0592105263157894,1.0263157894736843,0.99736842105263157,0.96842105263157885,0.61,0.61499999999999999,0.62,0.63,0.64,0.64500000000000002,0.65,0.9,0.9,0.9,0.9,0.9,0.9,0.9,{"$f":"Y16*C16+($A$4-80)*AF16*$A$16/1000","v":25.138421052631578},{"$f":"Z16*E16+($A$4-80)*AG16*$A$16/1000","v":24.761842105263156},{"$f":"AA16*G16+($A$4-80)*AH16*$A$16/1000","v":24.375789473684208},{"$f":"AB16*I16+($A$4-80)*AI16*$A$16/1000","v":24.022894736842105},{"$f":"AC16*K16+($A$4-80)*AJ16*$A$16/1000","v":23.64631578947369},{"$f":"AD16*M16+($A$4-80)*AK16*$A$16/1000","v":23.158894736842107},{"$f":"AE16*O16+($A$4-80)*AL16*$A$16/1000","v":22.661052631578944}]
[null,67,39.315789473684205,30.27315789473684,38.368421052631582,29.927368421052634,37.421052631578945,29.562631578947368,36.331578947368428,29.065263157894744,35.242105263157896,28.546105263157898,34.105263157894733,28.136842105263153,32.968421052631577,27.693473684210524,null,1.0921052631578947,1.0657894736842106,1.0394736842105263,1.0092105263157896,0.97894736842105268,0.94736842105263153,0.91578947368421049,0.77,0.78,0.79,0.8,0.81,0.82499999999999996,0.84,0.9,0.9,0.9,0.9,0.9,0.9,0.9,{"$f":"Y17*C17+($A$4-80)*AF17*$A$16/1000","v":30.27315789473684},{"$f":"Z17*E17+($A$4-80)*AG17*$A$16/1000","v":29.927368421052634},{"$f":"AA17*G17+($A$4-80)*AH17*$A$16/1000","v":29.562631578947368},{"$f":"AB17*I17+($A$4-80)*AI17*$A$16/1000","v":29.065263157894744},{"$f":"AC17*K17+($A$4-80)*AJ17*$A$16/1000","v":28.546105263157898},{"$f":"AD17*M17+($A$4-80)*AK17*$A$16/1000","v":28.136842105263153},{"$f":"AE17*O17+($A$4-80)*AL17*$A$16/1000","v":27.693473684210524}]
[null,65,38.368421052631582,32.996842105263163,37.349999999999994,32.494499999999995,36.331578947368428,31.971789473684215,35.313157894736847,31.516993421052639,34.294736842105266,31.036736842105267,33.252631578947366,30.343026315789469,32.210526315789473,29.633684210526312,null,1.0657894736842106,1.0374999999999999,1.0092105263157896,0.98092105263157914,0.9526315789473685,0.92368421052631577,0.89473684210526316,0.86,0.87,0.88,0.89250000000000007,0.90500000000000003,0.91249999999999998,0.91999999999999993,0.9,0.9,0.9,0.9,0.79303699999999999,0.76540249999999999,0.73776800000000042,32.996842105263163,{"$f":"Z18*E18+($A$4-80)*AG18*$A$16/1000","v":32.494499999999995},{"$f":"AA18*G18+($A$4-80)*AH18*$A$16/1000","v":31.971789473684215},31.516993421052639,31.036736842105267,30.343026315789469,29.633684210526312]
[null,63,37.421052631578945,35.549999999999997,36.331578947368428,34.878315789473689,35.242105263157896,34.184842105263158,34.294736842105266,33.78031578947369,33.347368421052636,33.347368421052636,32.4,32.4,31.452631578947368,31.452631578947368,null,1.0394736842105263,1.0092105263157896,0.97894736842105268,0.9526315789473685,0.92631578947368431,0.9,0.87368421052631584,0.95,0.96,0.97,0.98499999999999999,1,1,1,0.6272300000000004,0.59038400000000024,0.55353800000000009,0.49826900000000007,0.44300000000000006,0.44300000000000006,0.44300000000000006,35.549999999999997,{"$f":"Z19*E19+($A$4-80)*AG19*$A$16/1000","v":34.878315789473689},{"$f":"AA19*G19+($A$4-80)*AH19*$A$16/1000","v":34.184842105263158},33.78031578947369,33.347368421052636,32.4,31.452631578947368]

{"sheet":"XC21_48","index":48,"n_rows":19,"n_cols":45,"rows_kept":19,"cut":false,"hidden":true,"merged":[[130,0,133,0],[120,12,121,12],[120,13,121,13],[120,14,121,14],[120,15,121,15],[122,0,125,0],[126,0,129,0],[119,12,119,13],[119,14,119,15],[120,4,121,4],[120,5,121,5],[120,6,121,6],[120,7,121,7],[120,8,121,8],[120,9,121,9],[120,10,121,10],[120,11,121,11],[119,0,121,0],[119,1,121,1],[119,4,119,5],[119,6,119,7],[119,8,119,9],[119,10,119,11],[111,0,114,0],[117,0,118,1],[117,4,117,15],[118,4,118,5],[118,6,118,7],[118,8,118,9],[118,10,118,11],[118,12,118,13],[118,14,118,15],[101,12,102,12],[101,13,102,13],[101,14,102,14],[101,15,102,15],[103,0,106,0],[107,0,110,0],[100,12,100,13],[100,14,100,15],[101,4,102,4],[101,5,102,5],[101,6,102,6],[101,7,102,7],[101,8,102,8],[101,9,102,9],[101,10,102,10],[101,11,102,11],[100,0,102,0],[100,1,102,1],[100,4,100,5],[100,6,100,7],[100,8,100,9],[100,10,100,11],[92,0,95,0],[98,0,99,1],[98,4,98,15],[99,4,99,5],[99,6,99,7],[99,8,99,9],[99,10,99,11],[99,12,99,13],[99,14,99,15],[82,12,83,12],[82,13,83,13],[82,14,83,14],[82,15,83,15],[84,0,87,0],[88,0,91,0],[81,12,81,13],[81,14,81,15],[82,4,83,4],[82,5,83,5],[82,6,83,6],[82,7,83,7],[82,8,83,8],[82,9,83,9],[82,10,83,10],[82,11,83,11],[81,0,83,0],[81,1,83,1],[81,4,81,5],[81,6,81,7],[81,8,81,9],[81,10,81,11],[73,0,76,0],[79,0,80,1],[79,4,79,15],[80,4,80,5],[80,6,80,7],[80,8,80,9],[80,10,80,11],[80,12,80,13],[80,14,80,15],[63,12,64,12],[63,13,64,13],[63,14,64,14],[63,15,64,15],[65,0,68,0],[69,0,72,0],[62,12,62,13],[62,14,62,15],[63,4,64,4],[63,5,64,5],[63,6,64,6],[63,7,64,7],[63,8,64,8],[63,9,64,9],[63,10,64,10],[63,11,64,11],[62,0,64,0],[62,1,64,1],[62,4,62,5],[62,6,62,7],[62,8,62,9],[62,10,62,11],[54,0,57,0],[60,0,61,1],[60,4,60,15],[61,4,61,5],[61,6,61,7],[61,8,61,9],[61,10,61,11],[61,12,61,13],[61,14,61,15],[44,12,45,12],[44,13,45,13],[44,14,45,14],[44,15,45,15],[46,0,49,0],[50,0,53,0],[43,12,43,13],[43,14,43,15],[44,4,45,4],[44,5,45,5],[44,6,45,6],[44,7,45,7],[44,8,45,8],[44,9,45,9],[44,10,45,10],[44,11,45,11],[43,0,45,0],[43,1,45,1],[43,4,43,5],[43,6,43,7],[43,8,43,9],[43,10,43,11],[35,0,38,0],[41,0,42,1],[41,4,41,15],[42,4,42,5],[42,6,42,7],[42,8,42,9],[42,10,42,11],[42,12,42,13],[42,14,42,15],[25,12,26,12],[25,13,26,13],[25,14,26,14],[25,15,26,15],[27,0,30,0],[31,0,34,0],[24,12,24,13],[24,14,24,15],[25,4,26,4],[25,5,26,5],[25,6,26,6],[25,7,26,7],[25,8,26,8],[25,9,26,9],[25,10,26,10],[25,11,26,11],[24,0,26,0],[24,1,26,1],[24,4,24,5],[24,6,24,7],[24,8,24,9],[24,10,24,11],[7,0,10,0],[11,0,14,0],[15,0,18,0],[22,4,22,15],[23,4,23,5],[23,6,23,7],[23,8,23,9],[23,10,23,11],[23,12,23,13],[23,14,23,15],[5,10,6,10],[5,11,6,11],[5,12,6,12],[5,13,6,13],[5,14,6,14],[5,15,6,15],[4,10,4,11],[4,12,4,13],[4,14,4,15],[5,2,6,2],[5,3,6,3],[5,4,6,4],[5,5,6,5],[5,6,6,6],[5,7,6,7],[5,8,6,8],[4,0,6,0],[4,1,6,1],[4,2,4,3],[4,4,4,5],[4,6,4,7],[4,8,4,9],[5,9,6,9],[2,0,2,1],[2,2,2,15],[3,2,3,3],[3,4,3,5],[3,6,3,7],[3,8,3,9],[3,10,3,11],[3,12,3,13],[3,14,3,15]]}
[]
["XC21_48",48]
["Evaporator Air \n",null,"Condenser  Entering Air Temperature ˚F"]
[80,"°F DB",85,null,90,null,95,null,100,null,105,null,110,null,115]
["CFM","EWB†\n˚F","Capacity Mbtuh",null,"Capacity Mbtuh",null,"Capacity Mbtuh",null,"Capacity Mbtuh",null,"Capacity Mbtuh",null,"Capacity Mbtuh",null,"Capacity Mbtuh"]
[null,null,"Total","Sens.","Total","Sens.","Total","Sens.","Total","Sens.","Total","Sens.","Total","Sens.","Total","Sens."]
[null,null,null,null,null,null,null,null,null,null,null,null,null,null,null,null,null,"Total Factors",null,null,null,null,null,null,"Sens. %",null,null,null,null,null,null,"IDB Adj",null,null,null,null,null,null,"Sens Calc"]
[1400,71,{"$f":"R8*$B$2","v":51.32673267326733},{"$f":"IF(AM8>C8,C8,AM8)","v":30.282772277227721},{"$f":"S8*$B$2","v":50.376237623762378},{"$f":"IF(AN8>E8,E8,AN8)","v":29.973861386138612},{"$f":"T8*$B$2","v":49.425742574257427},{"$f":"IF(AO8>G8,G8,AO8)","v":29.655445544554453},{"$f":"U8*$B$2","v":48.237623762376238},{"$f":"IF(AP8>I8,I8,AP8)","v":29.183762376237624},{"$f":"V8*$B$2","v":47.049504950495049},{"$f":"IF(AQ8>K8,K8,AQ8)","v":28.700198019801981},{"$f":"W8*$B$2","v":45.861386138613859},{"$f":"IF(AR8>M8,M8,AR8)","v":28.204752475247524},{"$f":"X8*$B$2","v":44.673267326732677},{"$f":"IF(AS8>O8,O8,AS8)","v":27.697425742574261},null,1.0693069306930694,1.0495049504950495,1.0297029702970297,1.004950495049505,0.98019801980198018,0.95544554455445541,0.93069306930693074,0.59,0.59499999999999997,0.6,0.60499999999999998,0.61,0.61499999999999999,0.62,{"$f":"IF(Y8<0.9,0.9,Y8*-3.6846+4.1276)","v":0.9},{"$f":"IF(Z8<0.9,0.9,Z8*-3.6846+4.1276)","v":0.9},0.9,0.9,0.9,0.9,0.9,{"$f":"Y8*C8+($A$4-80)*AF8*$A$8/1000","v":30.282772277227721},{"$f":"Z8*E8+($A$4-80)*AG8*$A$8/1000","v":29.973861386138612},{"$f":"AA8*G8+($A$4-80)*AH8*$A$8/1000","v":29.655445544554453},{"$f":"AB8*I8+($A$4-80)*AI8*$A$8/1000","v":29.183762376237624},{"$f":"AC8*K8+($A$4-80)*AJ8*$A$8/1000","v":28.700198019801981},{"$f":"AD8*M8+($A$4-80)*AK8*$A$8/1000","v":28.204752475247524},{"$f":"AE8*O8+($A$4-80)*AL8*$A$8/1000","v":27.697425742574261}]
[null,67,48.950495049504951,35.733861386138614,47.762376237623762,{"$f":"IF(AN9>E9,E9,AN9)","v":35.105346534653464},46.574257425742573,{"$f":"IF(AO9>G9,G9,AO9)","v":34.464950495049507},45.623762376237622,{"$f":"IF(AP9>I9,I9,AP9)","v":33.989702970297031},44.673267326732677,{"$f":"IF(AQ9>K9,K9,AQ9)","v":33.504950495049506},43.485148514851488,{"$f":"IF(AR9>M9,M9,AR9)","v":33.04871287128713},42.297029702970299,{"$f":"IF(AS9>O9,O9,AS9)","v":32.568712871287133},null,1.0198019801980198,0.99504950495049505,0.97029702970297027,0.95049504950495045,0.93069306930693074,0.90594059405940597,0.88118811881188119,0.73,0.73499999999999999,0.74,0.745,0.75,0.76,0.77,{"$f":"IF(Y9<0.9,0.9,Y9*-3.6846+4.1276)","v":0.9},0.9,0.9,0.9,0.9,0.9,0.9,{"$f":"Y9*C9+($A$4-80)*AF9*$A$8/1000","v":35.733861386138614},{"$f":"Z9*E9+($A$4-80)*AG9*$A$8/1000","v":35.105346534653464},{"$f":"AA9*G9+($A$4-80)*AH9*$A$8/1000","v":34.464950495049507},{"$f":"AB9*I9+($A$4-80)*AI9*$A$8/1000","v":33.989702970297031},{"$f":"AC9*K9+($A$4-80)*AJ9*$A$8/1000","v":33.504950495049506},{"$f":"AD9*M9+($A$4-80)*AK9*$A$8/1000","v":33.04871287128713},{"$f":"AE9*O9+($A$4-80)*AL9*$A$8/1000","v":32.568712871287133}]
[null,65,47.524752475247524,38.257425742574256,46.455445544554451,37.745049504950494,45.386138613861384,37.216633663366338,44.43564356435644,36.770495049504952,43.485148514851488,36.310099009900988,42.297029702970299,35.846732673267326,41.10891089108911,35.353663366336633,null,0.99009900990099009,0.96782178217821779,0.9455445544554455,0.92574257425742579,0.90594059405940597,0.88118811881188119,0.85643564356435642,0.80499999999999994,0.8125,0.82000000000000006,0.82750000000000001,0.83499999999999996,0.84749999999999992,0.86,0.9,0.9,0.9,0.9,0.9,0.9,0.9,38.257425742574256,{"$f":"Z10*E10+($A$4-80)*AG10*$A$8/1000","v":37.745049504950494},{"$f":"AA10*G10+($A$4-80)*AH10*$A$8/1000","v":37.216633663366338},36.770495049504952,36.310099009900988,35.846732673267326,35.353663366336633]
[null,63,46.099009900990097,40.567128712871288,45.148514851485146,40.182178217821779,44.198019801980202,39.778217821782185,43.24752475247525,39.355247524752478,42.297029702970299,38.913267326732679,41.10891089108911,38.436831683168322,39.920792079207921,37.924752475247523,null,0.96039603960396036,0.94059405940594054,0.92079207920792083,0.90099009900990101,0.88118811881188119,0.85643564356435642,0.83168316831683164,0.88,0.89,0.9,0.91,0.92,0.93500000000000005,0.95,0.9,0.9,0.81145999999999985,0.77461400000000014,0.73776799999999998,0.68249899999999997,0.6272300000000004,40.567128712871288,{"$f":"Z11*E11+($A$4-80)*AG11*$A$8/1000","v":40.182178217821779},{"$f":"AA11*G11+($A$4-80)*AH11*$A$8/1000","v":39.778217821782185},{"$f":"AB11*I11+($A$4-80)*AI11*$A$8/1000","v":39.355247524752478},38.913267326732679,38.436831683168322,37.924752475247523]
[1600,71,53.227722772277232,32.468910891089109,52.039603960396043,32.004356435643565,50.851485148514854,31.527920792079208,49.663366336633665,31.03960396039604,48.475247524752476,30.539405940594062,47.287128712871286,30.027326732673266,46.099009900990097,29.503366336633661,null,1.108910891089109,1.0841584158415842,1.0594059405940595,1.0346534653465347,1.0099009900990099,0.98514851485148514,0.96039603960396036,0.61,0.61499999999999999,0.62,0.625,0.63,0.63500000000000001,0.64,0.9,0.9,0.9,0.9,0.9,0.9,0.9,{"$f":"Y12*C12+($A$4-80)*AF12*$A$12/1000","v":32.468910891089109},{"$f":"Z12*E12+($A$4-80)*AG12*$A$12/1000","v":32.004356435643565},{"$f":"AA12*G12+($A$4-80)*AH12*$A$12/1000","v":31.527920792079208},{"$f":"AB12*I12+($A$4-80)*AI12*$A$12/1000","v":31.03960396039604},{"$f":"AC12*K12+($A$4-80)*AJ12*$A$12/1000","v":30.539405940594062},{"$f":"AD12*M12+($A$4-80)*AK12*$A$12/1000","v":30.027326732673266},{"$f":"AE12*O12+($A$4-80)*AL12*$A$12/1000","v":29.503366336633661}]
[null,67,50.376237623762378,37.78217821782178,49.188118811881189,37.137029702970295,48,36.480000000000004,47.049504950495049,36.228118811881188,46.099009900990097,35.957227722772274,44.910891089108915,35.479603960396048,43.722772277227726,34.978217821782181,null,1.0495049504950495,1.0247524752475248,1,0.98019801980198018,0.96039603960396036,0.9356435643564357,0.91089108910891092,0.75,0.755,0.76,0.77,0.78,0.79,0.8,0.9,0.9,0.9,0.9,0.9,0.9,0.9,{"$f":"Y13*C13+($A$4-80)*AF13*$A$12/1000","v":37.78217821782178},{"$f":"Z13*E13+($A$4-80)*AG13*$A$12/1000","v":37.137029702970295},{"$f":"AA13*G13+($A$4-80)*AH13*$A$12/1000","v":36.480000000000004},{"$f":"AB13*I13+($A$4-80)*AI13*$A$12/1000","v":36.228118811881188},{"$f":"AC13*K13+($A$4-80)*AJ13*$A$12/1000","v":35.957227722772274},{"$f":"AD13*M13+($A$4-80)*AK13*$A$12/1000","v":35.479603960396048},{"$f":"AE13*O13+($A$4-80)*AL13*$A$12/1000","v":34.978217821782181}]
[null,65,48.950495049504951,40.628910891089113,47.881188118811878,40.10049504950495,46.811881188118811,39.556039603960393,45.742574257425744,39.224257425742572,44.673267326732677,38.865742574257432,43.603960396039604,38.37148514851485,42.534653465346537,37.855841584158419,null,1.0198019801980198,0.99752475247524752,0.97524752475247523,0.95297029702970293,0.93069306930693074,0.90841584158415845,0.88613861386138615,0.83000000000000007,0.83750000000000002,0.84499999999999997,0.85749999999999993,0.87,0.88,0.89,0.9,0.9,0.9,0.9,0.9,0.9,0.9,40.628910891089113,{"$f":"Z14*E14+($A$4-80)*AG14*$A$12/1000","v":40.10049504950495},{"$f":"AA14*G14+($A$4-80)*AH14*$A$12/1000","v":39.556039603960393},39.224257425742572,38.865742574257432,38.37148514851485,37.855841584158419]
[null,63,47.524752475247524,43.24752475247525,46.574257425742573,42.848316831683171,45.623762376237622,42.430099009900992,44.43564356435644,41.99168316831684,43.24752475247525,41.517623762376239,42.297029702970299,41.028118811881185,41.346534653465348,40.51960396039604,null,0.99009900990099009,0.97029702970297027,0.95049504950495045,0.92574257425742579,0.90099009900990101,0.88118811881188119,0.86138613861386137,0.91,0.92,0.93,0.94500000000000006,0.96,0.97,0.98,0.77461400000000014,0.73776799999999998,0.70092199999999982,0.64565299999999981,0.59038400000000024,0.55353800000000009,0.51669199999999993,43.24752475247525,{"$f":"Z15*E15+($A$4-80)*AG15*$A$12/1000","v":42.848316831683171},{"$f":"AA15*G15+($A$4-80)*AH15*$A$12/1000","v":42.430099009900992},41.99168316831684,41.517623762376239,41.028118811881185,40.51960396039604]
[1800,71,54.178217821782169,33.590495049504945,52.990099009900995,33.118811881188122,51.801980198019805,32.635247524752479,50.613861386138616,32.139801980198023,49.425742574257427,31.632475247524756,48.237623762376238,31.354455445544556,47.049504950495049,31.052673267326732,null,1.1287128712871286,1.1039603960396041,1.0792079207920793,1.0544554455445545,1.0297029702970297,1.004950495049505,0.98019801980198018,0.62,0.625,0.63,0.63500000000000001,0.64,0.65,0.66,0.9,0.9,0.9,0.9,0.9,0.9,0.9,{"$f":"Y16*C16+($A$4-80)*AF16*$A$16/1000","v":33.590495049504945},{"$f":"Z16*E16+($A$4-80)*AG16*$A$16/1000","v":33.118811881188122},{"$f":"AA16*G16+($A$4-80)*AH16*$A$16/1000","v":32.635247524752479},{"$f":"AB16*I16+($A$4-80)*AI16*$A$16/1000","v":32.139801980198023},{"$f":"AC16*K16+($A$4-80)*AJ16*$A$16/1000","v":31.632475247524756},{"$f":"AD16*M16+($A$4-80)*AK16*$A$16/1000","v":31.354455445544556},{"$f":"AE16*O16+($A$4-80)*AL16*$A$16/1000","v":31.052673267326732}]
[null,67,51.801980198019805,40.405544554455453,50.613861386138616,39.731881188118813,49.425742574257427,39.046336633663373,48.237623762376238,38.590099009900996,47.049504950495049,38.110099009900992,45.861386138613859,37.606336633663368,44.673267326732677,37.078811881188123,null,1.0792079207920793,1.0544554455445545,1.0297029702970297,1.004950495049505,0.98019801980198018,0.95544554455445541,0.93069306930693074,0.78,0.78500000000000003,0.79,0.8,0.81,0.82000000000000006,0.83,0.9,0.9,0.9,0.9,0.9,0.9,0.9,{"$f":"Y17*C17+($A$4-80)*AF17*$A$16/1000","v":40.405544554455453},{"$f":"Z17*E17+($A$4-80)*AG17*$A$16/1000","v":39.731881188118813},{"$f":"AA17*G17+($A$4-80)*AH17*$A$16/1000","v":39.046336633663373},{"$f":"AB17*I17+($A$4-80)*AI17*$A$16/1000","v":38.590099009900996},{"$f":"AC17*K17+($A$4-80)*AJ17*$A$16/1000","v":38.110099009900992},{"$f":"AD17*M17+($A$4-80)*AK17*$A$16/1000","v":37.606336633663368},{"$f":"AE17*O17+($A$4-80)*AL17*$A$16/1000","v":37.078811881188123}]
[null,65,50.376237623762378,43.575445544554455,49.188118811881189,42.916633663366341,48,42.24,46.930693069306926,41.768316831683165,45.861386138613859,41.275247524752473,44.673267326732677,40.540990099009903,43.485148514851488,39.788910891089117,null,1.0495049504950495,1.0247524752475248,1,0.9777227722772277,0.95544554455445541,0.93069306930693074,0.90594059405940597,0.86499999999999999,0.87250000000000005,0.88,0.89,0.9,0.90749999999999997,0.91500000000000004,0.9,0.9,0.9,0.9,0.81145999999999985,0.78382550000000029,0.75619099999999984,43.575445544554455,{"$f":"Z18*E18+($A$4-80)*AG18*$A$16/1000","v":42.916633663366341},{"$f":"AA18*G18+($A$4-80)*AH18*$A$16/1000","v":42.24},41.768316831683165,41.275247524752473,40.540990099009903,39.788910891089117]
[null,63,48.950495049504951,46.502970297029698,47.762376237623762,45.85188118811881,46.574257425742573,45.177029702970295,45.623762376237622,44.711287128712868,44.673267326732677,44.22653465346535,43.485148514851488,43.267722772277232,42.297029702970299,42.297029702970299,null,1.0198019801980198,0.99504950495049505,0.97029702970297027,0.95049504950495045,0.93069306930693074,0.90594059405940597,0.88118811881188119,0.95,0.96,0.97,0.98,0.99,0.995,1,0.6272300000000004,0.59038400000000024,0.55353800000000009,0.51669199999999993,0.47984600000000022,0.46142299999999992,0.44300000000000006,46.502970297029698,{"$f":"Z19*E19+($A$4-80)*AG19*$A$16/1000","v":45.85188118811881},{"$f":"AA19*G19+($A$4-80)*AH19*$A$16/1000","v":45.177029702970295},44.711287128712868,44.22653465346535,43.267722772277232,42.297029702970299]

{"sheet":"XC21_60","index":49,"n_rows":19,"n_cols":45,"rows_kept":19,"cut":false,"hidden":true,"merged":[[130,0,133,0],[120,12,121,12],[120,13,121,13],[120,14,121,14],[120,15,121,15],[122,0,125,0],[126,0,129,0],[119,12,119,13],[119,14,119,15],[120,4,121,4],[120,5,121,5],[120,6,121,6],[120,7,121,7],[120,8,121,8],[120,9,121,9],[120,10,121,10],[120,11,121,11],[119,0,121,0],[119,1,121,1],[119,4,119,5],[119,6,119,7],[119,8,119,9],[119,10,119,11],[111,0,114,0],[117,0,118,1],[117,4,117,15],[118,4,118,5],[118,6,118,7],[118,8,118,9],[118,10,118,11],[118,12,118,13],[118,14,118,15],[101,12,102,12],[101,13,102,13],[101,14,102,14],[101,15,102,15],[103,0,106,0],[107,0,110,0],[100,12,100,13],[100,14,100,15],[101,4,102,4],[101,5,102,5],[101,6,102,6],[101,7,102,7],[101,8,102,8],[101,9,102,9],[101,10,102,10],[101,11,102,11],[100,0,102,0],[100,1,102,1],[100,4,100,5],[100,6,100,7],[100,8,100,9],[100,10,100,11],[92,0,95,0],[98,0,99,1],[98,4,98,15],[99,4,99,5],[99,6,99,7],[99,8,99,9],[99,10,99,11],[99,12,99,13],[99,14,99,15],[82,12,83,12],[82,13,83,13],[82,14,83,14],[82,15,83,15],[84,0,87,0],[88,0,91,0],[81,12,81,13],[81,14,81,15],[82,4,83,4],[82,5,83,5],[82,6,83,6],[82,7,83,7],[82,8,83,8],[82,9,83,9],[82,10,83,10],[82,11,83,11],[81,0,83,0],[81,1,83,1],[81,4,81,5],[81,6,81,7],[81,8,81,9],[81,10,81,11],[73,0,76,0],[79,0,80,1],[79,4,79,15],[80,4,80,5],[80,6,80,7],[80,8,80,9],[80,10,80,11],[80,12,80,13],[80,14,80,15],[63,12,64,12],[63,13,64,13],[63,14,64,14],[63,15,64,15],[65,0,68,0],[69,0,72,0],[62,12,62,13],[62,14,62,15],[63,4,64,4],[63,5,64,5],[63,6,64,6],[63,7,64,7],[63,8,64,8],[63,9,64,9],[63,10,64,10],[63,11,64,11],[62,0,64,0],[62,1,64,1],[62,4,62,5],[62,6,62,7],[62,8,62,9],[62,10,62,11],[54,0,57,0],[60,0,61,1],[60,4,60,15],[61,4,61,5],[61,6,61,7],[61,8,61,9],[61,10,61,11],[61,12,61,13],[61,14,61,15],[44,12,45,12],[44,13,45,13],[44,14,45,14],[44,15,45,15],[46,0,49,0],[50,0,53,0],[43,12,43,13],[43,14,43,15],[44,4,45,4],[44,5,45,5],[44,6,45,6],[44,7,45,7],[44,8,45,8],[44,9,45,9],[44,10,45,10],[44,11,45,11],[43,0,45,0],[43,1,45,1],[43,4,43,5],[43,6,43,7],[43,8,43,9],[43,10,43,11],[35,0,38,0],[41,0,42,1],[41,4,41,15],[42,4,42,5],[42,6,42,7],[42,8,42,9],[42,10,42,11],[42,12,42,13],[42,14,42,15],[25,12,26,12],[25,13,26,13],[25,14,26,14],[25,15,26,15],[27,0,30,0],[31,0,34,0],[24,12,24,13],[24,14,24,15],[25,4,26,4],[25,5,26,5],[25,6,26,6],[25,7,26,7],[25,8,26,8],[25,9,26,9],[25,10,26,10],[25,11,26,11],[24,0,26,0],[24,1,26,1],[24,4,24,5],[24,6,24,7],[24,8,24,9],[24,10,24,11],[7,0,10,0],[11,0,14,0],[15,0,18,0],[22,4,22,15],[23,4,23,5],[23,6,23,7],[23,8,23,9],[23,10,23,11],[23,12,23,13],[23,14,23,15],[5,10,6,10],[5,11,6,11],[5,12,6,12],[5,13,6,13],[5,14,6,14],[5,15,6,15],[4,10,4,11],[4,12,4,13],[4,14,4,15],[5,2,6,2],[5,3,6,3],[5,4,6,4],[5,5,6,5],[5,6,6,6],[5,7,6,7],[5,8,6,8],[4,0,6,0],[4,1,6,1],[4,2,4,3],[4,4,4,5],[4,6,4,7],[4,8,4,9],[5,9,6,9],[2,0,2,1],[2,2,2,15],[3,2,3,3],[3,4,3,5],[3,6,3,7],[3,8,3,9],[3,10,3,11],[3,12,3,13],[3,14,3,15]]}
[]
["XC21_60",59]
["Evaporator Air \n",null,"Condenser  Entering Air Temperature ˚F"]
[80,"°F DB",85,null,90,null,95,null,100,null,105,null,110,null,115]
["CFM","EWB†\n˚F","Capacity Mbtuh",null,"Capacity Mbtuh",null,"Capacity Mbtuh",null,"Capacity Mbtuh",null,"Capacity Mbtuh",null,"Capacity Mbtuh",null,"Capacity Mbtuh"]
[null,null,"Total","Sens.","Total","Sens.","Total","Sens.","Total","Sens.","Total","Sens.","Total","Sens.","Total","Sens."]
[null,null,null,null,null,null,null,null,null,null,null,null,null,null,null,null,null,"Total Factors",null,null,null,null,null,null,"Sens. %",null,null,null,null,null,null,"IDB Adj",null,null,null,null,null,null,"Sens Calc"]
[1600,71,{"$f":"R8*$B$2","v":63.758064516129025},{"$f":"IF(AM8>C8,C8,AM8)","v":36.979677419354829},{"$f":"S8*$B$2","v":62.092741935483872},{"$f":"IF(AN8>E8,E8,AN8)","v":36.324254032258061},{"$f":"T8*$B$2","v":60.427419354838712},{"$f":"IF(AO8>G8,G8,AO8)","v":35.652177419354835},{"$f":"U8*$B$2","v":59},{"$f":"IF(AP8>I8,I8,AP8)","v":35.104999999999997},{"$f":"V8*$B$2","v":57.572580645161288},{"$f":"IF(AQ8>K8,K8,AQ8)","v":34.54354838709677},{"$f":"W8*$B$2","v":55.66935483870968},{"$f":"IF(AR8>M8,M8,AR8)","v":33.679959677419355},{"$f":"X8*$B$2","v":53.766129032258064},{"$f":"IF(AS8>O8,O8,AS8)","v":32.797338709677419},null,1.0806451612903225,1.0524193548387097,1.0241935483870968,1,0.97580645161290325,0.94354838709677424,0.91129032258064513,0.57999999999999996,0.58499999999999996,0.59,0.59499999999999997,0.6,0.60499999999999998,0.61,{"$f":"IF(Y8<0.9,0.9,Y8*-3.6846+4.1276)","v":0.9},{"$f":"IF(Z8<0.9,0.9,Z8*-3.6846+4.1276)","v":0.9},0.9,0.9,0.9,0.9,0.9,{"$f":"Y8*C8+($A$4-80)*AF8*$A$8/1000","v":36.979677419354829},{"$f":"Z8*E8+($A$4-80)*AG8*$A$8/1000","v":36.324254032258061},{"$f":"AA8*G8+($A$4-80)*AH8*$A$8/1000","v":35.652177419354835},{"$f":"AB8*I8+($A$4-80)*AI8*$A$8/1000","v":35.104999999999997},{"$f":"AC8*K8+($A$4-80)*AJ8*$A$8/1000","v":34.54354838709677},{"$f":"AD8*M8+($A$4-80)*AK8*$A$8/1000","v":33.679959677419355},{"$f":"AE8*O8+($A$4-80)*AL8*$A$8/1000","v":32.797338709677419}]
[null,67,59.951612903225808,43.16516129032258,58.524193548387096,{"$f":"IF(AN9>E9,E9,AN9)","v":42.430040322580645},57.096774193548391,{"$f":"IF(AO9>G9,G9,AO9)","v":41.680645161290322},55.66935483870968,{"$f":"IF(AP9>I9,I9,AP9)","v":41.195322580645161},54.241935483870968,{"$f":"IF(AQ9>K9,K9,AQ9)","v":40.681451612903224},52.576612903225808,{"$f":"IF(AR9>M9,M9,AR9)","v":39.958225806451615},50.911290322580648,{"$f":"IF(AS9>O9,O9,AS9)","v":39.201693548387098},null,1.0161290322580645,0.99193548387096775,0.967741935483871,0.94354838709677424,0.91935483870967738,0.8911290322580645,0.86290322580645162,0.72,0.72499999999999998,0.73,0.74,0.75,0.76,0.77,{"$f":"IF(Y9<0.9,0.9,Y9*-3.6846+4.1276)","v":0.9},0.9,0.9,0.9,0.9,0.9,0.9,{"$f":"Y9*C9+($A$4-80)*AF9*$A$8/1000","v":43.16516129032258},{"$f":"Z9*E9+($A$4-80)*AG9*$A$8/1000","v":42.430040322580645},{"$f":"AA9*G9+($A$4-80)*AH9*$A$8/1000","v":41.680645161290322},{"$f":"AB9*I9+($A$4-80)*AI9*$A$8/1000","v":41.195322580645161},{"$f":"AC9*K9+($A$4-80)*AJ9*$A$8/1000","v":40.681451612903224},{"$f":"AD9*M9+($A$4-80)*AK9*$A$8/1000","v":39.958225806451615},{"$f":"AE9*O9+($A$4-80)*AL9*$A$8/1000","v":39.201693548387098}]
[null,65,58.286290322580648,46.337600806451611,56.97782258064516,45.72470262096774,55.66935483870968,45.09217741935484,54.241935483870968,44.478387096774199,52.814516129032256,43.836048387096774,51.149193548387096,43.09319556451613,49.483870967741936,42.308709677419351,null,0.98790322580645162,0.96572580645161288,0.94354838709677424,0.91935483870967738,0.89516129032258063,0.86693548387096775,0.83870967741935487,0.79499999999999993,0.80249999999999999,0.81,0.82000000000000006,0.83000000000000007,0.84250000000000003,0.85499999999999998,0.9,0.9,0.9,0.9,0.9,0.9,0.9,46.337600806451611,{"$f":"Z10*E10+($A$4-80)*AG10*$A$8/1000","v":45.72470262096774},{"$f":"AA10*G10+($A$4-80)*AH10*$A$8/1000","v":45.09217741935484},44.478387096774199,43.836048387096774,43.09319556451613,42.308709677419351]
[null,63,56.620967741935488,49.260241935483876,55.431451612903231,48.779677419354847,54.241935483870968,48.27532258064516,52.814516129032256,47.533064516129031,51.387096774193552,46.762258064516132,49.721774193548391,45.992641129032265,48.056451612903231,45.173064516129038,null,0.95967741935483875,0.93951612903225812,0.91935483870967738,0.89516129032258063,0.87096774193548387,0.842741935483871,0.81451612903225812,0.87,0.88,0.89,0.9,0.91,0.92500000000000004,0.94,0.9,0.9,0.9,0.81145999999999985,0.77461400000000014,0.71934500000000012,0.66407600000000011,49.260241935483876,{"$f":"Z11*E11+($A$4-80)*AG11*$A$8/1000","v":48.779677419354847},{"$f":"AA11*G11+($A$4-80)*AH11*$A$8/1000","v":48.27532258064516},{"$f":"AB11*I11+($A$4-80)*AI11*$A$8/1000","v":47.533064516129031},46.762258064516132,45.992641129032265,45.173064516129038]
[1800,71,64.709677419354833,38.825806451612898,63.282258064516128,38.285766129032254,61.854838709677416,37.731451612903221,60.189516129032263,37.016552419354838,58.524193548387096,36.284999999999997,56.858870967741936,35.536794354838712,55.193548387096769,34.771935483870962,null,1.096774193548387,1.0725806451612903,1.0483870967741935,1.0201612903225807,0.99193548387096775,0.96370967741935487,0.93548387096774188,0.6,0.60499999999999998,0.61,0.61499999999999999,0.62,0.625,0.63,0.9,0.9,0.9,0.9,0.9,0.9,0.9,{"$f":"Y12*C12+($A$4-80)*AF12*$A$12/1000","v":38.825806451612898},{"$f":"Z12*E12+($A$4-80)*AG12*$A$12/1000","v":38.285766129032254},{"$f":"AA12*G12+($A$4-80)*AH12*$A$12/1000","v":37.731451612903221},{"$f":"AB12*I12+($A$4-80)*AI12*$A$12/1000","v":37.016552419354838},{"$f":"AC12*K12+($A$4-80)*AJ12*$A$12/1000","v":36.284999999999997},{"$f":"AD12*M12+($A$4-80)*AK12*$A$12/1000","v":35.536794354838712},{"$f":"AE12*O12+($A$4-80)*AL12*$A$12/1000","v":34.771935483870962}]
[null,67,61.854838709677416,45.772580645161291,60.427419354838712,45.320564516129032,59,44.84,57.33467741935484,44.147701612903226,55.66935483870968,43.422096774193548,54.004032258064512,42.663185483870969,52.338709677419352,41.870967741935488,null,1.0483870967741935,1.0241935483870968,1,0.97177419354838712,0.94354838709677424,0.91532258064516125,0.88709677419354838,0.74,0.75,0.76,0.77,0.78,0.79,0.8,0.9,0.9,0.9,0.9,0.9,0.9,0.9,{"$f":"Y13*C13+($A$4-80)*AF13*$A$12/1000","v":45.772580645161291},{"$f":"Z13*E13+($A$4-80)*AG13*$A$12/1000","v":45.320564516129032},{"$f":"AA13*G13+($A$4-80)*AH13*$A$12/1000","v":44.84},{"$f":"AB13*I13+($A$4-80)*AI13*$A$12/1000","v":44.147701612903226},{"$f":"AC13*K13+($A$4-80)*AJ13*$A$12/1000","v":43.422096774193548},{"$f":"AD13*M13+($A$4-80)*AK13*$A$12/1000","v":42.663185483870969},{"$f":"AE13*O13+($A$4-80)*AL13*$A$12/1000","v":41.870967741935488}]
[null,65,60.189516129032263,49.355403225806462,58.762096774193552,48.772540322580653,57.33467741935484,48.161129032258067,55.788306451612904,47.559531249999999,54.241935483870968,46.919274193548389,52.576612903225808,46.135977822580642,50.911290322580648,45.311048387096776,null,1.0201612903225807,0.99596774193548387,0.97177419354838712,0.94556451612903225,0.91935483870967738,0.8911290322580645,0.86290322580645162,0.82000000000000006,0.83000000000000007,0.84000000000000008,0.85250000000000004,0.86499999999999999,0.87749999999999995,0.89,0.9,0.9,0.9,0.9,0.9,0.9,0.9,49.355403225806462,{"$f":"Z14*E14+($A$4-80)*AG14*$A$12/1000","v":48.772540322580653},{"$f":"AA14*G14+($A$4-80)*AH14*$A$12/1000","v":48.161129032258067},47.559531249999999,46.919274193548389,46.135977822580642,45.311048387096776]
[null,63,58.524193548387096,52.671774193548387,57.096774193548391,51.958064516129035,55.66935483870968,51.215806451612906,54.241935483870968,50.716209677419357,52.814516129032256,50.173790322580643,51.149193548387096,49.358971774193549,49.483870967741936,48.494193548387095,null,0.99193548387096775,0.967741935483871,0.94354838709677424,0.91935483870967738,0.89516129032258063,0.86693548387096775,0.83870967741935487,0.9,0.91,0.92,0.93500000000000005,0.95,0.96499999999999997,0.98,0.81145999999999985,0.77461400000000014,0.73776799999999998,0.68249899999999997,0.6272300000000004,0.57196100000000039,0.51669199999999993,52.671774193548387,{"$f":"Z15*E15+($A$4-80)*AG15*$A$12/1000","v":51.958064516129035},{"$f":"AA15*G15+($A$4-80)*AH15*$A$12/1000","v":51.215806451612906},50.716209677419357,50.173790322580643,49.358971774193549,48.494193548387095]
[2000,71,66.612903225806463,40.633870967741942,64.709677419354833,39.796451612903219,62.806451612903224,38.94,61.379032258064512,38.668790322580641,59.951612903225808,38.369032258064514,58.048387096774192,37.441209677419351,56.145161290322584,36.494354838709683,null,1.1290322580645162,1.096774193548387,1.064516129032258,1.0403225806451613,1.0161290322580645,0.9838709677419355,0.95161290322580649,0.61,0.61499999999999999,0.62,0.63,0.64,0.64500000000000002,0.65,0.9,0.9,0.9,0.9,0.9,0.9,0.9,{"$f":"Y16*C16+($A$4-80)*AF16*$A$16/1000","v":40.633870967741942},{"$f":"Z16*E16+($A$4-80)*AG16*$A$16/1000","v":39.796451612903219},{"$f":"AA16*G16+($A$4-80)*AH16*$A$16/1000","v":38.94},{"$f":"AB16*I16+($A$4-80)*AI16*$A$16/1000","v":38.668790322580641},{"$f":"AC16*K16+($A$4-80)*AJ16*$A$16/1000","v":38.369032258064514},{"$f":"AD16*M16+($A$4-80)*AK16*$A$16/1000","v":37.441209677419351},{"$f":"AE16*O16+($A$4-80)*AL16*$A$16/1000","v":36.494354838709683}]
[null,67,62.806451612903224,47.732903225806453,61.616935483870975,47.445040322580653,60.427419354838712,47.1333870967742,58.762096774193552,46.42205645161291,57.096774193548391,45.677419354838719,55.193548387096769,44.982741935483865,53.29032258064516,44.23096774193548,null,1.064516129032258,1.0443548387096775,1.0241935483870968,0.99596774193548387,0.967741935483871,0.93548387096774188,0.90322580645161288,0.76,0.77,0.78,0.79,0.8,0.81499999999999995,0.83,0.9,0.9,0.9,0.9,0.9,0.9,0.9,{"$f":"Y17*C17+($A$4-80)*AF17*$A$16/1000","v":47.732903225806453},{"$f":"Z17*E17+($A$4-80)*AG17*$A$16/1000","v":47.445040322580653},{"$f":"AA17*G17+($A$4-80)*AH17*$A$16/1000","v":47.1333870967742},{"$f":"AB17*I17+($A$4-80)*AI17*$A$16/1000","v":46.42205645161291},{"$f":"AC17*K17+($A$4-80)*AJ17*$A$16/1000","v":45.677419354838719},{"$f":"AD17*M17+($A$4-80)*AK17*$A$16/1000","v":44.982741935483865},{"$f":"AE17*O17+($A$4-80)*AL17*$A$16/1000","v":44.23096774193548}]
[null,65,61.379032258064512,51.865282258064511,60.070564516129025,51.360332661290315,58.762096774193552,50.829213709677418,57.096774193548391,50.102419354838709,55.431451612903231,49.33399193548388,53.64717741935484,48.41657762096775,51.862903225806448,47.454556451612902,null,1.0403225806451613,1.0181451612903225,0.99596774193548387,0.967741935483871,0.93951612903225812,0.90927419354838712,0.87903225806451613,0.84499999999999997,0.85499999999999998,0.86499999999999999,0.87749999999999995,0.89,0.90250000000000008,0.91500000000000004,0.9,0.9,0.9,0.9,0.9,0.8022484999999997,0.75619099999999984,51.865282258064511,{"$f":"Z18*E18+($A$4-80)*AG18*$A$16/1000","v":51.360332661290315},{"$f":"AA18*G18+($A$4-80)*AH18*$A$16/1000","v":50.829213709677418},50.102419354838709,49.33399193548388,48.41657762096775,47.454556451612902]
[null,63,59.951612903225808,55.755000000000003,58.524193548387096,55.012741935483866,57.096774193548391,54.241935483870968,55.431451612903231,53.491350806451614,53.766129032258064,52.6908064516129,52.100806451612904,51.579798387096773,50.435483870967744,50.435483870967744,null,1.0161290322580645,0.99193548387096775,0.967741935483871,0.93951612903225812,0.91129032258064513,0.88306451612903225,0.85483870967741937,0.93,0.94,0.95,0.96499999999999997,0.98,0.99,1,0.70092199999999982,0.66407600000000011,0.6272300000000004,0.57196100000000039,0.51669199999999993,0.47984600000000022,0.44300000000000006,55.755000000000003,{"$f":"Z19*E19+($A$4-80)*AG19*$A$16/1000","v":55.012741935483866},{"$f":"AA19*G19+($A$4-80)*AH19*$A$16/1000","v":54.241935483870968},53.491350806451614,52.6908064516129,51.579798387096773,50.435483870967744]

{"sheet":"XC25_24","index":50,"n_rows":19,"n_cols":45,"rows_kept":19,"cut":false,"hidden":true,"merged":[[130,0,133,0],[120,12,121,12],[120,13,121,13],[120,14,121,14],[120,15,121,15],[122,0,125,0],[126,0,129,0],[119,12,119,13],[119,14,119,15],[120,4,121,4],[120,5,121,5],[120,6,121,6],[120,7,121,7],[120,8,121,8],[120,9,121,9],[120,10,121,10],[120,11,121,11],[119,0,121,0],[119,1,121,1],[119,4,119,5],[119,6,119,7],[119,8,119,9],[119,10,119,11],[111,0,114,0],[117,0,118,1],[117,4,117,15],[118,4,118,5],[118,6,118,7],[118,8,118,9],[118,10,118,11],[118,12,118,13],[118,14,118,15],[101,12,102,12],[101,13,102,13],[101,14,102,14],[101,15,102,15],[103,0,106,0],[107,0,110,0],[100,12,100,13],[100,14,100,15],[101,4,102,4],[101,5,102,5],[101,6,102,6],[101,7,102,7],[101,8,102,8],[101,9,102,9],[101,10,102,10],[101,11,102,11],[100,0,102,0],[100,1,102,1],[100,4,100,5],[100,6,100,7],[100,8,100,9],[100,10,100,11],[92,0,95,0],[98,0,99,1],[98,4,98,15],[99,4,99,5],[99,6,99,7],[99,8,99,9],[99,10,99,11],[99,12,99,13],[99,14,99,15],[82,12,83,12],[82,13,83,13],[82,14,83,14],[82,15,83,15],[84,0,87,0],[88,0,91,0],[81,12,81,13],[81,14,81,15],[82,4,83,4],[82,5,83,5],[82,6,83,6],[82,7,83,7],[82,8,83,8],[82,9,83,9],[82,10,83,10],[82,11,83,11],[81,0,83,0],[81,1,83,1],[81,4,81,5],[81,6,81,7],[81,8,81,9],[81,10,81,11],[73,0,76,0],[79,0,80,1],[79,4,79,15],[80,4,80,5],[80,6,80,7],[80,8,80,9],[80,10,80,11],[80,12,80,13],[80,14,80,15],[63,12,64,12],[63,13,64,13],[63,14,64,14],[63,15,64,15],[65,0,68,0],[69,0,72,0],[62,12,62,13],[62,14,62,15],[63,4,64,4],[63,5,64,5],[63,6,64,6],[63,7,64,7],[63,8,64,8],[63,9,64,9],[63,10,64,10],[63,11,64,11],[62,0,64,0],[62,1,64,1],[62,4,62,5],[62,6,62,7],[62,8,62,9],[62,10,62,11],[54,0,57,0],[60,0,61,1],[60,4,60,15],[61,4,61,5],[61,6,61,7],[61,8,61,9],[61,10,61,11],[61,12,61,13],[61,14,61,15],[44,12,45,12],[44,13,45,13],[44,14,45,14],[44,15,45,15],[46,0,49,0],[50,0,53,0],[43,12,43,13],[43,14,43,15],[44,4,45,4],[44,5,45,5],[44,6,45,6],[44,7,45,7],[44,8,45,8],[44,9,45,9],[44,10,45,10],[44,11,45,11],[43,0,45,0],[43,1,45,1],[43,4,43,5],[43,6,43,7],[43,8,43,9],[43,10,43,11],[35,0,38,0],[41,0,42,1],[41,4,41,15],[42,4,42,5],[42,6,42,7],[42,8,42,9],[42,10,42,11],[42,12,42,13],[42,14,42,15],[25,12,26,12],[25,13,26,13],[25,14,26,14],[25,15,26,15],[27,0,30,0],[31,0,34,0],[24,12,24,13],[24,14,24,15],[25,4,26,4],[25,5,26,5],[25,6,26,6],[25,7,26,7],[25,8,26,8],[25,9,26,9],[25,10,26,10],[25,11,26,11],[24,0,26,0],[24,1,26,1],[24,4,24,5],[24,6,24,7],[24,8,24,9],[24,10,24,11],[7,0,10,0],[11,0,14,0],[15,0,18,0],[22,4,22,15],[23,4,23,5],[23,6,23,7],[23,8,23,9],[23,10,23,11],[23,12,23,13],[23,14,23,15],[5,10,6,10],[5,11,6,11],[5,12,6,12],[5,13,6,13],[5,14,6,14],[5,15,6,15],[4,10,4,11],[4,12,4,13],[4,14,4,15],[5,2,6,2],[5,3,6,3],[5,4,6,4],[5,5,6,5],[5,6,6,6],[5,7,6,7],[5,8,6,8],[4,0,6,0],[4,1,6,1],[4,2,4,3],[4,4,4,5],[4,6,4,7],[4,8,4,9],[5,9,6,9],[2,0,2,1],[2,2,2,15],[3,2,3,3],[3,4,3,5],[3,6,3,7],[3,8,3,9],[3,10,3,11],[3,12,3,13],[3,14,3,15]]}
[]
["XC25_24",24.2]
["Evaporator Air \n",null,"Condenser  Entering Air Temperature ˚F"]
[80,"°F DB",85,null,90,null,95,null,100,null,105,null,110,null,115]
["CFM","EWB†\n˚F","Capacity Mbtuh",null,"Capacity Mbtuh",null,"Capacity Mbtuh",null,"Capacity Mbtuh",null,"Capacity Mbtuh",null,"Capacity Mbtuh",null,"Capacity Mbtuh"]
[null,null,"Total","Sens.","Total","Sens.","Total","Sens.","Total","Sens.","Total","Sens.","Total","Sens.","Total","Sens."]
[null,null,null,null,null,null,null,null,null,null,null,null,null,null,null,null,null,"Total Factors",null,null,null,null,null,null,"Sens. %",null,null,null,null,null,null,"IDB Adj",null,null,null,null,null,null,"Sens Calc"]
[595,71,{"$f":"R8*$B$2","v":25.000000000000004},{"$f":"IF(AM8>C8,C8,AM8)","v":14.25},{"$f":"S8*$B$2","v":24.4},{"$f":"IF(AN8>E8,E8,AN8)","v":14.029999999999998},{"$f":"T8*$B$2","v":23.8},{"$f":"IF(AO8>G8,G8,AO8)","v":13.804},{"$f":"U8*$B$2","v":23.200000000000003},{"$f":"IF(AP8>I8,I8,AP8)","v":13.572000000000001},{"$f":"V8*$B$2","v":22.6},{"$f":"IF(AQ8>K8,K8,AQ8)","v":13.334},{"$f":"W8*$B$2","v":22},{"$f":"IF(AR8>M8,M8,AR8)","v":13.09},{"$f":"X8*$B$2","v":21.4},{"$f":"IF(AS8>O8,O8,AS8)","v":12.839999999999998},null,1.0330578512396695,1.0082644628099173,0.98347107438016534,0.95867768595041336,0.93388429752066127,0.90909090909090917,0.88429752066115697,0.56999999999999995,0.57499999999999996,0.57999999999999996,0.58499999999999996,0.59,0.59499999999999997,0.6,1.0924369747899154,1.0662184873949574,1.0399999999999996,1.0517647058823525,1.0635294117647056,1.0712605042016805,1.0789915966386552,{"$f":"Y8*C8+($A$4-80)*AF8*$A$8/1000","v":14.25},{"$f":"Z8*E8+($A$4-80)*AG8*$A$8/1000","v":14.029999999999998},{"$f":"AA8*G8+($A$4-80)*AH8*$A$8/1000","v":13.804},{"$f":"AB8*I8+($A$4-80)*AI8*$A$8/1000","v":13.572000000000001},{"$f":"AC8*K8+($A$4-80)*AJ8*$A$8/1000","v":13.334},{"$f":"AD8*M8+($A$4-80)*AK8*$A$8/1000","v":13.09},{"$f":"AE8*O8+($A$4-80)*AL8*$A$8/1000","v":12.839999999999998}]
[null,67,23.6,16.756,23.1,{"$f":"IF(AN9>E9,E9,AN9)","v":16.632000000000001},22.6,{"$f":"IF(AO9>G9,G9,AO9)","v":16.498000000000001},22,{"$f":"IF(AP9>I9,I9,AP9)","v":16.169999999999998},21.4,{"$f":"IF(AQ9>K9,K9,AQ9)","v":15.835999999999999},20.799999999999997,{"$f":"IF(AR9>M9,M9,AR9)","v":15.599999999999998},20.2,{"$f":"IF(AS9>O9,O9,AS9)","v":15.352},null,0.97520661157024802,0.95454545454545459,0.93388429752066127,0.90909090909090917,0.88429752066115697,0.85950413223140487,0.83471074380165289,0.71,0.72,0.73,0.73499999999999999,0.74,0.75,0.76,1.0312605042016809,1.0473949579831936,1.0635294117647063,1.0352941176470591,1.0070588235294118,1.0127731092436976,1.0184873949579833,{"$f":"Y9*C9+($A$4-80)*AF9*$A$8/1000","v":16.756},{"$f":"Z9*E9+($A$4-80)*AG9*$A$8/1000","v":16.632000000000001},{"$f":"AA9*G9+($A$4-80)*AH9*$A$8/1000","v":16.498000000000001},{"$f":"AB9*I9+($A$4-80)*AI9*$A$8/1000","v":16.169999999999998},{"$f":"AC9*K9+($A$4-80)*AJ9*$A$8/1000","v":15.835999999999999},{"$f":"AD9*M9+($A$4-80)*AK9*$A$8/1000","v":15.599999999999998},{"$f":"AE9*O9+($A$4-80)*AL9*$A$8/1000","v":15.352}]
[null,65,22.9,18.091000000000001,22.4,17.919999999999998,21.9,17.739000000000001,21.35,17.507000000000001,20.799999999999997,17.263999999999999,20.174999999999997,16.997437499999997,19.549999999999997,16.715249999999997,null,0.94628099173553715,0.92561983471074372,0.9049586776859504,0.8822314049586778,0.85950413223140487,0.83367768595041314,0.80785123966942141,0.79,0.8,0.81,0.82000000000000006,0.83000000000000007,0.84250000000000003,0.85499999999999998,1.0006722689075631,1.0156302521008405,1.0305882352941178,1.0216806722689078,1.0127731092436976,1.015126050420168,1.0174789915966385,18.091000000000001,{"$f":"Z10*E10+($A$4-80)*AG10*$A$8/1000","v":17.919999999999998},{"$f":"AA10*G10+($A$4-80)*AH10*$A$8/1000","v":17.739000000000001},17.507000000000001,17.263999999999999,16.997437499999997,16.715249999999997]
[null,63,22.2,19.314,21.7,19.096,21.2,18.867999999999999,20.7,18.733499999999999,20.2,18.584,19.549999999999997,18.279249999999998,18.899999999999999,17.954999999999998,null,0.91735537190082639,0.89669421487603307,0.87603305785123964,0.85537190082644632,0.83471074380165289,0.80785123966942141,0.78099173553719003,0.87,0.88,0.89,0.90500000000000003,0.92,0.93500000000000005,0.95,0.97008403361344542,0.98386554621848754,0.99764705882352955,1.0080672268907565,1.0184873949579833,1.0174789915966385,1.0164705882352936,19.314,{"$f":"Z11*E11+($A$4-80)*AG11*$A$8/1000","v":19.096},{"$f":"AA11*G11+($A$4-80)*AH11*$A$8/1000","v":18.867999999999999},{"$f":"AB11*I11+($A$4-80)*AI11*$A$8/1000","v":18.733499999999999},18.584,18.279249999999998,17.954999999999998]
[845,71,27,16.739999999999998,26.3,16.4375,25.6,16.128,25.000000000000004,16.000000000000004,24.4,15.86,23.7,15.641999999999999,23,15.41,null,1.115702479338843,1.0867768595041323,1.0578512396694215,1.0330578512396695,1.0082644628099173,0.97933884297520657,0.95041322314049592,0.62,0.625,0.63,0.64,0.65,0.66,0.67,0.95857988165680497,0.96402366863905353,0.96946745562130199,0.97562130177514805,0.98177514792899423,1.0080473372781067,1.0343195266272192,{"$f":"Y12*C12+($A$4-80)*AF12*$A$12/1000","v":16.739999999999998},{"$f":"Z12*E12+($A$4-80)*AG12*$A$12/1000","v":16.4375},{"$f":"AA12*G12+($A$4-80)*AH12*$A$12/1000","v":16.128},{"$f":"AB12*I12+($A$4-80)*AI12*$A$12/1000","v":16.000000000000004},{"$f":"AC12*K12+($A$4-80)*AJ12*$A$12/1000","v":15.86},{"$f":"AD12*M12+($A$4-80)*AK12*$A$12/1000","v":15.641999999999999},{"$f":"AE12*O12+($A$4-80)*AL12*$A$12/1000","v":15.41}]
[null,67,25.400000000000002,20.320000000000004,24.799999999999997,20.087999999999997,24.2,19.843999999999998,23.6,19.588000000000001,23,19.32,22.3,19.066500000000001,21.6,18.792000000000002,null,1.0495867768595042,1.024793388429752,1,0.97520661157024802,0.95041322314049592,0.92148760330578516,0.89256198347107452,0.8,0.81,0.82,0.83,0.84,0.85499999999999998,0.87,0.96189349112426059,0.9678106508875739,0.97372781065088709,0.97680473372781029,0.97988165680473338,0.97562130177514761,0.97136094674556195,{"$f":"Y13*C13+($A$4-80)*AF13*$A$12/1000","v":20.320000000000004},{"$f":"Z13*E13+($A$4-80)*AG13*$A$12/1000","v":20.087999999999997},{"$f":"AA13*G13+($A$4-80)*AH13*$A$12/1000","v":19.843999999999998},{"$f":"AB13*I13+($A$4-80)*AI13*$A$12/1000","v":19.588000000000001},{"$f":"AC13*K13+($A$4-80)*AJ13*$A$12/1000","v":19.32},{"$f":"AD13*M13+($A$4-80)*AK13*$A$12/1000","v":19.066500000000001},{"$f":"AE13*O13+($A$4-80)*AL13*$A$12/1000","v":18.792000000000002}]
[null,65,24.7,22.1065,24.15,21.795375,23.6,21.475999999999999,23,21.045000000000002,22.4,20.607999999999997,21.8,20.2195,21.200000000000003,19.822000000000003,null,1.0206611570247934,0.99793388429752061,0.97520661157024802,0.95041322314049592,0.92561983471074372,0.90082644628099184,0.87603305785123986,0.89500000000000002,0.90250000000000008,0.90999999999999992,0.91500000000000004,0.91999999999999993,0.92749999999999999,0.93500000000000005,0.963786982248521,0.94307692307692315,0.9223668639053253,0.87384615384615372,0.82532544378698214,0.77857988165680458,0.73183431952662703,22.1065,{"$f":"Z14*E14+($A$4-80)*AG14*$A$12/1000","v":21.795375},{"$f":"AA14*G14+($A$4-80)*AH14*$A$12/1000","v":21.475999999999999},21.045000000000002,20.607999999999997,20.2195,19.822000000000003]
[null,63,24,23.759999999999998,23.5,23.3825,23,23,22.4,22.4,21.8,21.8,21.3,21.3,20.8,20.8,null,0.99173553719008267,0.97107438016528924,0.95041322314049592,0.92561983471074372,0.90082644628099184,0.88016528925619841,0.85950413223140498,0.99,0.995,1,1,1,1,1,0.96568047337278129,0.91834319526627239,0.87100591715976339,0.77088757396449714,0.67076923076923078,0.58153846153846145,0.49230769230769217,23.759999999999998,{"$f":"Z15*E15+($A$4-80)*AG15*$A$12/1000","v":23.3825},{"$f":"AA15*G15+($A$4-80)*AH15*$A$12/1000","v":23},22.4,21.8,21.3,20.8]
[955,71,27.4,17.809999999999999,26.799999999999997,17.553999999999998,26.2,17.292000000000002,25.499999999999996,17.084999999999997,24.800000000000004,16.864000000000004,24.1,16.629000000000001,23.4,16.38,null,1.1322314049586777,1.1074380165289255,1.0826446280991735,1.0537190082644627,1.0247933884297522,0.99586776859504145,0.96694214876033058,0.65,0.65500000000000003,0.66,0.67,0.68,0.69,0.7,0.9754973821989531,0.98157068062827246,0.98764397905759183,0.98722513089005259,0.98680628272251336,1.007958115183246,1.0291099476439787,{"$f":"Y16*C16+($A$4-80)*AF16*$A$16/1000","v":17.809999999999999},{"$f":"Z16*E16+($A$4-80)*AG16*$A$16/1000","v":17.553999999999998},{"$f":"AA16*G16+($A$4-80)*AH16*$A$16/1000","v":17.292000000000002},{"$f":"AB16*I16+($A$4-80)*AI16*$A$16/1000","v":17.084999999999997},{"$f":"AC16*K16+($A$4-80)*AJ16*$A$16/1000","v":16.864000000000004},{"$f":"AD16*M16+($A$4-80)*AK16*$A$16/1000","v":16.629000000000001},{"$f":"AE16*O16+($A$4-80)*AL16*$A$16/1000","v":16.38}]
[null,67,26,21.84,25.400000000000002,21.59,24.800000000000004,21.328000000000003,24.1,20.967000000000002,23.4,20.591999999999999,22.7,20.43,22,20.240000000000002,null,1.0743801652892562,1.0495867768595042,1.0247933884297522,0.99586776859504145,0.96694214876033058,0.93801652892561982,0.90909090909090917,0.84,0.85,0.86,0.87,0.88,0.9,0.92,1.0345549738219892,1.0106806282722511,0.98680628272251292,0.95895287958115194,0.93109947643979096,0.94931937172774905,0.96753926701570714,{"$f":"Y17*C17+($A$4-80)*AF17*$A$16/1000","v":21.84},{"$f":"Z17*E17+($A$4-80)*AG17*$A$16/1000","v":21.59},{"$f":"AA17*G17+($A$4-80)*AH17*$A$16/1000","v":21.328000000000003},{"$f":"AB17*I17+($A$4-80)*AI17*$A$16/1000","v":20.967000000000002},{"$f":"AC17*K17+($A$4-80)*AJ17*$A$16/1000","v":20.591999999999999},{"$f":"AD17*M17+($A$4-80)*AK17*$A$16/1000","v":20.43},{"$f":"AE17*O17+($A$4-80)*AL17*$A$16/1000","v":20.240000000000002}]
[null,65,25.400000000000002,23.367999999999999,24.85,22.986250000000002,24.3,22.599,23.650000000000002,22.112750000000002,23,21.619999999999997,22.35,21.232500000000002,21.7,20.831999999999997,null,1.0495867768595042,1.0268595041322315,1.0041322314049588,0.9772727272727274,0.95041322314049592,0.92355371900826455,0.89669421487603307,0.91999999999999993,0.92500000000000004,0.92999999999999994,0.93500000000000005,0.94,0.95,0.96,0.88083769633507847,0.83664921465968578,0.79246073298429309,0.73549738219895289,0.67853403141361268,0.64837696335078554,0.6182198952879584,23.367999999999999,{"$f":"Z18*E18+($A$4-80)*AG18*$A$16/1000","v":22.986250000000002},{"$f":"AA18*G18+($A$4-80)*AH18*$A$16/1000","v":22.599},22.112750000000002,21.619999999999997,21.232500000000002,20.831999999999997]
[null,63,24.800000000000004,24.800000000000004,24.3,24.3,23.8,23.8,23.200000000000003,23.200000000000003,22.6,22.6,22,22,21.4,21.4,null,1.0247933884297522,1.0041322314049588,0.98347107438016534,0.95867768595041336,0.93388429752066127,0.90909090909090917,0.88429752066115697,1,1,1,1,1,1,1,0.72712041884816769,0.66261780104712042,0.59811518324607327,0.51204188481675383,0.4259685863874344,0.34743455497382203,0.26890052356020971,24.800000000000004,{"$f":"Z19*E19+($A$4-80)*AG19*$A$16/1000","v":24.3},{"$f":"AA19*G19+($A$4-80)*AH19*$A$16/1000","v":23.8},23.200000000000003,22.6,22,21.4]

{"sheet":"XC25_36","index":51,"n_rows":19,"n_cols":45,"rows_kept":19,"cut":false,"hidden":true,"merged":[[2,0,2,1],[2,2,2,15],[3,2,3,3],[3,4,3,5],[3,6,3,7],[3,8,3,9],[3,10,3,11],[3,12,3,13],[3,14,3,15],[5,2,6,2],[5,3,6,3],[5,4,6,4],[5,5,6,5],[5,6,6,6],[5,7,6,7],[5,8,6,8],[4,0,6,0],[4,1,6,1],[4,2,4,3],[4,4,4,5],[4,6,4,7],[4,8,4,9],[5,9,6,9],[5,10,6,10],[5,11,6,11],[5,12,6,12],[5,13,6,13],[5,14,6,14],[5,15,6,15],[4,10,4,11],[4,12,4,13],[4,14,4,15],[7,0,10,0],[11,0,14,0],[15,0,18,0],[22,4,22,15],[23,4,23,5],[23,6,23,7],[23,8,23,9],[23,10,23,11],[23,12,23,13],[23,14,23,15],[25,12,26,12],[25,13,26,13],[25,14,26,14],[25,15,26,15],[27,0,30,0],[31,0,34,0],[24,12,24,13],[24,14,24,15],[25,4,26,4],[25,5,26,5],[25,6,26,6],[25,7,26,7],[25,8,26,8],[25,9,26,9],[25,10,26,10],[25,11,26,11],[24,0,26,0],[24,1,26,1],[24,4,24,5],[24,6,24,7],[24,8,24,9],[24,10,24,11],[35,0,38,0],[41,0,42,1],[41,4,41,15],[42,4,42,5],[42,6,42,7],[42,8,42,9],[42,10,42,11],[42,12,42,13],[42,14,42,15],[44,12,45,12],[44,13,45,13],[44,14,45,14],[44,15,45,15],[46,0,49,0],[50,0,53,0],[43,12,43,13],[43,14,43,15],[44,4,45,4],[44,5,45,5],[44,6,45,6],[44,7,45,7],[44,8,45,8],[44,9,45,9],[44,10,45,10],[44,11,45,11],[43,0,45,0],[43,1,45,1],[43,4,43,5],[43,6,43,7],[43,8,43,9],[43,10,43,11],[54,0,57,0],[60,0,61,1],[60,4,60,15],[61,4,61,5],[61,6,61,7],[61,8,61,9],[61,10,61,11],[61,12,61,13],[61,14,61,15],[63,12,64,12],[63,13,64,13],[63,14,64,14],[63,15,64,15],[65,0,68,0],[69,0,72,0],[62,12,62,13],[62,14,62,15],[63,4,64,4],[63,5,64,5],[63,6,64,6],[63,7,64,7],[63,8,64,8],[63,9,64,9],[63,10,64,10],[63,11,64,11],[62,0,64,0],[62,1,64,1],[62,4,62,5],[62,6,62,7],[62,8,62,9],[62,10,62,11],[73,0,76,0],[79,0,80,1],[79,4,79,15],[80,4,80,5],[80,6,80,7],[80,8,80,9],[80,10,80,11],[80,12,80,13],[80,14,80,15],[82,12,83,12],[82,13,83,13],[82,14,83,14],[82,15,83,15],[84,0,87,0],[88,0,91,0],[81,12,81,13],[81,14,81,15],[82,4,83,4],[82,5,83,5],[82,6,83,6],[82,7,83,7],[82,8,83,8],[82,9,83,9],[82,10,83,10],[82,11,83,11],[81,0,83,0],[81,1,83,1],[81,4,81,5],[81,6,81,7],[81,8,81,9],[81,10,81,11],[92,0,95,0],[98,0,99,1],[98,4,98,15],[99,4,99,5],[99,6,99,7],[99,8,99,9],[99,10,99,11],[99,12,99,13],[99,14,99,15],[101,12,102,12],[101,13,102,13],[101,14,102,14],[101,15,102,15],[103,0,106,0],[107,0,110,0],[100,12,100,13],[100,14,100,15],[101,4,102,4],[101,5,102,5],[101,6,102,6],[101,7,102,7],[101,8,102,8],[101,9,102,9],[101,10,102,10],[101,11,102,11],[100,0,102,0],[100,1,102,1],[100,4,100,5],[100,6,100,7],[100,8,100,9],[100,10,100,11],[111,0,114,0],[117,0,118,1],[117,4,117,15],[118,4,118,5],[118,6,118,7],[118,8,118,9],[118,10,118,11],[118,12,118,13],[118,14,118,15],[130,0,133,0],[120,12,121,12],[120,13,121,13],[120,14,121,14],[120,15,121,15],[122,0,125,0],[126,0,129,0],[119,12,119,13],[119,14,119,15],[120,4,121,4],[120,5,121,5],[120,6,121,6],[120,7,121,7],[120,8,121,8],[120,9,121,9],[120,10,121,10],[120,11,121,11],[119,0,121,0],[119,1,121,1],[119,4,119,5],[119,6,119,7],[119,8,119,9],[119,10,119,11]]}
[]
["XC25_36",35.799999999999997]
["Evaporator Air \n",null,"Condenser  Entering Air Temperature ˚F"]
[80,"°F DB",85,null,90,null,95,null,100,null,105,null,110,null,115]
["CFM","EWB†\n˚F","Capacity Mbtuh",null,"Capacity Mbtuh",null,"Capacity Mbtuh",null,"Capacity Mbtuh",null,"Capacity Mbtuh",null,"Capacity Mbtuh",null,"Capacity Mbtuh"]
[null,null,"Total","Sens.","Total","Sens.","Total","Sens.","Total","Sens.","Total","Sens.","Total","Sens.","Total","Sens."]
[null,null,null,null,null,null,null,null,null,null,null,null,null,null,null,null,null,"Total Factors",null,null,null,null,null,null,"Sens. %",null,null,null,null,null,null,"IDB Adj",null,null,null,null,null,null,"Sens Calc"]
[875,71,{"$f":"R8*$B$2","v":36.799999999999997},{"$f":"IF(AM8>C8,C8,AM8)","v":20.608000000000001},{"$f":"S8*$B$2","v":36},{"$f":"IF(AN8>E8,E8,AN8)","v":20.339999999999996},{"$f":"T8*$B$2","v":35.200000000000003},{"$f":"IF(AO8>G8,G8,AO8)","v":20.064},{"$f":"U8*$B$2","v":34.400000000000006},{"$f":"IF(AP8>I8,I8,AP8)","v":19.78},{"$f":"V8*$B$2","v":33.6},{"$f":"IF(AQ8>K8,K8,AQ8)","v":19.488},{"$f":"W8*$B$2","v":32.700000000000003},{"$f":"IF(AR8>M8,M8,AR8)","v":19.1295},{"$f":"X8*$B$2","v":31.8},{"$f":"IF(AS8>O8,O8,AS8)","v":18.762},null,1.0279329608938548,1.005586592178771,0.98324022346368734,0.96089385474860356,0.93854748603351967,0.9134078212290504,0.88826815642458112,0.56000000000000005,0.56499999999999995,0.56999999999999995,0.57499999999999996,0.57999999999999996,0.58499999999999996,0.59,0.92525714285714311,0.94537142857142853,0.96548571428571384,0.98194285714285678,0.99839999999999973,1.0079999999999998,1.0175999999999998,{"$f":"Y8*C8+($A$4-80)*AF8*$A$8/1000","v":20.608000000000001},{"$f":"Z8*E8+($A$4-80)*AG8*$A$8/1000","v":20.339999999999996},{"$f":"AA8*G8+($A$4-80)*AH8*$A$8/1000","v":20.064},{"$f":"AB8*I8+($A$4-80)*AI8*$A$8/1000","v":19.78},{"$f":"AC8*K8+($A$4-80)*AJ8*$A$8/1000","v":19.488},{"$f":"AD8*M8+($A$4-80)*AK8*$A$8/1000","v":19.1295},{"$f":"AE8*O8+($A$4-80)*AL8*$A$8/1000","v":18.762}]
[null,67,35,24.5,34.200000000000003,{"$f":"IF(AN9>E9,E9,AN9)","v":24.282},33.4,{"$f":"IF(AO9>G9,G9,AO9)","v":24.047999999999998},32.6,{"$f":"IF(AP9>I9,I9,AP9)","v":23.635000000000002},31.8,{"$f":"IF(AQ9>K9,K9,AQ9)","v":23.213999999999999},30.9,{"$f":"IF(AR9>M9,M9,AR9)","v":22.866},30,{"$f":"IF(AS9>O9,O9,AS9)","v":22.5},null,0.97765363128491622,0.95530726256983256,0.93296089385474867,0.9106145251396649,0.88826815642458112,0.86312849162011174,0.83798882681564257,0.7,0.71,0.72,0.72499999999999998,0.73,0.74,0.75,0.96000000000000019,0.97622857142857145,0.9924571428571427,0.96868571428571426,0.94491428571428582,0.952457142857143,0.96000000000000019,{"$f":"Y9*C9+($A$4-80)*AF9*$A$8/1000","v":24.5},{"$f":"Z9*E9+($A$4-80)*AG9*$A$8/1000","v":24.282},{"$f":"AA9*G9+($A$4-80)*AH9*$A$8/1000","v":24.047999999999998},{"$f":"AB9*I9+($A$4-80)*AI9*$A$8/1000","v":23.635000000000002},{"$f":"AC9*K9+($A$4-80)*AJ9*$A$8/1000","v":23.213999999999999},{"$f":"AD9*M9+($A$4-80)*AK9*$A$8/1000","v":22.866},{"$f":"AE9*O9+($A$4-80)*AL9*$A$8/1000","v":22.5}]
[null,65,34,26.52,33.200000000000003,26.228000000000005,32.4,25.92,31.6,25.516999999999999,30.8,25.102,29.949999999999996,24.783624999999997,29.1,24.444000000000003,null,0.94972067039106156,0.92737430167597779,0.9050279329608939,0.88268156424581012,0.86033519553072635,0.83659217877094971,0.8128491620111733,0.78,0.79,0.8,0.8075,0.81499999999999995,0.82750000000000001,0.84000000000000008,0.97028571428571442,0.98445714285714281,0.99862857142857131,0.97394285714285722,0.94925714285714302,0.95634285714285738,0.96342857142857152,26.52,{"$f":"Z10*E10+($A$4-80)*AG10*$A$8/1000","v":26.228000000000005},{"$f":"AA10*G10+($A$4-80)*AH10*$A$8/1000","v":25.92},25.516999999999999,25.102,24.783624999999997,24.444000000000003]
[null,63,33,28.38,32.200000000000003,28.014000000000003,31.4,27.631999999999998,30.6,27.234000000000002,29.8,26.82,29,26.535,28.2,26.225999999999999,null,0.92178770949720679,0.89944134078212301,0.87709497206703912,0.85474860335195546,0.83240223463687157,0.8100558659217878,0.78770949720670391,0.86,0.87,0.88,0.89,0.9,0.91500000000000004,0.93,0.98057142857142854,0.99268571428571417,1.0047999999999999,0.97920000000000007,0.95360000000000023,0.96022857142857165,0.96685714285714297,28.38,{"$f":"Z11*E11+($A$4-80)*AG11*$A$8/1000","v":28.014000000000003},{"$f":"AA11*G11+($A$4-80)*AH11*$A$8/1000","v":27.631999999999998},{"$f":"AB11*I11+($A$4-80)*AI11*$A$8/1000","v":27.234000000000002},26.82,26.535,26.225999999999999]
[1260,71,39.5,24.49,38.65,24.15625,37.799999999999997,23.814,36.9,23.4315,36,23.04,35,22.75,34,22.44,null,1.1033519553072626,1.0796089385474861,1.0558659217877095,1.0307262569832403,1.005586592178771,0.97765363128491622,0.94972067039106156,0.62,0.625,0.63,0.63500000000000001,0.64,0.65,0.66,0.94047619047619047,0.95023809523809533,0.96000000000000019,0.96571428571428586,0.97142857142857153,0.97142857142857164,0.97142857142857175,{"$f":"Y12*C12+($A$4-80)*AF12*$A$12/1000","v":24.49},{"$f":"Z12*E12+($A$4-80)*AG12*$A$12/1000","v":24.15625},{"$f":"AA12*G12+($A$4-80)*AH12*$A$12/1000","v":23.814},{"$f":"AB12*I12+($A$4-80)*AI12*$A$12/1000","v":23.4315},{"$f":"AC12*K12+($A$4-80)*AJ12*$A$12/1000","v":23.04},{"$f":"AD12*M12+($A$4-80)*AK12*$A$12/1000","v":22.75},{"$f":"AE12*O12+($A$4-80)*AL12*$A$12/1000","v":22.44}]
[null,67,37.600000000000009,29.704000000000008,36.700000000000003,29.360000000000003,35.799999999999997,28.998000000000001,34.9,28.618000000000002,34,28.22,33.1,27.803999999999998,32.200000000000003,27.37,null,1.0502793296089388,1.0251396648044695,1,0.97486033519553073,0.94972067039106156,0.92458100558659229,0.89944134078212301,0.79,0.8,0.81,0.82000000000000006,0.83,0.84,0.85,0.95492063492063506,0.96047619047619071,0.96603174603174624,0.96873015873015866,0.97142857142857109,0.94571428571428551,0.91999999999999982,{"$f":"Y13*C13+($A$4-80)*AF13*$A$12/1000","v":29.704000000000008},{"$f":"Z13*E13+($A$4-80)*AG13*$A$12/1000","v":29.360000000000003},{"$f":"AA13*G13+($A$4-80)*AH13*$A$12/1000","v":28.998000000000001},{"$f":"AB13*I13+($A$4-80)*AI13*$A$12/1000","v":28.618000000000002},{"$f":"AC13*K13+($A$4-80)*AJ13*$A$12/1000","v":28.22},{"$f":"AD13*M13+($A$4-80)*AK13*$A$12/1000","v":27.803999999999998},{"$f":"AE13*O13+($A$4-80)*AL13*$A$12/1000","v":27.37}]
[null,65,36.6,32.207999999999998,35.75,31.817499999999999,34.9,31.41,34.049999999999997,30.900374999999997,33.200000000000003,30.378000000000004,32.35,29.762,31.5,29.137500000000003,null,1.022346368715084,0.99860335195530736,0.97486033519553073,0.9511173184357542,0.92737430167597779,0.90363128491620126,0.87988826815642462,0.88,0.89,0.9,0.90749999999999997,0.91500000000000004,0.91999999999999993,0.92500000000000004,0.92952380952380931,0.92214285714285715,0.914761904761905,0.89309523809523816,0.87142857142857122,0.81238095238095231,0.75333333333333319,32.207999999999998,{"$f":"Z14*E14+($A$4-80)*AG14*$A$12/1000","v":31.817499999999999},{"$f":"AA14*G14+($A$4-80)*AH14*$A$12/1000","v":31.41},30.900374999999997,30.378000000000004,29.762,29.137500000000003]
[null,63,35.6,34.532000000000004,34.799999999999997,34.103999999999999,34,33.659999999999997,33.200000000000003,33.034000000000006,32.4,32.4,31.6,31.6,30.8,30.8,null,0.99441340782122922,0.97206703910614523,0.94972067039106156,0.92737430167597779,0.9050279329608939,0.88268156424581012,0.86033519553072635,0.97,0.98,0.99,0.995,1,1,1,0.90412698412698356,0.8838095238095236,0.86349206349206375,0.81746031746031766,0.77142857142857146,0.67904761904761912,0.58666666666666667,34.532000000000004,{"$f":"Z15*E15+($A$4-80)*AG15*$A$12/1000","v":34.103999999999999},{"$f":"AA15*G15+($A$4-80)*AH15*$A$12/1000","v":33.659999999999997},33.034000000000006,32.4,31.6,30.8]
[1375,71,40,25.2,39.250000000000007,24.923750000000005,38.5,24.64,37.450000000000003,24.342500000000001,36.400000000000006,24.024000000000004,35.4,23.541,34.4,23.048000000000002,null,1.1173184357541901,1.0963687150837991,1.0754189944134078,1.0460893854748605,1.016759776536313,0.98882681564245811,0.96089385474860334,0.63,0.63500000000000001,0.64,0.65,0.66,0.66500000000000004,0.67,0.94814814814814841,0.93037037037037051,0.91259259259259273,0.94162962962962982,0.9706666666666669,0.94400000000000017,0.91733333333333344,{"$f":"Y16*C16+($A$4-80)*AF16*$A$16/1000","v":25.2},{"$f":"Z16*E16+($A$4-80)*AG16*$A$16/1000","v":24.923750000000005},{"$f":"AA16*G16+($A$4-80)*AH16*$A$16/1000","v":24.64},{"$f":"AB16*I16+($A$4-80)*AI16*$A$16/1000","v":24.342500000000001},{"$f":"AC16*K16+($A$4-80)*AJ16*$A$16/1000","v":24.024000000000004},{"$f":"AD16*M16+($A$4-80)*AK16*$A$16/1000","v":23.541},{"$f":"AE16*O16+($A$4-80)*AL16*$A$16/1000","v":23.048000000000002}]
[null,67,38,30.78,37.1,30.422000000000004,36.200000000000003,30.045999999999999,35.299999999999997,29.651999999999997,34.4,29.24,33.5,28.977499999999999,32.6,28.688000000000002,null,1.0614525139664805,1.0363128491620113,1.011173184357542,0.98603351955307261,0.96089385474860334,0.93575418994413417,0.9106145251396649,0.81,0.82000000000000006,0.83,0.84,0.85,0.86499999999999999,0.88,0.95703703703703724,0.96118518518518514,0.96533333333333315,0.94133333333333302,0.91733333333333289,0.94162962962962937,0.96592592592592585,{"$f":"Y17*C17+($A$4-80)*AF17*$A$16/1000","v":30.78},{"$f":"Z17*E17+($A$4-80)*AG17*$A$16/1000","v":30.422000000000004},{"$f":"AA17*G17+($A$4-80)*AH17*$A$16/1000","v":30.045999999999999},{"$f":"AB17*I17+($A$4-80)*AI17*$A$16/1000","v":29.651999999999997},{"$f":"AC17*K17+($A$4-80)*AJ17*$A$16/1000","v":29.24},{"$f":"AD17*M17+($A$4-80)*AK17*$A$16/1000","v":28.977499999999999},{"$f":"AE17*O17+($A$4-80)*AL17*$A$16/1000","v":28.688000000000002}]
[null,65,37,33.300000000000004,36.200000000000003,32.851500000000001,35.400000000000006,32.391000000000005,34.5,31.74,33.599999999999994,31.079999999999995,32.799999999999997,30.585999999999999,32,30.08,null,1.0335195530726258,1.011173184357542,0.98882681564245833,0.96368715083798895,0.93854748603351945,0.91620111731843579,0.89385474860335201,0.9,0.90749999999999997,0.91500000000000004,0.91999999999999993,0.92500000000000004,0.9325,0.94,0.90518518518518531,0.88614814814814824,0.86711111111111117,0.82081481481481466,0.77451851851851827,0.74503703703703694,0.7155555555555555,33.300000000000004,{"$f":"Z18*E18+($A$4-80)*AG18*$A$16/1000","v":32.851500000000001},{"$f":"AA18*G18+($A$4-80)*AH18*$A$16/1000","v":32.391000000000005},31.74,31.079999999999995,30.585999999999999,30.08]
[null,63,36,35.64,35.299999999999997,35.1235,34.6,34.6,33.700000000000003,33.700000000000003,32.799999999999997,32.799999999999997,32.099999999999994,32.099999999999994,31.4,31.4,null,1.005586592178771,0.98603351955307261,0.96648044692737445,0.94134078212290517,0.91620111731843579,0.89664804469273729,0.87709497206703912,0.99,0.995,1,1,1,1,1,0.8533333333333335,0.81111111111111134,0.76888888888888907,0.70029629629629642,0.63170370370370366,0.5484444444444444,0.46518518518518515,35.64,{"$f":"Z19*E19+($A$4-80)*AG19*$A$16/1000","v":35.1235},{"$f":"AA19*G19+($A$4-80)*AH19*$A$16/1000","v":34.6},33.700000000000003,32.799999999999997,32.099999999999994,31.4]

{"sheet":"XC25_48","index":52,"n_rows":19,"n_cols":45,"rows_kept":19,"cut":false,"hidden":true,"merged":[[2,0,2,1],[2,2,2,15],[3,2,3,3],[3,4,3,5],[3,6,3,7],[3,8,3,9],[3,10,3,11],[3,12,3,13],[3,14,3,15],[5,2,6,2],[5,3,6,3],[5,4,6,4],[5,5,6,5],[5,6,6,6],[5,7,6,7],[5,8,6,8],[4,0,6,0],[4,1,6,1],[4,2,4,3],[4,4,4,5],[4,6,4,7],[4,8,4,9],[5,9,6,9],[5,10,6,10],[5,11,6,11],[5,12,6,12],[5,13,6,13],[5,14,6,14],[5,15,6,15],[4,10,4,11],[4,12,4,13],[4,14,4,15],[7,0,10,0],[11,0,14,0],[15,0,18,0],[22,4,22,15],[23,4,23,5],[23,6,23,7],[23,8,23,9],[23,10,23,11],[23,12,23,13],[23,14,23,15],[25,12,26,12],[25,13,26,13],[25,14,26,14],[25,15,26,15],[27,0,30,0],[31,0,34,0],[24,12,24,13],[24,14,24,15],[25,4,26,4],[25,5,26,5],[25,6,26,6],[25,7,26,7],[25,8,26,8],[25,9,26,9],[25,10,26,10],[25,11,26,11],[24,0,26,0],[24,1,26,1],[24,4,24,5],[24,6,24,7],[24,8,24,9],[24,10,24,11],[35,0,38,0],[41,0,42,1],[41,4,41,15],[42,4,42,5],[42,6,42,7],[42,8,42,9],[42,10,42,11],[42,12,42,13],[42,14,42,15],[44,12,45,12],[44,13,45,13],[44,14,45,14],[44,15,45,15],[46,0,49,0],[50,0,53,0],[43,12,43,13],[43,14,43,15],[44,4,45,4],[44,5,45,5],[44,6,45,6],[44,7,45,7],[44,8,45,8],[44,9,45,9],[44,10,45,10],[44,11,45,11],[43,0,45,0],[43,1,45,1],[43,4,43,5],[43,6,43,7],[43,8,43,9],[43,10,43,11],[54,0,57,0],[60,0,61,1],[60,4,60,15],[61,4,61,5],[61,6,61,7],[61,8,61,9],[61,10,61,11],[61,12,61,13],[61,14,61,15],[63,12,64,12],[63,13,64,13],[63,14,64,14],[63,15,64,15],[65,0,68,0],[69,0,72,0],[62,12,62,13],[62,14,62,15],[63,4,64,4],[63,5,64,5],[63,6,64,6],[63,7,64,7],[63,8,64,8],[63,9,64,9],[63,10,64,10],[63,11,64,11],[62,0,64,0],[62,1,64,1],[62,4,62,5],[62,6,62,7],[62,8,62,9],[62,10,62,11],[73,0,76,0],[79,0,80,1],[79,4,79,15],[80,4,80,5],[80,6,80,7],[80,8,80,9],[80,10,80,11],[80,12,80,13],[80,14,80,15],[82,12,83,12],[82,13,83,13],[82,14,83,14],[82,15,83,15],[84,0,87,0],[88,0,91,0],[81,12,81,13],[81,14,81,15],[82,4,83,4],[82,5,83,5],[82,6,83,6],[82,7,83,7],[82,8,83,8],[82,9,83,9],[82,10,83,10],[82,11,83,11],[81,0,83,0],[81,1,83,1],[81,4,81,5],[81,6,81,7],[81,8,81,9],[81,10,81,11],[92,0,95,0],[98,0,99,1],[98,4,98,15],[99,4,99,5],[99,6,99,7],[99,8,99,9],[99,10,99,11],[99,12,99,13],[99,14,99,15],[101,12,102,12],[101,13,102,13],[101,14,102,14],[101,15,102,15],[103,0,106,0],[107,0,110,0],[100,12,100,13],[100,14,100,15],[101,4,102,4],[101,5,102,5],[101,6,102,6],[101,7,102,7],[101,8,102,8],[101,9,102,9],[101,10,102,10],[101,11,102,11],[100,0,102,0],[100,1,102,1],[100,4,100,5],[100,6,100,7],[100,8,100,9],[100,10,100,11],[111,0,114,0],[117,0,118,1],[117,4,117,15],[118,4,118,5],[118,6,118,7],[118,8,118,9],[118,10,118,11],[118,12,118,13],[118,14,118,15],[130,0,133,0],[120,12,121,12],[120,13,121,13],[120,14,121,14],[120,15,121,15],[122,0,125,0],[126,0,129,0],[119,12,119,13],[119,14,119,15],[120,4,121,4],[120,5,121,5],[120,6,121,6],[120,7,121,7],[120,8,121,8],[120,9,121,9],[120,10,121,10],[120,11,121,11],[119,0,121,0],[119,1,121,1],[119,4,119,5],[119,6,119,7],[119,8,119,9],[119,10,119,11]]}
[]
["XC25_48",49.5]
["Evaporator Air \n",null,"Condenser  Entering Air Temperature ˚F"]
[80,"°F DB",85,null,90,null,95,null,100,null,105,null,110,null,115]
["CFM","EWB†\n˚F","Capacity Mbtuh",null,"Capacity Mbtuh",null,"Capacity Mbtuh",null,"Capacity Mbtuh",null,"Capacity Mbtuh",null,"Capacity Mbtuh",null,"Capacity Mbtuh"]
[null,null,"Total","Sens.","Total","Sens.","Total","Sens.","Total","Sens.","Total","Sens.","Total","Sens.","Total","Sens."]
[null,null,null,null,null,null,null,null,null,null,null,null,null,null,null,null,null,"Total Factors",null,null,null,null,null,null,"Sens. %",null,null,null,null,null,null,"IDB Adj",null,null,null,null,null,null,"Sens Calc"]
[1120,71,{"$f":"R8*$B$2","v":50.499999999999993},{"$f":"IF(AM8>C8,C8,AM8)","v":27.774999999999999},{"$f":"S8*$B$2","v":49.5},{"$f":"IF(AN8>E8,E8,AN8)","v":27.472500000000004},{"$f":"T8*$B$2","v":48.5},{"$f":"IF(AO8>G8,G8,AO8)","v":27.160000000000004},{"$f":"U8*$B$2","v":47.25},{"$f":"IF(AP8>I8,I8,AP8)","v":26.696249999999999},{"$f":"V8*$B$2","v":46},{"$f":"IF(AQ8>K8,K8,AQ8)","v":26.22},{"$f":"W8*$B$2","v":44.75},{"$f":"IF(AR8>M8,M8,AR8)","v":25.731249999999999},{"$f":"X8*$B$2","v":43.5},{"$f":"IF(AS8>O8,O8,AS8)","v":25.229999999999997},null,1.0202020202020201,1,0.97979797979797978,0.95454545454545459,0.92929292929292928,0.90404040404040409,0.87878787878787878,0.55000000000000004,0.55500000000000005,0.56000000000000005,0.56499999999999995,0.56999999999999995,0.57499999999999996,0.57999999999999996,0.99196428571428608,1.0156250000000004,1.0392857142857146,1.0125,0.98571428571428532,0.99776785714285676,1.0098214285714282,{"$f":"Y8*C8+($A$4-80)*AF8*$A$8/1000","v":27.774999999999999},{"$f":"Z8*E8+($A$4-80)*AG8*$A$8/1000","v":27.472500000000004},{"$f":"AA8*G8+($A$4-80)*AH8*$A$8/1000","v":27.160000000000004},{"$f":"AB8*I8+($A$4-80)*AI8*$A$8/1000","v":26.696249999999999},{"$f":"AC8*K8+($A$4-80)*AJ8*$A$8/1000","v":26.22},{"$f":"AD8*M8+($A$4-80)*AK8*$A$8/1000","v":25.731249999999999},{"$f":"AE8*O8+($A$4-80)*AL8*$A$8/1000","v":25.229999999999997}]
[null,67,48,33.119999999999997,47,{"$f":"IF(AN9>E9,E9,AN9)","v":32.664999999999999},46,{"$f":"IF(AO9>G9,G9,AO9)","v":32.199999999999996},45,{"$f":"IF(AP9>I9,I9,AP9)","v":31.724999999999998},44,{"$f":"IF(AQ9>K9,K9,AQ9)","v":31.24},42.75,{"$f":"IF(AR9>M9,M9,AR9)","v":30.779999999999998},41.5,{"$f":"IF(AS9>O9,O9,AS9)","v":30.294999999999998},null,0.96969696969696972,0.9494949494949495,0.92929292929292928,0.90909090909090906,0.88888888888888884,0.86363636363636365,0.83838383838383834,0.69,0.69499999999999995,0.7,0.70499999999999996,0.71,0.72,0.73,1.0285714285714285,1.0071428571428571,0.98571428571428554,1.0035714285714286,1.0214285714285716,1.0294642857142859,1.0375000000000003,{"$f":"Y9*C9+($A$4-80)*AF9*$A$8/1000","v":33.119999999999997},{"$f":"Z9*E9+($A$4-80)*AG9*$A$8/1000","v":32.664999999999999},{"$f":"AA9*G9+($A$4-80)*AH9*$A$8/1000","v":32.199999999999996},{"$f":"AB9*I9+($A$4-80)*AI9*$A$8/1000","v":31.724999999999998},{"$f":"AC9*K9+($A$4-80)*AJ9*$A$8/1000","v":31.24},{"$f":"AD9*M9+($A$4-80)*AK9*$A$8/1000","v":30.779999999999998},{"$f":"AE9*O9+($A$4-80)*AL9*$A$8/1000","v":30.294999999999998}]
[null,65,46.5,35.572499999999998,45.625,35.131250000000001,44.75,34.681249999999999,43.75,34.234375,42.75,33.772500000000001,41.5,33.200000000000003,40.25,32.602499999999999,null,0.93939393939393945,0.92171717171717171,0.90404040404040409,0.88383838383838387,0.86363636363636365,0.83838383838383834,0.81313131313131315,0.7649999999999999,0.77,0.77499999999999991,0.78249999999999997,0.79,0.8,0.81,1.0366071428571428,1.0171874999999999,0.99776785714285698,0.99508928571428568,0.99241071428571437,0.99933035714285734,1.0062500000000001,35.572499999999998,{"$f":"Z10*E10+($A$4-80)*AG10*$A$8/1000","v":35.131250000000001},{"$f":"AA10*G10+($A$4-80)*AH10*$A$8/1000","v":34.681249999999999},34.234375,33.772500000000001,33.200000000000003,32.602499999999999]
[null,63,45,37.799999999999997,44.25,37.391249999999999,43.5,36.975000000000001,42.5,36.549999999999997,41.5,36.104999999999997,40.25,35.42,39,34.71,null,0.90909090909090906,0.89393939393939392,0.87878787878787878,0.85858585858585856,0.83838383838383834,0.81313131313131315,0.78787878787878785,0.84,0.84499999999999997,0.85,0.86,0.87,0.88,0.89,1.0446428571428572,1.0272321428571427,1.0098214285714284,0.98660714285714279,0.96339285714285727,0.96919642857142874,0.97500000000000009,37.799999999999997,{"$f":"Z11*E11+($A$4-80)*AG11*$A$8/1000","v":37.391249999999999},{"$f":"AA11*G11+($A$4-80)*AH11*$A$8/1000","v":36.975000000000001},{"$f":"AB11*I11+($A$4-80)*AI11*$A$8/1000","v":36.549999999999997},36.104999999999997,35.42,34.71]
[1630,71,54.5,32.699999999999996,53.25,32.216250000000002,52.000000000000007,31.720000000000002,51,31.62,50,31.5,48.5,30.797499999999999,47,30.080000000000002,null,1.101010101010101,1.0757575757575757,1.0505050505050506,1.0303030303030303,1.0101010101010102,0.97979797979797978,0.9494949494949495,0.6,0.60499999999999998,0.61,0.62,0.63,0.63500000000000001,0.64,0.93619631901840461,0.94662576687116529,0.95705521472392607,0.96932515337423308,0.98159509202454021,0.95214723926380396,0.9226993865030676,{"$f":"Y12*C12+($A$4-80)*AF12*$A$12/1000","v":32.699999999999996},{"$f":"Z12*E12+($A$4-80)*AG12*$A$12/1000","v":32.216250000000002},{"$f":"AA12*G12+($A$4-80)*AH12*$A$12/1000","v":31.720000000000002},{"$f":"AB12*I12+($A$4-80)*AI12*$A$12/1000","v":31.62},{"$f":"AC12*K12+($A$4-80)*AJ12*$A$12/1000","v":31.5},{"$f":"AD12*M12+($A$4-80)*AK12*$A$12/1000","v":30.797499999999999},{"$f":"AE12*O12+($A$4-80)*AL12*$A$12/1000","v":30.080000000000002}]
[null,67,52.000000000000007,40.040000000000006,50.75,39.331250000000004,49.5,38.61,48.25,38.1175,47,37.6,45.75,37.057500000000005,44.5,36.489999999999995,null,1.0505050505050506,1.0252525252525253,1,0.9747474747474747,0.9494949494949495,0.9242424242424242,0.89898989898989901,0.77,0.77500000000000002,0.78,0.79,0.8,0.81,0.82,0.95705521472392641,0.93404907975460127,0.91104294478527614,0.91687116564417193,0.9226993865030676,0.92546012269938638,0.92822085889570516,{"$f":"Y13*C13+($A$4-80)*AF13*$A$12/1000","v":40.040000000000006},{"$f":"Z13*E13+($A$4-80)*AG13*$A$12/1000","v":39.331250000000004},{"$f":"AA13*G13+($A$4-80)*AH13*$A$12/1000","v":38.61},{"$f":"AB13*I13+($A$4-80)*AI13*$A$12/1000","v":38.1175},{"$f":"AC13*K13+($A$4-80)*AJ13*$A$12/1000","v":37.6},{"$f":"AD13*M13+($A$4-80)*AK13*$A$12/1000","v":37.057500000000005},{"$f":"AE13*O13+($A$4-80)*AL13*$A$12/1000","v":36.489999999999995}]
[null,65,50.499999999999993,43.177499999999995,49.375,42.5859375,48.25,41.977499999999999,47.125,41.47,46,40.94,44.75,40.274999999999999,43.5,39.584999999999994,null,1.0202020202020201,0.99747474747474751,0.9747474747474747,0.95202020202020199,0.92929292929292928,0.90404040404040409,0.87878787878787878,0.85499999999999998,0.86250000000000004,0.87,0.88,0.89,0.9,0.90999999999999992,0.92944785276073594,0.92315950920245382,0.91687116564417159,0.90996932515337425,0.9030674846625768,0.87914110429447856,0.8552147239263802,43.177499999999995,{"$f":"Z14*E14+($A$4-80)*AG14*$A$12/1000","v":42.5859375},{"$f":"AA14*G14+($A$4-80)*AH14*$A$12/1000","v":41.977499999999999},41.47,40.94,40.274999999999999,39.584999999999994]
[null,63,49,46.059999999999995,48,45.599999999999994,47,45.12,46,44.62,45,44.1,43.75,43.3125,42.5,42.5,null,0.98989898989898994,0.96969696969696972,0.9494949494949495,0.92929292929292928,0.90909090909090906,0.88383838383838387,0.85858585858585856,0.94,0.95,0.96,0.97,0.98,0.99,1,0.90184049079754558,0.91226993865030637,0.92269938650306704,0.90306748466257658,0.88343558282208601,0.83282208588957063,0.78220858895705525,46.059999999999995,{"$f":"Z15*E15+($A$4-80)*AG15*$A$12/1000","v":45.599999999999994},{"$f":"AA15*G15+($A$4-80)*AH15*$A$12/1000","v":45.12},44.62,44.1,43.3125,42.5]
[1795,71,55.499999999999993,34.409999999999997,54.25,33.90625,53,33.39,51.75,32.861249999999998,50.499999999999993,32.319999999999993,49,31.85,47.5,31.35,null,1.1212121212121211,1.095959595959596,1.0707070707070707,1.0454545454545454,1.0202020202020201,0.98989898989898994,0.95959595959595956,0.62,0.625,0.63,0.63500000000000001,0.64,0.65,0.66,0.92757660167130929,0.93621169916434555,0.9448467966573818,0.92256267409470771,0.90027855153203362,0.92646239554317567,0.95264623955431782,{"$f":"Y16*C16+($A$4-80)*AF16*$A$16/1000","v":34.409999999999997},{"$f":"Z16*E16+($A$4-80)*AG16*$A$16/1000","v":33.90625},{"$f":"AA16*G16+($A$4-80)*AH16*$A$16/1000","v":33.39},{"$f":"AB16*I16+($A$4-80)*AI16*$A$16/1000","v":32.861249999999998},{"$f":"AC16*K16+($A$4-80)*AJ16*$A$16/1000","v":32.319999999999993},{"$f":"AD16*M16+($A$4-80)*AK16*$A$16/1000","v":31.85},{"$f":"AE16*O16+($A$4-80)*AL16*$A$16/1000","v":31.35}]
[null,67,52.5,41.475000000000001,51.5,41.2,50.499999999999993,40.904999999999994,49.25,40.385000000000005,48,39.839999999999996,46.5,39.059999999999995,45,38.25,null,1.0606060606060606,1.0404040404040404,1.0202020202020201,0.99494949494949492,0.96969696969696972,0.93939393939393945,0.90909090909090906,0.79,0.8,0.81,0.82000000000000006,0.83,0.84,0.85,0.93593314763231217,0.94623955431754903,0.95654596100278577,0.95961002785515315,0.96267409470752052,0.93259052924791064,0.90250696378830064,{"$f":"Y17*C17+($A$4-80)*AF17*$A$16/1000","v":41.475000000000001},{"$f":"Z17*E17+($A$4-80)*AG17*$A$16/1000","v":41.2},{"$f":"AA17*G17+($A$4-80)*AH17*$A$16/1000","v":40.904999999999994},{"$f":"AB17*I17+($A$4-80)*AI17*$A$16/1000","v":40.385000000000005},{"$f":"AC17*K17+($A$4-80)*AJ17*$A$16/1000","v":39.839999999999996},{"$f":"AD17*M17+($A$4-80)*AK17*$A$16/1000","v":39.059999999999995},{"$f":"AE17*O17+($A$4-80)*AL17*$A$16/1000","v":38.25}]
[null,65,51.249999999999993,45.099999999999994,50.25,44.722500000000004,49.25,44.325000000000003,48,43.56,46.75,42.776250000000005,45.5,41.86,44.25,40.931249999999999,null,1.0353535353535352,1.0151515151515151,0.99494949494949492,0.96969696969696972,0.94444444444444442,0.91919191919191923,0.89393939393939392,0.88,0.89,0.9,0.90749999999999997,0.91500000000000004,0.91999999999999993,0.92500000000000004,0.91364902506963774,0.9098885793871867,0.90612813370473555,0.88384401114206135,0.86155988857938715,0.80181058495821722,0.7420612813370473,45.099999999999994,{"$f":"Z18*E18+($A$4-80)*AG18*$A$16/1000","v":44.722500000000004},{"$f":"AA18*G18+($A$4-80)*AH18*$A$16/1000","v":44.325000000000003},43.56,42.776250000000005,41.86,40.931249999999999]
[null,63,50,48.5,49,48.019999999999996,48,47.519999999999996,46.75,46.516249999999999,45.5,45.5,44.5,44.5,43.5,43.5,null,1.0101010101010102,0.98989898989898994,0.96969696969696972,0.94444444444444442,0.91919191919191923,0.89898989898989901,0.87878787878787878,0.97,0.98,0.99,0.995,1,1,1,0.89136490250696332,0.87353760445682438,0.85571030640668533,0.80807799442896955,0.76044568245125366,0.6710306406685238,0.58161559888579384,48.5,{"$f":"Z19*E19+($A$4-80)*AG19*$A$16/1000","v":48.019999999999996},{"$f":"AA19*G19+($A$4-80)*AH19*$A$16/1000","v":47.519999999999996},46.516249999999999,45.5,44.5,43.5]

{"sheet":"XC25_60","index":53,"n_rows":19,"n_cols":45,"rows_kept":19,"cut":false,"hidden":true,"merged":[[2,0,2,1],[2,2,2,15],[3,2,3,3],[3,4,3,5],[3,6,3,7],[3,8,3,9],[3,10,3,11],[3,12,3,13],[3,14,3,15],[5,2,6,2],[5,3,6,3],[5,4,6,4],[5,5,6,5],[5,6,6,6],[5,7,6,7],[5,8,6,8],[4,0,6,0],[4,1,6,1],[4,2,4,3],[4,4,4,5],[4,6,4,7],[4,8,4,9],[5,9,6,9],[5,10,6,10],[5,11,6,11],[5,12,6,12],[5,13,6,13],[5,14,6,14],[5,15,6,15],[4,10,4,11],[4,12,4,13],[4,14,4,15],[7,0,10,0],[11,0,14,0],[15,0,18,0],[22,4,22,15],[23,4,23,5],[23,6,23,7],[23,8,23,9],[23,10,23,11],[23,12,23,13],[23,14,23,15],[25,12,26,12],[25,13,26,13],[25,14,26,14],[25,15,26,15],[27,0,30,0],[31,0,34,0],[24,12,24,13],[24,14,24,15],[25,4,26,4],[25,5,26,5],[25,6,26,6],[25,7,26,7],[25,8,26,8],[25,9,26,9],[25,10,26,10],[25,11,26,11],[24,0,26,0],[24,1,26,1],[24,4,24,5],[24,6,24,7],[24,8,24,9],[24,10,24,11],[35,0,38,0],[41,0,42,1],[41,4,41,15],[42,4,42,5],[42,6,42,7],[42,8,42,9],[42,10,42,11],[42,12,42,13],[42,14,42,15],[44,12,45,12],[44,13,45,13],[44,14,45,14],[44,15,45,15],[46,0,49,0],[50,0,53,0],[43,12,43,13],[43,14,43,15],[44,4,45,4],[44,5,45,5],[44,6,45,6],[44,7,45,7],[44,8,45,8],[44,9,45,9],[44,10,45,10],[44,11,45,11],[43,0,45,0],[43,1,45,1],[43,4,43,5],[43,6,43,7],[43,8,43,9],[43,10,43,11],[54,0,57,0],[60,0,61,1],[60,4,60,15],[61,4,61,5],[61,6,61,7],[61,8,61,9],[61,10,61,11],[61,12,61,13],[61,14,61,15],[63,12,64,12],[63,13,64,13],[63,14,64,14],[63,15,64,15],[65,0,68,0],[69,0,72,0],[62,12,62,13],[62,14,62,15],[63,4,64,4],[63,5,64,5],[63,6,64,6],[63,7,64,7],[63,8,64,8],[63,9,64,9],[63,10,64,10],[63,11,64,11],[62,0,64,0],[62,1,64,1],[62,4,62,5],[62,6,62,7],[62,8,62,9],[62,10,62,11],[73,0,76,0],[79,0,80,1],[79,4,79,15],[80,4,80,5],[80,6,80,7],[80,8,80,9],[80,10,80,11],[80,12,80,13],[80,14,80,15],[82,12,83,12],[82,13,83,13],[82,14,83,14],[82,15,83,15],[84,0,87,0],[88,0,91,0],[81,12,81,13],[81,14,81,15],[82,4,83,4],[82,5,83,5],[82,6,83,6],[82,7,83,7],[82,8,83,8],[82,9,83,9],[82,10,83,10],[82,11,83,11],[81,0,83,0],[81,1,83,1],[81,4,81,5],[81,6,81,7],[81,8,81,9],[81,10,81,11],[92,0,95,0],[98,0,99,1],[98,4,98,15],[99,4,99,5],[99,6,99,7],[99,8,99,9],[99,10,99,11],[99,12,99,13],[99,14,99,15],[101,12,102,12],[101,13,102,13],[101,14,102,14],[101,15,102,15],[103,0,106,0],[107,0,110,0],[100,12,100,13],[100,14,100,15],[101,4,102,4],[101,5,102,5],[101,6,102,6],[101,7,102,7],[101,8,102,8],[101,9,102,9],[101,10,102,10],[101,11,102,11],[100,0,102,0],[100,1,102,1],[100,4,100,5],[100,6,100,7],[100,8,100,9],[100,10,100,11],[111,0,114,0],[117,0,118,1],[117,4,117,15],[118,4,118,5],[118,6,118,7],[118,8,118,9],[118,10,118,11],[118,12,118,13],[118,14,118,15],[130,0,133,0],[120,12,121,12],[120,13,121,13],[120,14,121,14],[120,15,121,15],[122,0,125,0],[126,0,129,0],[119,12,119,13],[119,14,119,15],[120,4,121,4],[120,5,121,5],[120,6,121,6],[120,7,121,7],[120,8,121,8],[120,9,121,9],[120,10,121,10],[120,11,121,11],[119,0,121,0],[119,1,121,1],[119,4,119,5],[119,6,119,7],[119,8,119,9],[119,10,119,11]]}
[]
["XC25_60",60]
["Evaporator Air \n",null,"Condenser  Entering Air Temperature ˚F"]
[80,"°F DB",85,null,90,null,95,null,100,null,105,null,110,null,115]
["CFM","EWB†\n˚F","Capacity Mbtuh",null,"Capacity Mbtuh",null,"Capacity Mbtuh",null,"Capacity Mbtuh",null,"Capacity Mbtuh",null,"Capacity Mbtuh",null,"Capacity Mbtuh"]
[null,null,"Total","Sens.","Total","Sens.","Total","Sens.","Total","Sens.","Total","Sens.","Total","Sens.","Total","Sens."]
[null,null,null,null,null,null,null,null,null,null,null,null,null,null,null,null,null,"Total Factors",null,null,null,null,null,null,"Sens. %",null,null,null,null,null,null,"IDB Adj",null,null,null,null,null,null,"Sens Calc"]
[1260,71,{"$f":"R8*$B$2","v":60.5},{"$f":"IF(AM8>C8,C8,AM8)","v":32.67},{"$f":"S8*$B$2","v":59.5},{"$f":"IF(AN8>E8,E8,AN8)","v":32.427500000000002},{"$f":"T8*$B$2","v":58.5},{"$f":"IF(AO8>G8,G8,AO8)","v":32.175000000000004},{"$f":"U8*$B$2","v":57.25},{"$f":"IF(AP8>I8,I8,AP8)","v":31.487500000000004},{"$f":"V8*$B$2","v":56},{"$f":"IF(AQ8>K8,K8,AQ8)","v":30.800000000000004},{"$f":"W8*$B$2","v":54.75},{"$f":"IF(AR8>M8,M8,AR8)","v":30.386250000000004},{"$f":"X8*$B$2","v":53.5},{"$f":"IF(AS8>O8,O8,AS8)","v":29.960000000000004},null,1.0083333333333333,0.9916666666666667,0.97499999999999998,0.95416666666666672,0.93333333333333335,0.91249999999999998,0.89166666666666672,0.54,0.54500000000000004,0.55000000000000004,0.55000000000000004,0.55000000000000004,0.55500000000000005,0.56000000000000005,0.96031746031746057,0.99087301587301613,1.0214285714285718,0.99960317460317505,0.97777777777777819,0.99841269841269886,1.0190476190476194,{"$f":"Y8*C8+($A$4-80)*AF8*$A$8/1000","v":32.67},{"$f":"Z8*E8+($A$4-80)*AG8*$A$8/1000","v":32.427500000000002},{"$f":"AA8*G8+($A$4-80)*AH8*$A$8/1000","v":32.175000000000004},{"$f":"AB8*I8+($A$4-80)*AI8*$A$8/1000","v":31.487500000000004},{"$f":"AC8*K8+($A$4-80)*AJ8*$A$8/1000","v":30.800000000000004},{"$f":"AD8*M8+($A$4-80)*AK8*$A$8/1000","v":30.386250000000004},{"$f":"AE8*O8+($A$4-80)*AL8*$A$8/1000","v":29.960000000000004}]
[null,67,57.5,38.525000000000006,56.5,{"$f":"IF(AN9>E9,E9,AN9)","v":38.137500000000003},55.5,{"$f":"IF(AO9>G9,G9,AO9)","v":37.74},54.25,{"$f":"IF(AP9>I9,I9,AP9)","v":37.161250000000003},53,{"$f":"IF(AQ9>K9,K9,AQ9)","v":36.57},51.75,{"$f":"IF(AR9>M9,M9,AR9)","v":35.966249999999995},50.5,{"$f":"IF(AS9>O9,O9,AS9)","v":35.349999999999994},null,0.95833333333333337,0.94166666666666665,0.92500000000000004,0.90416666666666667,0.8833333333333333,0.86250000000000004,0.84166666666666667,0.67,0.67500000000000004,0.68,0.68500000000000005,0.69,0.69499999999999995,0.7,1.0039682539682537,0.98650793650793689,0.96904761904762005,0.98928571428571466,1.0095238095238093,0.98571428571428554,0.96190476190476193,{"$f":"Y9*C9+($A$4-80)*AF9*$A$8/1000","v":38.525000000000006},{"$f":"Z9*E9+($A$4-80)*AG9*$A$8/1000","v":38.137500000000003},{"$f":"AA9*G9+($A$4-80)*AH9*$A$8/1000","v":37.74},{"$f":"AB9*I9+($A$4-80)*AI9*$A$8/1000","v":37.161250000000003},{"$f":"AC9*K9+($A$4-80)*AJ9*$A$8/1000","v":36.57},{"$f":"AD9*M9+($A$4-80)*AK9*$A$8/1000","v":35.966249999999995},{"$f":"AE9*O9+($A$4-80)*AL9*$A$8/1000","v":35.349999999999994}]
[null,65,56,41.160000000000004,55,40.837500000000006,54,40.5,52.875,39.920625000000001,51.75,39.33,50.5,38.758749999999999,49.25,38.168749999999996,null,0.93333333333333335,0.91666666666666663,0.9,0.88124999999999998,0.86250000000000004,0.84166666666666667,0.8208333333333333,0.7350000000000001,0.74250000000000005,0.75,0.755,0.76,0.76749999999999996,0.77499999999999991,0.97777777777777808,0.98115079365079416,0.98452380952381002,0.98511904761904789,0.98571428571428554,0.98095238095238091,0.97619047619047628,41.160000000000004,{"$f":"Z10*E10+($A$4-80)*AG10*$A$8/1000","v":40.837500000000006},{"$f":"AA10*G10+($A$4-80)*AH10*$A$8/1000","v":40.5},39.920625000000001,39.33,38.758749999999999,38.168749999999996]
[null,63,54.5,43.6,53.5,43.335000000000001,52.5,43.05,51.5,42.487499999999997,50.5,41.914999999999999,49.25,41.37,48,40.799999999999997,null,0.90833333333333333,0.89166666666666672,0.875,0.85833333333333328,0.84166666666666667,0.8208333333333333,0.8,0.8,0.81,0.82,0.82499999999999996,0.83,0.84,0.85,0.95158730158730254,0.97579365079365132,1,0.98095238095238102,0.96190476190476193,0.97619047619047628,0.99047619047619051,43.6,{"$f":"Z11*E11+($A$4-80)*AG11*$A$8/1000","v":43.335000000000001},{"$f":"AA11*G11+($A$4-80)*AH11*$A$8/1000","v":43.05},{"$f":"AB11*I11+($A$4-80)*AI11*$A$8/1000","v":42.487499999999997},41.914999999999999,41.37,40.799999999999997]
[1770,71,65.5,37.989999999999995,64.25,37.58625,63,37.169999999999995,61.499999999999993,36.284999999999997,60,35.4,58.5,35.1,57,34.769999999999996,null,1.0916666666666666,1.0708333333333333,1.05,1.0249999999999999,1,0.97499999999999998,0.95,0.57999999999999996,0.58499999999999996,0.59,0.59,0.59,0.6,0.61,0.9621468926553669,0.97937853107344597,0.99661016949152492,0.93898305084745726,0.88135593220338948,0.92372881355932179,0.96610169491525411,{"$f":"Y12*C12+($A$4-80)*AF12*$A$12/1000","v":37.989999999999995},{"$f":"Z12*E12+($A$4-80)*AG12*$A$12/1000","v":37.58625},{"$f":"AA12*G12+($A$4-80)*AH12*$A$12/1000","v":37.169999999999995},{"$f":"AB12*I12+($A$4-80)*AI12*$A$12/1000","v":36.284999999999997},{"$f":"AC12*K12+($A$4-80)*AJ12*$A$12/1000","v":35.4},{"$f":"AD12*M12+($A$4-80)*AK12*$A$12/1000","v":35.1},{"$f":"AE12*O12+($A$4-80)*AL12*$A$12/1000","v":34.769999999999996}]
[null,67,62.500000000000007,45.625000000000007,61.249999999999993,45.018749999999997,60,44.4,58.5,43.582500000000003,57,42.75,55.75,42.37,54.5,41.965000000000003,null,1.0416666666666667,1.0208333333333333,1,0.97499999999999998,0.95,0.9291666666666667,0.90833333333333333,0.73,0.73499999999999999,0.74,0.745,0.75,0.76,0.77,0.98870056497175141,0.96892655367231639,0.94915254237288138,0.92542372881355939,0.90169491525423728,0.91271186440677976,0.92372881355932224,{"$f":"Y13*C13+($A$4-80)*AF13*$A$12/1000","v":45.625000000000007},{"$f":"Z13*E13+($A$4-80)*AG13*$A$12/1000","v":45.018749999999997},{"$f":"AA13*G13+($A$4-80)*AH13*$A$12/1000","v":44.4},{"$f":"AB13*I13+($A$4-80)*AI13*$A$12/1000","v":43.582500000000003},{"$f":"AC13*K13+($A$4-80)*AJ13*$A$12/1000","v":42.75},{"$f":"AD13*M13+($A$4-80)*AK13*$A$12/1000","v":42.37},{"$f":"AE13*O13+($A$4-80)*AL13*$A$12/1000","v":41.965000000000003}]
[null,65,61,49.410000000000004,59.75,48.696249999999999,58.5,47.970000000000006,57.125,47.413750000000007,55.75,46.830000000000005,54.375,46.21875,53,45.58,null,1.0166666666666666,0.99583333333333335,0.97499999999999998,0.95208333333333328,0.9291666666666667,0.90625,0.8833333333333333,0.81,0.81499999999999995,0.82000000000000006,0.83000000000000007,0.84000000000000008,0.85,0.86,0.9649717514124293,0.94519774011299429,0.92542372881355939,0.93446327683615826,0.94350282485875725,0.93545197740112995,0.92740112994350277,49.410000000000004,{"$f":"Z14*E14+($A$4-80)*AG14*$A$12/1000","v":48.696249999999999},{"$f":"AA14*G14+($A$4-80)*AH14*$A$12/1000","v":47.970000000000006},47.413750000000007,46.830000000000005,46.21875,45.58]
[null,63,59.5,52.954999999999998,58.25,52.133749999999999,57,51.300000000000004,55.75,51.011250000000004,54.5,50.685000000000002,53,49.82,51.5,48.924999999999997,null,0.9916666666666667,0.97083333333333333,0.95,0.9291666666666667,0.90833333333333333,0.8833333333333333,0.85833333333333328,0.89,0.89500000000000002,0.9,0.91500000000000004,0.93,0.94,0.95,0.9412429378531072,0.92146892655367219,0.90169491525423728,0.94350282485875725,0.98531073446327722,0.95819209039548014,0.93107344632768319,52.954999999999998,{"$f":"Z15*E15+($A$4-80)*AG15*$A$12/1000","v":52.133749999999999},{"$f":"AA15*G15+($A$4-80)*AH15*$A$12/1000","v":51.300000000000004},51.011250000000004,50.685000000000002,49.82,48.924999999999997]
[2000,71,67,40.199999999999996,65.75,39.449999999999996,64.5,38.699999999999996,63,38.43,61.499999999999993,38.129999999999995,60,37.5,58.5,36.854999999999997,null,1.1166666666666667,1.0958333333333334,1.075,1.05,1.0249999999999999,1,0.97499999999999998,0.6,0.6,0.6,0.61,0.62,0.625,0.63,0.93799999999999972,0.92049999999999976,0.9029999999999998,0.94349999999999978,0.98399999999999987,0.96,0.93600000000000017,{"$f":"Y16*C16+($A$4-80)*AF16*$A$16/1000","v":40.199999999999996},{"$f":"Z16*E16+($A$4-80)*AG16*$A$16/1000","v":39.449999999999996},{"$f":"AA16*G16+($A$4-80)*AH16*$A$16/1000","v":38.699999999999996},{"$f":"AB16*I16+($A$4-80)*AI16*$A$16/1000","v":38.43},{"$f":"AC16*K16+($A$4-80)*AJ16*$A$16/1000","v":38.129999999999995},{"$f":"AD16*M16+($A$4-80)*AK16*$A$16/1000","v":37.5},{"$f":"AE16*O16+($A$4-80)*AL16*$A$16/1000","v":36.854999999999997}]
[null,67,64,48,62.75,47.376249999999999,61.499999999999993,46.739999999999995,60,46.2,58.5,45.63,57,45.03,55.5,44.400000000000006,null,1.0666666666666667,1.0458333333333334,1.0249999999999999,1,0.97499999999999998,0.95,0.92500000000000004,0.75,0.755,0.76,0.77,0.78,0.79,0.8,0.89600000000000013,0.87850000000000006,0.8610000000000001,0.86925000000000008,0.87750000000000017,0.88275000000000015,0.88800000000000023,{"$f":"Y17*C17+($A$4-80)*AF17*$A$16/1000","v":48},{"$f":"Z17*E17+($A$4-80)*AG17*$A$16/1000","v":47.376249999999999},{"$f":"AA17*G17+($A$4-80)*AH17*$A$16/1000","v":46.739999999999995},{"$f":"AB17*I17+($A$4-80)*AI17*$A$16/1000","v":46.2},{"$f":"AC17*K17+($A$4-80)*AJ17*$A$16/1000","v":45.63},{"$f":"AD17*M17+($A$4-80)*AK17*$A$16/1000","v":45.03},{"$f":"AE17*O17+($A$4-80)*AL17*$A$16/1000","v":44.400000000000006}]
[null,65,62.500000000000007,52.187500000000007,61.249999999999993,51.603124999999999,60,51,58.5,50.31,57,49.589999999999996,55.625,48.95,54.25,48.282499999999999,null,1.0416666666666667,1.0208333333333333,1,0.97499999999999998,0.95,0.92708333333333337,0.90416666666666667,0.83499999999999996,0.84250000000000003,0.85,0.86,0.87,0.88,0.89,0.90550000000000019,0.88737500000000002,0.86924999999999986,0.87599999999999978,0.88274999999999992,0.86212500000000003,0.84150000000000014,52.187500000000007,{"$f":"Z18*E18+($A$4-80)*AG18*$A$16/1000","v":51.603124999999999},{"$f":"AA18*G18+($A$4-80)*AH18*$A$16/1000","v":51},50.31,49.589999999999996,48.95,48.282499999999999]
[null,63,61,56.120000000000005,59.75,55.567499999999995,58.5,54.989999999999995,57,54.15,55.5,53.28,54.25,52.622499999999995,53,51.94,null,1.0166666666666666,0.99583333333333335,0.97499999999999998,0.95,0.92500000000000004,0.90416666666666667,0.8833333333333333,0.92,0.92999999999999994,0.94,0.95,0.96,0.97,0.98,0.91500000000000026,0.89624999999999988,0.8774999999999995,0.88274999999999948,0.88799999999999957,0.84149999999999991,0.79500000000000015,56.120000000000005,{"$f":"Z19*E19+($A$4-80)*AG19*$A$16/1000","v":55.567499999999995},{"$f":"AA19*G19+($A$4-80)*AH19*$A$16/1000","v":54.989999999999995},54.15,53.28,52.622499999999995,51.94]

{"sheet":"ML14XC_18","index":54,"n_rows":19,"n_cols":45,"rows_kept":19,"cut":false,"hidden":true,"merged":[[2,0,2,1],[2,2,2,15],[3,2,3,3],[3,4,3,5],[3,6,3,7],[3,8,3,9],[3,10,3,11],[3,12,3,13],[3,14,3,15],[5,2,6,2],[5,3,6,3],[5,4,6,4],[5,5,6,5],[5,6,6,6],[5,7,6,7],[5,8,6,8],[4,0,6,0],[4,1,6,1],[4,2,4,3],[4,4,4,5],[4,6,4,7],[4,8,4,9],[5,9,6,9],[5,10,6,10],[5,11,6,11],[5,12,6,12],[5,13,6,13],[5,14,6,14],[5,15,6,15],[4,10,4,11],[4,12,4,13],[4,14,4,15],[7,0,10,0],[11,0,14,0],[15,0,18,0],[22,4,22,15],[23,4,23,5],[23,6,23,7],[23,8,23,9],[23,10,23,11],[23,12,23,13],[23,14,23,15],[25,12,26,12],[25,13,26,13],[25,14,26,14],[25,15,26,15],[27,0,30,0],[31,0,34,0],[24,12,24,13],[24,14,24,15],[25,4,26,4],[25,5,26,5],[25,6,26,6],[25,7,26,7],[25,8,26,8],[25,9,26,9],[25,10,26,10],[25,11,26,11],[24,0,26,0],[24,1,26,1],[24,4,24,5],[24,6,24,7],[24,8,24,9],[24,10,24,11],[35,0,38,0],[41,0,42,1],[41,4,41,15],[42,4,42,5],[42,6,42,7],[42,8,42,9],[42,10,42,11],[42,12,42,13],[42,14,42,15],[44,12,45,12],[44,13,45,13],[44,14,45,14],[44,15,45,15],[46,0,49,0],[50,0,53,0],[43,12,43,13],[43,14,43,15],[44,4,45,4],[44,5,45,5],[44,6,45,6],[44,7,45,7],[44,8,45,8],[44,9,45,9],[44,10,45,10],[44,11,45,11],[43,0,45,0],[43,1,45,1],[43,4,43,5],[43,6,43,7],[43,8,43,9],[43,10,43,11],[54,0,57,0],[60,0,61,1],[60,4,60,15],[61,4,61,5],[61,6,61,7],[61,8,61,9],[61,10,61,11],[61,12,61,13],[61,14,61,15],[63,12,64,12],[63,13,64,13],[63,14,64,14],[63,15,64,15],[65,0,68,0],[69,0,72,0],[62,12,62,13],[62,14,62,15],[63,4,64,4],[63,5,64,5],[63,6,64,6],[63,7,64,7],[63,8,64,8],[63,9,64,9],[63,10,64,10],[63,11,64,11],[62,0,64,0],[62,1,64,1],[62,4,62,5],[62,6,62,7],[62,8,62,9],[62,10,62,11],[73,0,76,0],[79,0,80,1],[79,4,79,15],[80,4,80,5],[80,6,80,7],[80,8,80,9],[80,10,80,11],[80,12,80,13],[80,14,80,15],[82,12,83,12],[82,13,83,13],[82,14,83,14],[82,15,83,15],[84,0,87,0],[88,0,91,0],[81,12,81,13],[81,14,81,15],[82,4,83,4],[82,5,83,5],[82,6,83,6],[82,7,83,7],[82,8,83,8],[82,9,83,9],[82,10,83,10],[82,11,83,11],[81,0,83,0],[81,1,83,1],[81,4,81,5],[81,6,81,7],[81,8,81,9],[81,10,81,11],[92,0,95,0],[98,0,99,1],[98,4,98,15],[99,4,99,5],[99,6,99,7],[99,8,99,9],[99,10,99,11],[99,12,99,13],[99,14,99,15],[101,12,102,12],[101,13,102,13],[101,14,102,14],[101,15,102,15],[103,0,106,0],[107,0,110,0],[100,12,100,13],[100,14,100,15],[101,4,102,4],[101,5,102,5],[101,6,102,6],[101,7,102,7],[101,8,102,8],[101,9,102,9],[101,10,102,10],[101,11,102,11],[100,0,102,0],[100,1,102,1],[100,4,100,5],[100,6,100,7],[100,8,100,9],[100,10,100,11],[111,0,114,0],[117,0,118,1],[117,4,117,15],[118,4,118,5],[118,6,118,7],[118,8,118,9],[118,10,118,11],[118,12,118,13],[118,14,118,15],[130,0,133,0],[120,12,121,12],[120,13,121,13],[120,14,121,14],[120,15,121,15],[122,0,125,0],[126,0,129,0],[119,12,119,13],[119,14,119,15],[120,4,121,4],[120,5,121,5],[120,6,121,6],[120,7,121,7],[120,8,121,8],[120,9,121,9],[120,10,121,10],[120,11,121,11],[119,0,121,0],[119,1,121,1],[119,4,119,5],[119,6,119,7],[119,8,119,9],[119,10,119,11]]}
[]
["ML14XC_18",19.600000000000001]
["Evaporator Air \n",null,"Condenser  Entering Air Temperature ˚F"]
[80,"°F DB",85,null,90,null,95,null,100,null,105,null,110,null,115]
["CFM","EWB†\n˚F","Capacity Mbtuh",null,"Capacity Mbtuh",null,"Capacity Mbtuh",null,"Capacity Mbtuh",null,"Capacity Mbtuh",null,"Capacity Mbtuh",null,"Capacity Mbtuh"]
[null,null,"Total","Sens.","Total","Sens.","Total","Sens.","Total","Sens.","Total","Sens.","Total","Sens.","Total","Sens."]
[null,null,null,null,null,null,null,null,null,null,null,null,null,null,null,null,null,"Total Factors",null,null,null,null,null,null,"Sens. %",null,null,null,null,null,null,"IDB Adj",null,null,null,null,null,null,"Sens Calc"]
[525,71,{"$f":"R8*$B$2","v":21},{"$f":"IF(AM8>C8,C8,AM8)","v":12.389999999999999},{"$f":"S8*$B$2","v":20.5},{"$f":"IF(AN8>E8,E8,AN8)","v":12.094999999999999},{"$f":"T8*$B$2","v":20.000000000000004},{"$f":"IF(AO8>G8,G8,AO8)","v":11.8},{"$f":"U8*$B$2","v":19.55},{"$f":"IF(AP8>I8,I8,AP8)","v":11.73},{"$f":"V8*$B$2","v":19.100000000000001},{"$f":"IF(AQ8>K8,K8,AQ8)","v":11.651},{"$f":"W8*$B$2","v":18.5},{"$f":"IF(AR8>M8,M8,AR8)","v":11.3775},{"$f":"X8*$B$2","v":17.899999999999999},{"$f":"IF(AS8>O8,O8,AS8)","v":11.097999999999999},null,1.0714285714285714,1.0459183673469388,1.0204081632653061,0.99744897959183665,0.97448979591836737,0.94387755102040805,0.91326530612244883,0.59,0.59,0.59,0.6,0.61,0.61499999999999999,0.62,{"$f":"IF(Y8<0.9,0.9,Y8*-3.6846+4.1276)","v":0.9},{"$f":"IF(Z8<0.9,0.9,Z8*-3.6846+4.1276)","v":0.9},0.9,0.9,0.9,0.9,0.9,{"$f":"Y8*C8+($A$4-80)*AF8*$A$8/1000","v":12.389999999999999},{"$f":"Z8*E8+($A$4-80)*AG8*$A$8/1000","v":12.094999999999999},{"$f":"AA8*G8+($A$4-80)*AH8*$A$8/1000","v":11.8},{"$f":"AB8*I8+($A$4-80)*AI8*$A$8/1000","v":11.73},{"$f":"AC8*K8+($A$4-80)*AJ8*$A$8/1000","v":11.651},{"$f":"AD8*M8+($A$4-80)*AK8*$A$8/1000","v":11.3775},{"$f":"AE8*O8+($A$4-80)*AL8*$A$8/1000","v":11.097999999999999}]
[null,67,19.899999999999999,14.327999999999998,19.45,{"$f":"IF(AN9>E9,E9,AN9)","v":14.198499999999999},19,{"$f":"IF(AO9>G9,G9,AO9)","v":14.06},18.55,{"$f":"IF(AP9>I9,I9,AP9)","v":13.912500000000001},18.100000000000001,{"$f":"IF(AQ9>K9,K9,AQ9)","v":13.756000000000002},17.55,{"$f":"IF(AR9>M9,M9,AR9)","v":13.513500000000001},17,{"$f":"IF(AS9>O9,O9,AS9)","v":13.26},null,1.0153061224489794,0.99234693877551006,0.96938775510204078,0.9464285714285714,0.92346938775510201,0.89540816326530615,0.86734693877551017,0.72,0.73,0.74,0.75,0.76,0.77,0.78,{"$f":"IF(Y9<0.9,0.9,Y9*-3.6846+4.1276)","v":0.9},0.9,0.9,0.9,0.9,0.9,0.9,{"$f":"Y9*C9+($A$4-80)*AF9*$A$8/1000","v":14.327999999999998},{"$f":"Z9*E9+($A$4-80)*AG9*$A$8/1000","v":14.198499999999999},{"$f":"AA9*G9+($A$4-80)*AH9*$A$8/1000","v":14.06},{"$f":"AB9*I9+($A$4-80)*AI9*$A$8/1000","v":13.912500000000001},{"$f":"AC9*K9+($A$4-80)*AJ9*$A$8/1000","v":13.756000000000002},{"$f":"AD9*M9+($A$4-80)*AK9*$A$8/1000","v":13.513500000000001},{"$f":"AE9*O9+($A$4-80)*AL9*$A$8/1000","v":13.26}]
[null,65,19.45,15.657249999999998,19,15.484999999999999,18.55,15.303749999999999,18.075000000000003,15.092625000000002,17.600000000000001,14.872,17.075000000000003,14.641812500000004,16.55,14.3985,null,0.99234693877551006,0.96938775510204078,0.9464285714285714,0.92219387755102045,0.89795918367346939,0.87117346938775519,0.84438775510204078,0.80499999999999994,0.81499999999999995,0.82499999999999996,0.83499999999999996,0.84499999999999997,0.85750000000000004,0.87,0.9,0.9,0.9,0.9,0.9,0.9,0.9,15.657249999999998,{"$f":"Z10*E10+($A$4-80)*AG10*$A$8/1000","v":15.484999999999999},{"$f":"AA10*G10+($A$4-80)*AH10*$A$8/1000","v":15.303749999999999},15.092625000000002,14.872,14.641812500000004,14.3985]
[null,63,19,16.91,18.55,16.695,18.100000000000001,16.471,17.600000000000001,16.192000000000004,17.100000000000001,15.903000000000002,16.600000000000001,15.687000000000003,16.100000000000001,15.456000000000001,null,0.96938775510204078,0.9464285714285714,0.92346938775510201,0.89795918367346939,0.87244897959183676,0.84693877551020413,0.8214285714285714,0.89,0.9,0.91,0.92,0.93,0.94500000000000006,0.96,0.9,0.81145999999999985,0.77461400000000014,0.73776799999999998,0.70092199999999982,0.64565299999999981,0.59038400000000024,16.91,{"$f":"Z11*E11+($A$4-80)*AG11*$A$8/1000","v":16.695},{"$f":"AA11*G11+($A$4-80)*AH11*$A$8/1000","v":16.471},{"$f":"AB11*I11+($A$4-80)*AI11*$A$8/1000","v":16.192000000000004},15.903000000000002,15.687000000000003,15.456000000000001]
[600,71,21.599999999999998,13.175999999999998,21.1,12.976500000000001,20.6,12.772,20.05,12.53125,19.5,12.285,18.95,12.033249999999999,18.399999999999999,11.776,null,1.1020408163265305,1.0765306122448979,1.0510204081632653,1.0229591836734693,0.99489795918367341,0.96683673469387743,0.93877551020408145,0.61,0.61499999999999999,0.62,0.625,0.63,0.63500000000000001,0.64,0.9,0.9,0.9,0.9,0.9,0.9,0.9,{"$f":"Y12*C12+($A$4-80)*AF12*$A$12/1000","v":13.175999999999998},{"$f":"Z12*E12+($A$4-80)*AG12*$A$12/1000","v":12.976500000000001},{"$f":"AA12*G12+($A$4-80)*AH12*$A$12/1000","v":12.772},{"$f":"AB12*I12+($A$4-80)*AI12*$A$12/1000","v":12.53125},{"$f":"AC12*K12+($A$4-80)*AJ12*$A$12/1000","v":12.285},{"$f":"AD12*M12+($A$4-80)*AK12*$A$12/1000","v":12.033249999999999},{"$f":"AE12*O12+($A$4-80)*AL12*$A$12/1000","v":11.776}]
[null,67,20.6,15.656000000000001,20.100000000000001,15.477000000000002,19.600000000000001,15.288000000000002,19.100000000000001,15.089000000000002,18.600000000000001,14.880000000000003,18.05,14.620500000000002,17.5,14.35,null,1.0510204081632653,1.0255102040816326,1,0.97448979591836737,0.94897959183673475,0.92091836734693877,0.89285714285714279,0.76,0.77,0.78,0.79,0.8,0.81,0.82,0.9,0.9,0.9,0.9,0.9,0.9,0.9,{"$f":"Y13*C13+($A$4-80)*AF13*$A$12/1000","v":15.656000000000001},{"$f":"Z13*E13+($A$4-80)*AG13*$A$12/1000","v":15.477000000000002},{"$f":"AA13*G13+($A$4-80)*AH13*$A$12/1000","v":15.288000000000002},{"$f":"AB13*I13+($A$4-80)*AI13*$A$12/1000","v":15.089000000000002},{"$f":"AC13*K13+($A$4-80)*AJ13*$A$12/1000","v":14.880000000000003},{"$f":"AD13*M13+($A$4-80)*AK13*$A$12/1000","v":14.620500000000002},{"$f":"AE13*O13+($A$4-80)*AL13*$A$12/1000","v":14.35}]
[null,65,20.05,16.942250000000001,19.575000000000003,16.736625000000004,19.100000000000001,16.5215,18.600000000000001,16.3215,18.100000000000001,16.109000000000002,17.55,15.795000000000002,17,15.469999999999999,null,1.0229591836734693,0.99872448979591844,0.97448979591836737,0.94897959183673475,0.92346938775510201,0.89540816326530615,0.86734693877551017,0.84499999999999997,0.85499999999999998,0.86499999999999999,0.87749999999999995,0.89,0.9,0.90999999999999992,0.9,0.9,0.9,0.9,0.9,0.81145999999999985,0.77461400000000058,16.942250000000001,{"$f":"Z14*E14+($A$4-80)*AG14*$A$12/1000","v":16.736625000000004},{"$f":"AA14*G14+($A$4-80)*AH14*$A$12/1000","v":16.5215},16.3215,16.109000000000002,15.795000000000002,15.469999999999999]
[null,63,19.5,18.135000000000002,19.05,17.907,18.600000000000001,17.670000000000002,18.100000000000001,17.4665,17.600000000000001,17.248000000000001,17.05,16.8795,16.5,16.5,null,0.99489795918367341,0.97193877551020402,0.94897959183673475,0.92346938775510201,0.89795918367346939,0.86989795918367341,0.84183673469387754,0.93,0.94,0.95,0.96499999999999997,0.98,0.99,1,0.70092199999999982,0.66407600000000011,0.6272300000000004,0.57196100000000039,0.51669199999999993,0.47984600000000022,0.44300000000000006,18.135000000000002,{"$f":"Z15*E15+($A$4-80)*AG15*$A$12/1000","v":17.907},{"$f":"AA15*G15+($A$4-80)*AH15*$A$12/1000","v":17.670000000000002},17.4665,17.248000000000001,16.8795,16.5]
[675,71,22,13.86,21.5,13.545,21,13.23,20.45,13.087999999999999,19.899999999999999,12.934999999999999,19.350000000000001,12.771000000000001,18.8,12.596000000000002,null,1.1224489795918366,1.096938775510204,1.0714285714285714,1.0433673469387754,1.0153061224489794,0.98724489795918369,0.95918367346938771,0.63,0.63,0.63,0.64,0.65,0.66,0.67,0.9,0.9,0.9,0.9,0.9,0.9,0.9,{"$f":"Y16*C16+($A$4-80)*AF16*$A$16/1000","v":13.86},{"$f":"Z16*E16+($A$4-80)*AG16*$A$16/1000","v":13.545},{"$f":"AA16*G16+($A$4-80)*AH16*$A$16/1000","v":13.23},{"$f":"AB16*I16+($A$4-80)*AI16*$A$16/1000","v":13.087999999999999},{"$f":"AC16*K16+($A$4-80)*AJ16*$A$16/1000","v":12.934999999999999},{"$f":"AD16*M16+($A$4-80)*AK16*$A$16/1000","v":12.771000000000001},{"$f":"AE16*O16+($A$4-80)*AL16*$A$16/1000","v":12.596000000000002}]
[null,67,21,16.59,20.5,16.400000000000002,20.000000000000004,16.200000000000003,19.5,15.990000000000002,19,15.77,18.45,15.590249999999999,17.899999999999999,15.393999999999998,null,1.0714285714285714,1.0459183673469388,1.0204081632653061,0.99489795918367341,0.96938775510204078,0.94132653061224481,0.91326530612244883,0.79,0.8,0.81,0.82000000000000006,0.83,0.84499999999999997,0.86,0.9,0.9,0.9,0.9,0.9,0.9,0.9,{"$f":"Y17*C17+($A$4-80)*AF17*$A$16/1000","v":16.59},{"$f":"Z17*E17+($A$4-80)*AG17*$A$16/1000","v":16.400000000000002},{"$f":"AA17*G17+($A$4-80)*AH17*$A$16/1000","v":16.200000000000003},{"$f":"AB17*I17+($A$4-80)*AI17*$A$16/1000","v":15.990000000000002},{"$f":"AC17*K17+($A$4-80)*AJ17*$A$16/1000","v":15.77},{"$f":"AD17*M17+($A$4-80)*AK17*$A$16/1000","v":15.590249999999999},{"$f":"AE17*O17+($A$4-80)*AL17*$A$16/1000","v":15.393999999999998}]
[null,65,20.5,18.04,20.000000000000004,17.800000000000004,19.5,17.55,19.024999999999999,17.2651875,18.55,16.97325,18.049999999999997,16.651124999999997,17.549999999999997,16.321499999999997,null,1.0459183673469388,1.0204081632653061,0.99489795918367341,0.97066326530612235,0.9464285714285714,0.92091836734693855,0.89540816326530592,0.88,0.89,0.9,0.90749999999999997,0.91500000000000004,0.92249999999999999,0.92999999999999994,0.9,0.9,0.81145999999999985,0.78382550000000029,0.75619099999999984,0.72855650000000027,0.70092200000000027,18.04,{"$f":"Z18*E18+($A$4-80)*AG18*$A$16/1000","v":17.800000000000004},{"$f":"AA18*G18+($A$4-80)*AH18*$A$16/1000","v":17.55},17.2651875,16.97325,16.651124999999997,16.321499999999997]
[null,63,20.000000000000004,19.400000000000002,19.5,19.11,19,18.809999999999999,18.55,18.457250000000002,18.100000000000001,18.100000000000001,17.649999999999999,17.649999999999999,17.2,17.2,null,1.0204081632653061,0.99489795918367341,0.96938775510204078,0.9464285714285714,0.92346938775510201,0.90051020408163251,0.87755102040816313,0.97,0.98,0.99,0.995,1,1,1,0.55353800000000009,0.51669199999999993,0.47984600000000022,0.46142299999999992,0.44300000000000006,0.44300000000000006,0.44300000000000006,19.400000000000002,{"$f":"Z19*E19+($A$4-80)*AG19*$A$16/1000","v":19.11},{"$f":"AA19*G19+($A$4-80)*AH19*$A$16/1000","v":18.809999999999999},18.457250000000002,18.100000000000001,17.649999999999999,17.2]

{"sheet":"ML14XC_24","index":55,"n_rows":19,"n_cols":45,"rows_kept":19,"cut":false,"hidden":true,"merged":[[2,0,2,1],[2,2,2,15],[3,2,3,3],[3,4,3,5],[3,6,3,7],[3,8,3,9],[3,10,3,11],[3,12,3,13],[3,14,3,15],[5,2,6,2],[5,3,6,3],[5,4,6,4],[5,5,6,5],[5,6,6,6],[5,7,6,7],[5,8,6,8],[4,0,6,0],[4,1,6,1],[4,2,4,3],[4,4,4,5],[4,6,4,7],[4,8,4,9],[5,9,6,9],[5,10,6,10],[5,11,6,11],[5,12,6,12],[5,13,6,13],[5,14,6,14],[5,15,6,15],[4,10,4,11],[4,12,4,13],[4,14,4,15],[7,0,10,0],[11,0,14,0],[15,0,18,0],[22,4,22,15],[23,4,23,5],[23,6,23,7],[23,8,23,9],[23,10,23,11],[23,12,23,13],[23,14,23,15],[25,12,26,12],[25,13,26,13],[25,14,26,14],[25,15,26,15],[27,0,30,0],[31,0,34,0],[24,12,24,13],[24,14,24,15],[25,4,26,4],[25,5,26,5],[25,6,26,6],[25,7,26,7],[25,8,26,8],[25,9,26,9],[25,10,26,10],[25,11,26,11],[24,0,26,0],[24,1,26,1],[24,4,24,5],[24,6,24,7],[24,8,24,9],[24,10,24,11],[35,0,38,0],[41,0,42,1],[41,4,41,15],[42,4,42,5],[42,6,42,7],[42,8,42,9],[42,10,42,11],[42,12,42,13],[42,14,42,15],[44,12,45,12],[44,13,45,13],[44,14,45,14],[44,15,45,15],[46,0,49,0],[50,0,53,0],[43,12,43,13],[43,14,43,15],[44,4,45,4],[44,5,45,5],[44,6,45,6],[44,7,45,7],[44,8,45,8],[44,9,45,9],[44,10,45,10],[44,11,45,11],[43,0,45,0],[43,1,45,1],[43,4,43,5],[43,6,43,7],[43,8,43,9],[43,10,43,11],[54,0,57,0],[60,0,61,1],[60,4,60,15],[61,4,61,5],[61,6,61,7],[61,8,61,9],[61,10,61,11],[61,12,61,13],[61,14,61,15],[63,12,64,12],[63,13,64,13],[63,14,64,14],[63,15,64,15],[65,0,68,0],[69,0,72,0],[62,12,62,13],[62,14,62,15],[63,4,64,4],[63,5,64,5],[63,6,64,6],[63,7,64,7],[63,8,64,8],[63,9,64,9],[63,10,64,10],[63,11,64,11],[62,0,64,0],[62,1,64,1],[62,4,62,5],[62,6,62,7],[62,8,62,9],[62,10,62,11],[73,0,76,0],[79,0,80,1],[79,4,79,15],[80,4,80,5],[80,6,80,7],[80,8,80,9],[80,10,80,11],[80,12,80,13],[80,14,80,15],[82,12,83,12],[82,13,83,13],[82,14,83,14],[82,15,83,15],[84,0,87,0],[88,0,91,0],[81,12,81,13],[81,14,81,15],[82,4,83,4],[82,5,83,5],[82,6,83,6],[82,7,83,7],[82,8,83,8],[82,9,83,9],[82,10,83,10],[82,11,83,11],[81,0,83,0],[81,1,83,1],[81,4,81,5],[81,6,81,7],[81,8,81,9],[81,10,81,11],[92,0,95,0],[98,0,99,1],[98,4,98,15],[99,4,99,5],[99,6,99,7],[99,8,99,9],[99,10,99,11],[99,12,99,13],[99,14,99,15],[101,12,102,12],[101,13,102,13],[101,14,102,14],[101,15,102,15],[103,0,106,0],[107,0,110,0],[100,12,100,13],[100,14,100,15],[101,4,102,4],[101,5,102,5],[101,6,102,6],[101,7,102,7],[101,8,102,8],[101,9,102,9],[101,10,102,10],[101,11,102,11],[100,0,102,0],[100,1,102,1],[100,4,100,5],[100,6,100,7],[100,8,100,9],[100,10,100,11],[111,0,114,0],[117,0,118,1],[117,4,117,15],[118,4,118,5],[118,6,118,7],[118,8,118,9],[118,10,118,11],[118,12,118,13],[118,14,118,15],[130,0,133,0],[120,12,121,12],[120,13,121,13],[120,14,121,14],[120,15,121,15],[122,0,125,0],[126,0,129,0],[119,12,119,13],[119,14,119,15],[120,4,121,4],[120,5,121,5],[120,6,121,6],[120,7,121,7],[120,8,121,8],[120,9,121,9],[120,10,121,10],[120,11,121,11],[119,0,121,0],[119,1,121,1],[119,4,119,5],[119,6,119,7],[119,8,119,9],[119,10,119,11]]}
[]
["ML14XC_24",25.2]
["Evaporator Air \n",null,"Condenser  Entering Air Temperature ˚F"]
[80,"°F DB",85,null,90,null,95,null,100,null,105,null,110,null,115]
["CFM","EWB†\n˚F","Capacity Mbtuh",null,"Capacity Mbtuh",null,"Capacity Mbtuh",null,"Capacity Mbtuh",null,"Capacity Mbtuh",null,"Capacity Mbtuh",null,"Capacity Mbtuh"]
[null,null,"Total","Sens.","Total","Sens.","Total","Sens.","Total","Sens.","Total","Sens.","Total","Sens.","Total","Sens."]
[null,null,null,null,null,null,null,null,null,null,null,null,null,null,null,null,null,"Total Factors",null,null,null,null,null,null,"Sens. %",null,null,null,null,null,null,"IDB Adj",null,null,null,null,null,null,"Sens Calc"]
[700,71,{"$f":"R8*$B$2","v":27.2},{"$f":"IF(AM8>C8,C8,AM8)","v":16.047999999999998},{"$f":"S8*$B$2","v":26.5},{"$f":"IF(AN8>E8,E8,AN8)","v":15.7675},{"$f":"T8*$B$2","v":25.800000000000004},{"$f":"IF(AO8>G8,G8,AO8)","v":15.480000000000002},{"$f":"U8*$B$2","v":25.200000000000006},{"$f":"IF(AP8>I8,I8,AP8)","v":15.372000000000003},{"$f":"V8*$B$2","v":24.6},{"$f":"IF(AQ8>K8,K8,AQ8)","v":15.252000000000001},{"$f":"W8*$B$2","v":23.8},{"$f":"IF(AR8>M8,M8,AR8)","v":14.875},{"$f":"X8*$B$2","v":23},{"$f":"IF(AS8>O8,O8,AS8)","v":14.49},null,1.0793650793650793,1.0515873015873016,1.0238095238095239,1.0000000000000002,0.97619047619047628,0.94444444444444453,0.91269841269841268,0.59,0.59499999999999997,0.6,0.61,0.62,0.625,0.63,{"$f":"IF(Y8<0.9,0.9,Y8*-3.6846+4.1276)","v":0.9},{"$f":"IF(Z8<0.9,0.9,Z8*-3.6846+4.1276)","v":0.9},0.9,0.9,0.9,0.9,0.9,{"$f":"Y8*C8+($A$4-80)*AF8*$A$8/1000","v":16.047999999999998},{"$f":"Z8*E8+($A$4-80)*AG8*$A$8/1000","v":15.7675},{"$f":"AA8*G8+($A$4-80)*AH8*$A$8/1000","v":15.480000000000002},{"$f":"AB8*I8+($A$4-80)*AI8*$A$8/1000","v":15.372000000000003},{"$f":"AC8*K8+($A$4-80)*AJ8*$A$8/1000","v":15.252000000000001},{"$f":"AD8*M8+($A$4-80)*AK8*$A$8/1000","v":14.875},{"$f":"AE8*O8+($A$4-80)*AL8*$A$8/1000","v":14.49}]
[null,67,25.800000000000004,19.092000000000002,25.200000000000006,{"$f":"IF(AN9>E9,E9,AN9)","v":18.774000000000004},24.6,{"$f":"IF(AO9>G9,G9,AO9)","v":18.450000000000003},23.9,{"$f":"IF(AP9>I9,I9,AP9)","v":18.163999999999998},23.2,{"$f":"IF(AQ9>K9,K9,AQ9)","v":17.864000000000001},22.6,{"$f":"IF(AR9>M9,M9,AR9)","v":17.741000000000003},22,{"$f":"IF(AS9>O9,O9,AS9)","v":17.600000000000001},null,1.0238095238095239,1.0000000000000002,0.97619047619047628,0.94841269841269837,0.92063492063492058,0.89682539682539686,0.87301587301587302,0.74,0.745,0.75,0.76,0.77,0.78500000000000003,0.8,{"$f":"IF(Y9<0.9,0.9,Y9*-3.6846+4.1276)","v":0.9},0.9,0.9,0.9,0.9,0.9,0.9,{"$f":"Y9*C9+($A$4-80)*AF9*$A$8/1000","v":19.092000000000002},{"$f":"Z9*E9+($A$4-80)*AG9*$A$8/1000","v":18.774000000000004},{"$f":"AA9*G9+($A$4-80)*AH9*$A$8/1000","v":18.450000000000003},{"$f":"AB9*I9+($A$4-80)*AI9*$A$8/1000","v":18.163999999999998},{"$f":"AC9*K9+($A$4-80)*AJ9*$A$8/1000","v":17.864000000000001},{"$f":"AD9*M9+($A$4-80)*AK9*$A$8/1000","v":17.741000000000003},{"$f":"AE9*O9+($A$4-80)*AL9*$A$8/1000","v":17.600000000000001}]
[null,65,25.1,20.582000000000004,24.55,20.315125000000002,24,20.04,23.299999999999997,19.746749999999999,22.6,19.436,22,19.25,21.4,19.045999999999999,null,0.99603174603174616,0.9742063492063493,0.95238095238095244,0.92460317460317454,0.89682539682539686,0.87301587301587302,0.84920634920634919,0.82000000000000006,0.82750000000000001,0.83499999999999996,0.84750000000000003,0.86,0.875,0.89,0.9,0.9,0.9,0.9,0.9,0.9,0.9,20.582000000000004,{"$f":"Z10*E10+($A$4-80)*AG10*$A$8/1000","v":20.315125000000002},{"$f":"AA10*G10+($A$4-80)*AH10*$A$8/1000","v":20.04},19.746749999999999,19.436,19.25,19.045999999999999]
[null,63,24.4,21.96,23.9,21.748999999999999,23.4,21.527999999999999,22.7,21.224499999999999,22,20.9,21.4,20.650999999999996,20.8,20.384,null,0.96825396825396826,0.94841269841269837,0.92857142857142849,0.90079365079365081,0.87301587301587302,0.84920634920634919,0.82539682539682546,0.9,0.91,0.92,0.93500000000000005,0.95,0.96499999999999997,0.98,0.81145999999999985,0.77461400000000014,0.73776799999999998,0.68249899999999997,0.6272300000000004,0.57196100000000039,0.51669199999999993,21.96,{"$f":"Z11*E11+($A$4-80)*AG11*$A$8/1000","v":21.748999999999999},{"$f":"AA11*G11+($A$4-80)*AH11*$A$8/1000","v":21.527999999999999},{"$f":"AB11*I11+($A$4-80)*AI11*$A$8/1000","v":21.224499999999999},20.9,20.650999999999996,20.384]
[800,71,27.8,16.957999999999998,27.200000000000003,16.864000000000001,26.6,16.758000000000003,25.800000000000004,16.383000000000003,25,16,24.3,15.795000000000002,23.6,15.576000000000002,null,1.1031746031746033,1.0793650793650795,1.0555555555555556,1.0238095238095239,0.99206349206349209,0.9642857142857143,0.93650793650793662,0.61,0.62,0.63,0.63500000000000001,0.64,0.65,0.66,0.9,0.9,0.9,0.9,0.9,0.9,0.9,{"$f":"Y12*C12+($A$4-80)*AF12*$A$12/1000","v":16.957999999999998},{"$f":"Z12*E12+($A$4-80)*AG12*$A$12/1000","v":16.864000000000001},{"$f":"AA12*G12+($A$4-80)*AH12*$A$12/1000","v":16.758000000000003},{"$f":"AB12*I12+($A$4-80)*AI12*$A$12/1000","v":16.383000000000003},{"$f":"AC12*K12+($A$4-80)*AJ12*$A$12/1000","v":16},{"$f":"AD12*M12+($A$4-80)*AK12*$A$12/1000","v":15.795000000000002},{"$f":"AE12*O12+($A$4-80)*AL12*$A$12/1000","v":15.576000000000002}]
[null,67,26.400000000000002,20.328000000000003,25.799999999999997,20.123999999999999,25.2,19.908000000000001,24.5,19.600000000000001,23.8,19.278000000000002,23.1,19.057500000000001,22.4,18.815999999999999,null,1.0476190476190477,1.0238095238095237,1,0.97222222222222221,0.94444444444444453,0.91666666666666674,0.88888888888888884,0.77,0.78,0.79,0.8,0.81,0.82499999999999996,0.84,0.9,0.9,0.9,0.9,0.9,0.9,0.9,{"$f":"Y13*C13+($A$4-80)*AF13*$A$12/1000","v":20.328000000000003},{"$f":"Z13*E13+($A$4-80)*AG13*$A$12/1000","v":20.123999999999999},{"$f":"AA13*G13+($A$4-80)*AH13*$A$12/1000","v":19.908000000000001},{"$f":"AB13*I13+($A$4-80)*AI13*$A$12/1000","v":19.600000000000001},{"$f":"AC13*K13+($A$4-80)*AJ13*$A$12/1000","v":19.278000000000002},{"$f":"AD13*M13+($A$4-80)*AK13*$A$12/1000","v":19.057500000000001},{"$f":"AE13*O13+($A$4-80)*AL13*$A$12/1000","v":18.815999999999999}]
[null,65,25.699999999999996,21.973499999999994,25.15,21.817624999999996,24.6,21.648,23.9,21.271000000000001,23.200000000000003,20.880000000000003,22.55,20.520499999999998,21.9,20.147999999999996,null,1.0198412698412698,0.99801587301587302,0.97619047619047628,0.94841269841269837,0.92063492063492081,0.89484126984126988,0.86904761904761907,0.85499999999999998,0.86749999999999994,0.88,0.89,0.9,0.90999999999999992,0.91999999999999993,0.9,0.9,0.9,0.9,0.81145999999999985,0.77461400000000058,0.73776800000000042,21.973499999999994,{"$f":"Z14*E14+($A$4-80)*AG14*$A$12/1000","v":21.817624999999996},{"$f":"AA14*G14+($A$4-80)*AH14*$A$12/1000","v":21.648},21.271000000000001,20.880000000000003,20.520499999999998,20.147999999999996]
[null,63,25,23.5,24.5,23.397499999999997,24,23.28,23.3,22.834,22.6,22.374000000000002,22,21.89,21.4,21.4,null,0.99206349206349209,0.97222222222222221,0.95238095238095244,0.92460317460317465,0.89682539682539686,0.87301587301587302,0.84920634920634919,0.94,0.95499999999999996,0.97,0.98,0.99,0.995,1,0.66407600000000011,0.6088070000000001,0.55353800000000009,0.51669199999999993,0.47984600000000022,0.46142299999999992,0.44300000000000006,23.5,{"$f":"Z15*E15+($A$4-80)*AG15*$A$12/1000","v":23.397499999999997},{"$f":"AA15*G15+($A$4-80)*AH15*$A$12/1000","v":23.28},22.834,22.374000000000002,21.89,21.4]
[900,71,28.4,18.175999999999998,27.700000000000003,17.866500000000002,27,17.55,26.3,17.226500000000001,25.600000000000005,16.896000000000004,24.8,16.740000000000002,24,16.559999999999999,null,1.126984126984127,1.0992063492063493,1.0714285714285714,1.0436507936507937,1.015873015873016,0.98412698412698418,0.95238095238095244,0.64,0.64500000000000002,0.65,0.65500000000000003,0.66,0.67500000000000004,0.69,0.9,0.9,0.9,0.9,0.9,0.9,0.9,{"$f":"Y16*C16+($A$4-80)*AF16*$A$16/1000","v":18.175999999999998},{"$f":"Z16*E16+($A$4-80)*AG16*$A$16/1000","v":17.866500000000002},{"$f":"AA16*G16+($A$4-80)*AH16*$A$16/1000","v":17.55},{"$f":"AB16*I16+($A$4-80)*AI16*$A$16/1000","v":17.226500000000001},{"$f":"AC16*K16+($A$4-80)*AJ16*$A$16/1000","v":16.896000000000004},{"$f":"AD16*M16+($A$4-80)*AK16*$A$16/1000","v":16.740000000000002},{"$f":"AE16*O16+($A$4-80)*AL16*$A$16/1000","v":16.559999999999999}]
[null,67,27,21.6,26.3,21.303000000000001,25.600000000000005,20.992000000000004,25,20.875,24.4,20.74,23.6,20.295999999999999,22.8,19.836000000000002,null,1.0714285714285714,1.0436507936507937,1.015873015873016,0.99206349206349209,0.96825396825396826,0.93650793650793662,0.90476190476190477,0.8,0.81,0.82,0.83499999999999996,0.85,0.86,0.87,0.9,0.9,0.9,0.9,0.9,0.9,0.9,{"$f":"Y17*C17+($A$4-80)*AF17*$A$16/1000","v":21.6},{"$f":"Z17*E17+($A$4-80)*AG17*$A$16/1000","v":21.303000000000001},{"$f":"AA17*G17+($A$4-80)*AH17*$A$16/1000","v":20.992000000000004},{"$f":"AB17*I17+($A$4-80)*AI17*$A$16/1000","v":20.875},{"$f":"AC17*K17+($A$4-80)*AJ17*$A$16/1000","v":20.74},{"$f":"AD17*M17+($A$4-80)*AK17*$A$16/1000","v":20.295999999999999},{"$f":"AE17*O17+($A$4-80)*AL17*$A$16/1000","v":19.836000000000002}]
[null,65,26.3,23.407,25.65,23.085000000000001,25,22.749999999999996,24.4,22.386999999999997,23.799999999999997,22.014999999999997,23.1,21.483000000000001,22.4,20.943999999999999,null,1.0436507936507937,1.0178571428571428,0.99206349206349209,0.96825396825396826,0.94444444444444431,0.91666666666666674,0.88888888888888884,0.89,0.9,0.90999999999999992,0.91749999999999998,0.92500000000000004,0.92999999999999994,0.93500000000000005,0.9,0.81145999999999985,0.77461400000000058,0.74697950000000013,0.71934500000000012,0.70092200000000027,0.68249899999999997,23.407,{"$f":"Z18*E18+($A$4-80)*AG18*$A$16/1000","v":23.085000000000001},{"$f":"AA18*G18+($A$4-80)*AH18*$A$16/1000","v":22.749999999999996},22.386999999999997,22.014999999999997,21.483000000000001,20.943999999999999]
[null,63,25.600000000000005,25.088000000000005,25,24.75,24.4,24.4,23.799999999999997,23.799999999999997,23.2,23.2,22.6,22.6,22,22,null,1.015873015873016,0.99206349206349209,0.96825396825396826,0.94444444444444431,0.92063492063492058,0.89682539682539686,0.87301587301587302,0.98,0.99,1,1,1,1,1,0.51669199999999993,0.47984600000000022,0.44300000000000006,0.44300000000000006,0.44300000000000006,0.44300000000000006,0.44300000000000006,25.088000000000005,{"$f":"Z19*E19+($A$4-80)*AG19*$A$16/1000","v":24.75},{"$f":"AA19*G19+($A$4-80)*AH19*$A$16/1000","v":24.4},23.799999999999997,23.2,22.6,22]

{"sheet":"ML14XC_30","index":56,"n_rows":19,"n_cols":45,"rows_kept":19,"cut":false,"hidden":true,"merged":[[2,0,2,1],[2,2,2,15],[3,2,3,3],[3,4,3,5],[3,6,3,7],[3,8,3,9],[3,10,3,11],[3,12,3,13],[3,14,3,15],[5,2,6,2],[5,3,6,3],[5,4,6,4],[5,5,6,5],[5,6,6,6],[5,7,6,7],[5,8,6,8],[4,0,6,0],[4,1,6,1],[4,2,4,3],[4,4,4,5],[4,6,4,7],[4,8,4,9],[5,9,6,9],[5,10,6,10],[5,11,6,11],[5,12,6,12],[5,13,6,13],[5,14,6,14],[5,15,6,15],[4,10,4,11],[4,12,4,13],[4,14,4,15],[7,0,10,0],[11,0,14,0],[15,0,18,0],[22,4,22,15],[23,4,23,5],[23,6,23,7],[23,8,23,9],[23,10,23,11],[23,12,23,13],[23,14,23,15],[25,12,26,12],[25,13,26,13],[25,14,26,14],[25,15,26,15],[27,0,30,0],[31,0,34,0],[24,12,24,13],[24,14,24,15],[25,4,26,4],[25,5,26,5],[25,6,26,6],[25,7,26,7],[25,8,26,8],[25,9,26,9],[25,10,26,10],[25,11,26,11],[24,0,26,0],[24,1,26,1],[24,4,24,5],[24,6,24,7],[24,8,24,9],[24,10,24,11],[35,0,38,0],[41,0,42,1],[41,4,41,15],[42,4,42,5],[42,6,42,7],[42,8,42,9],[42,10,42,11],[42,12,42,13],[42,14,42,15],[44,12,45,12],[44,13,45,13],[44,14,45,14],[44,15,45,15],[46,0,49,0],[50,0,53,0],[43,12,43,13],[43,14,43,15],[44,4,45,4],[44,5,45,5],[44,6,45,6],[44,7,45,7],[44,8,45,8],[44,9,45,9],[44,10,45,10],[44,11,45,11],[43,0,45,0],[43,1,45,1],[43,4,43,5],[43,6,43,7],[43,8,43,9],[43,10,43,11],[54,0,57,0],[60,0,61,1],[60,4,60,15],[61,4,61,5],[61,6,61,7],[61,8,61,9],[61,10,61,11],[61,12,61,13],[61,14,61,15],[63,12,64,12],[63,13,64,13],[63,14,64,14],[63,15,64,15],[65,0,68,0],[69,0,72,0],[62,12,62,13],[62,14,62,15],[63,4,64,4],[63,5,64,5],[63,6,64,6],[63,7,64,7],[63,8,64,8],[63,9,64,9],[63,10,64,10],[63,11,64,11],[62,0,64,0],[62,1,64,1],[62,4,62,5],[62,6,62,7],[62,8,62,9],[62,10,62,11],[73,0,76,0],[79,0,80,1],[79,4,79,15],[80,4,80,5],[80,6,80,7],[80,8,80,9],[80,10,80,11],[80,12,80,13],[80,14,80,15],[82,12,83,12],[82,13,83,13],[82,14,83,14],[82,15,83,15],[84,0,87,0],[88,0,91,0],[81,12,81,13],[81,14,81,15],[82,4,83,4],[82,5,83,5],[82,6,83,6],[82,7,83,7],[82,8,83,8],[82,9,83,9],[82,10,83,10],[82,11,83,11],[81,0,83,0],[81,1,83,1],[81,4,81,5],[81,6,81,7],[81,8,81,9],[81,10,81,11],[92,0,95,0],[98,0,99,1],[98,4,98,15],[99,4,99,5],[99,6,99,7],[99,8,99,9],[99,10,99,11],[99,12,99,13],[99,14,99,15],[101,12,102,12],[101,13,102,13],[101,14,102,14],[101,15,102,15],[103,0,106,0],[107,0,110,0],[100,12,100,13],[100,14,100,15],[101,4,102,4],[101,5,102,5],[101,6,102,6],[101,7,102,7],[101,8,102,8],[101,9,102,9],[101,10,102,10],[101,11,102,11],[100,0,102,0],[100,1,102,1],[100,4,100,5],[100,6,100,7],[100,8,100,9],[100,10,100,11],[111,0,114,0],[117,0,118,1],[117,4,117,15],[118,4,118,5],[118,6,118,7],[118,8,118,9],[118,10,118,11],[118,12,118,13],[118,14,118,15],[130,0,133,0],[120,12,121,12],[120,13,121,13],[120,14,121,14],[120,15,121,15],[122,0,125,0],[126,0,129,0],[119,12,119,13],[119,14,119,15],[120,4,121,4],[120,5,121,5],[120,6,121,6],[120,7,121,7],[120,8,121,8],[120,9,121,9],[120,10,121,10],[120,11,121,11],[119,0,121,0],[119,1,121,1],[119,4,119,5],[119,6,119,7],[119,8,119,9],[119,10,119,11]]}
[]
["ML14XC_30"]
["Evaporator Air \n",null,"Condenser  Entering Air Temperature ˚F"]
[80,"°F DB",85,null,90,null,95,null,100,null,105,null,110,null,115]
["CFM","EWB†\n˚F","Capacity Mbtuh",null,"Capacity Mbtuh",null,"Capacity Mbtuh",null,"Capacity Mbtuh",null,"Capacity Mbtuh",null,"Capacity Mbtuh",null,"Capacity Mbtuh"]
[null,null,"Total","Sens.","Total","Sens.","Total","Sens.","Total","Sens.","Total","Sens.","Total","Sens.","Total","Sens."]
[null,null,null,null,null,null,null,null,null,null,null,null,null,null,null,null,null,"Total Factors",null,null,null,null,null,null,"Sens. %",null,null,null,null,null,null,"IDB Adj",null,null,null,null,null,null,"Sens Calc"]
[875,71,{"$f":"R8*$B$2","v":0},{"$f":"IF(AM8>C8,C8,AM8)","v":0},{"$f":"S8*$B$2","v":0},{"$f":"IF(AN8>E8,E8,AN8)","v":0},{"$f":"T8*$B$2","v":0},{"$f":"IF(AO8>G8,G8,AO8)","v":0},{"$f":"U8*$B$2","v":0},{"$f":"IF(AP8>I8,I8,AP8)","v":0},{"$f":"V8*$B$2","v":0},{"$f":"IF(AQ8>K8,K8,AQ8)","v":0},{"$f":"W8*$B$2","v":0},{"$f":"IF(AR8>M8,M8,AR8)","v":0},{"$f":"X8*$B$2","v":0},{"$f":"IF(AS8>O8,O8,AS8)","v":0},null,1.080536912751678,1.0536912751677854,1.0268456375838926,1,0.97315436241610731,0.94630872483221473,0.91946308724832204,0.6,0.60499999999999998,0.61,0.61499999999999999,0.62,0.63,0.64,{"$f":"IF(Y8<0.9,0.9,Y8*-3.6846+4.1276)","v":0.9},{"$f":"IF(Z8<0.9,0.9,Z8*-3.6846+4.1276)","v":0.9},0.9,0.9,0.9,0.9,0.9,{"$f":"Y8*C8+($A$4-80)*AF8*$A$8/1000","v":0},{"$f":"Z8*E8+($A$4-80)*AG8*$A$8/1000","v":0},{"$f":"AA8*G8+($A$4-80)*AH8*$A$8/1000","v":0},{"$f":"AB8*I8+($A$4-80)*AI8*$A$8/1000","v":0},{"$f":"AC8*K8+($A$4-80)*AJ8*$A$8/1000","v":0},{"$f":"AD8*M8+($A$4-80)*AK8*$A$8/1000","v":0},{"$f":"AE8*O8+($A$4-80)*AL8*$A$8/1000","v":0}]
[null,67,0,0,0,{"$f":"IF(AN9>E9,E9,AN9)","v":0},0,{"$f":"IF(AO9>G9,G9,AO9)","v":0},0,{"$f":"IF(AP9>I9,I9,AP9)","v":0},0,{"$f":"IF(AQ9>K9,K9,AQ9)","v":0},0,{"$f":"IF(AR9>M9,M9,AR9)","v":0},0,{"$f":"IF(AS9>O9,O9,AS9)","v":0},null,1.0201342281879193,0.99664429530201337,0.97315436241610731,0.94966442953020136,0.9261744966442953,0.89932885906040272,0.87248322147651003,0.75,0.755,0.76,0.77500000000000002,0.79,0.8,0.81,{"$f":"IF(Y9<0.9,0.9,Y9*-3.6846+4.1276)","v":0.9},0.9,0.9,0.9,0.9,0.9,0.9,{"$f":"Y9*C9+($A$4-80)*AF9*$A$8/1000","v":0},{"$f":"Z9*E9+($A$4-80)*AG9*$A$8/1000","v":0},{"$f":"AA9*G9+($A$4-80)*AH9*$A$8/1000","v":0},{"$f":"AB9*I9+($A$4-80)*AI9*$A$8/1000","v":0},{"$f":"AC9*K9+($A$4-80)*AJ9*$A$8/1000","v":0},{"$f":"AD9*M9+($A$4-80)*AK9*$A$8/1000","v":0},{"$f":"AE9*O9+($A$4-80)*AL9*$A$8/1000","v":0}]
[null,65,0,0,0,0,0,0,0,0,0,0,0,0,0,0,null,0.99328859060402686,0.96979865771812068,0.94630872483221473,0.92281879194630867,0.89932885906040272,0.87416107382550334,0.84899328859060408,0.83000000000000007,0.84000000000000008,0.85,0.86250000000000004,0.875,0.88749999999999996,0.9,0.9,0.9,0.9,0.9,0.9,0.9,0.81145999999999985,0,{"$f":"Z10*E10+($A$4-80)*AG10*$A$8/1000","v":0},{"$f":"AA10*G10+($A$4-80)*AH10*$A$8/1000","v":0},0,0,0,0]
[null,63,0,0,0,0,0,0,0,0,0,0,0,0,0,0,null,0.96644295302013428,0.94295302013422821,0.91946308724832204,0.89597315436241609,0.87248322147651003,0.84899328859060408,0.82550335570469802,0.91,0.92500000000000004,0.94,0.95,0.96,0.97499999999999998,0.99,0.77461400000000014,0.71934500000000012,0.66407600000000011,0.6272300000000004,0.59038400000000024,0.53511500000000023,0.47984600000000022,0,{"$f":"Z11*E11+($A$4-80)*AG11*$A$8/1000","v":0},{"$f":"AA11*G11+($A$4-80)*AH11*$A$8/1000","v":0},{"$f":"AB11*I11+($A$4-80)*AI11*$A$8/1000","v":0},0,0,0]
[1000,71,0,0,0,0,0,0,0,0,0,0,0,0,0,0,null,1.1073825503355705,1.080536912751678,1.0536912751677852,1.0268456375838926,1,0.96979865771812068,0.93959731543624159,0.62,0.63,0.64,0.64500000000000002,0.65,0.66,0.67,0.9,0.9,0.9,0.9,0.9,0.9,0.9,{"$f":"Y12*C12+($A$4-80)*AF12*$A$12/1000","v":0},{"$f":"Z12*E12+($A$4-80)*AG12*$A$12/1000","v":0},{"$f":"AA12*G12+($A$4-80)*AH12*$A$12/1000","v":0},{"$f":"AB12*I12+($A$4-80)*AI12*$A$12/1000","v":0},{"$f":"AC12*K12+($A$4-80)*AJ12*$A$12/1000","v":0},{"$f":"AD12*M12+($A$4-80)*AK12*$A$12/1000","v":0},{"$f":"AE12*O12+($A$4-80)*AL12*$A$12/1000","v":0}]
[null,67,0,0,0,0,0,0,0,0,0,0,0,0,0,0,null,1.0469798657718121,1.023489932885906,1,0.97315436241610731,0.94630872483221473,0.91610738255033541,0.88590604026845632,0.78,0.79,0.8,0.81,0.82,0.83499999999999996,0.85,0.9,0.9,0.9,0.9,0.9,0.9,0.9,{"$f":"Y13*C13+($A$4-80)*AF13*$A$12/1000","v":0},{"$f":"Z13*E13+($A$4-80)*AG13*$A$12/1000","v":0},{"$f":"AA13*G13+($A$4-80)*AH13*$A$12/1000","v":0},{"$f":"AB13*I13+($A$4-80)*AI13*$A$12/1000","v":0},{"$f":"AC13*K13+($A$4-80)*AJ13*$A$12/1000","v":0},{"$f":"AD13*M13+($A$4-80)*AK13*$A$12/1000","v":0},{"$f":"AE13*O13+($A$4-80)*AL13*$A$12/1000","v":0}]
[null,65,0,0,0,0,0,0,0,0,0,0,0,0,0,0,null,1.0201342281879193,0.99664429530201337,0.97315436241610731,0.94798657718120805,0.92281879194630867,0.89597315436241609,0.8691275167785234,0.87,0.88,0.89,0.9,0.90999999999999992,0.91749999999999998,0.92500000000000004,0.9,0.9,0.9,0.81145999999999985,0.77461400000000058,0.74697950000000013,0.71934500000000012,0,{"$f":"Z14*E14+($A$4-80)*AG14*$A$12/1000","v":0},{"$f":"AA14*G14+($A$4-80)*AH14*$A$12/1000","v":0},0,0,0,0]
[null,63,0,0,0,0,0,0,0,0,0,0,0,0,0,0,null,0.99328859060402686,0.96979865771812068,0.94630872483221473,0.92281879194630867,0.89932885906040272,0.87583892617449666,0.85234899328859048,0.96,0.97,0.98,0.99,1,1,1,0.59038400000000024,0.55353800000000009,0.51669199999999993,0.47984600000000022,0.44300000000000006,0.44300000000000006,0.44300000000000006,0,{"$f":"Z15*E15+($A$4-80)*AG15*$A$12/1000","v":0},{"$f":"AA15*G15+($A$4-80)*AH15*$A$12/1000","v":0},0,0,0,0]
[1125,71,0,0,0,0,0,0,0,0,0,0,0,0,0,0,null,1.1275167785234899,1.1006711409395973,1.0738255033557047,1.0469798657718121,1.0201342281879193,0.9865771812080536,0.95302013422818788,0.64,0.65,0.66,0.66500000000000004,0.67,0.67999999999999994,0.69,0.9,0.9,0.9,0.9,0.9,0.9,0.9,{"$f":"Y16*C16+($A$4-80)*AF16*$A$16/1000","v":0},{"$f":"Z16*E16+($A$4-80)*AG16*$A$16/1000","v":0},{"$f":"AA16*G16+($A$4-80)*AH16*$A$16/1000","v":0},{"$f":"AB16*I16+($A$4-80)*AI16*$A$16/1000","v":0},{"$f":"AC16*K16+($A$4-80)*AJ16*$A$16/1000","v":0},{"$f":"AD16*M16+($A$4-80)*AK16*$A$16/1000","v":0},{"$f":"AE16*O16+($A$4-80)*AL16*$A$16/1000","v":0}]
[null,67,0,0,0,0,0,0,0,0,0,0,0,0,0,0,null,1.0671140939597314,1.0436241610738255,1.0201342281879193,0.98993288590604023,0.95973154362416113,0.93288590604026844,0.90604026845637586,0.81,0.82000000000000006,0.83,0.84,0.85,0.87,0.89,0.9,0.9,0.9,0.9,0.9,0.9,0.9,{"$f":"Y17*C17+($A$4-80)*AF17*$A$16/1000","v":0},{"$f":"Z17*E17+($A$4-80)*AG17*$A$16/1000","v":0},{"$f":"AA17*G17+($A$4-80)*AH17*$A$16/1000","v":0},{"$f":"AB17*I17+($A$4-80)*AI17*$A$16/1000","v":0},{"$f":"AC17*K17+($A$4-80)*AJ17*$A$16/1000","v":0},{"$f":"AD17*M17+($A$4-80)*AK17*$A$16/1000","v":0},{"$f":"AE17*O17+($A$4-80)*AL17*$A$16/1000","v":0}]
[null,65,0,0,0,0,0,0,0,0,0,0,0,0,0,0,null,1.0402684563758389,1.0184563758389262,0.99664429530201337,0.96979865771812068,0.94295302013422821,0.91778523489932884,0.89261744966442957,0.9,0.90749999999999997,0.91500000000000004,0.91999999999999993,0.92500000000000004,0.93500000000000005,0.94500000000000006,0.81145999999999985,0.78382550000000029,0.75619099999999984,0.73776800000000042,0.71934500000000012,0.68249899999999997,0.64565299999999981,0,{"$f":"Z18*E18+($A$4-80)*AG18*$A$16/1000","v":0},{"$f":"AA18*G18+($A$4-80)*AH18*$A$16/1000","v":0},0,0,0,0]
[null,63,0,0,0,0,0,0,0,0,0,0,0,0,0,0,null,1.0134228187919463,0.99328859060402686,0.97315436241610731,0.94966442953020136,0.9261744966442953,0.90268456375838924,0.87919463087248317,0.99,0.995,1,1,1,1,1,0.47984600000000022,0.46142299999999992,0.44300000000000006,0.44300000000000006,0.44300000000000006,0.44300000000000006,0.44300000000000006,0,{"$f":"Z19*E19+($A$4-80)*AG19*$A$16/1000","v":0},{"$f":"AA19*G19+($A$4-80)*AH19*$A$16/1000","v":0},0,0,0,0]

{"sheet":"ML14XC_36","index":57,"n_rows":19,"n_cols":45,"rows_kept":19,"cut":false,"hidden":true,"merged":[[2,0,2,1],[2,2,2,15],[3,2,3,3],[3,4,3,5],[3,6,3,7],[3,8,3,9],[3,10,3,11],[3,12,3,13],[3,14,3,15],[5,2,6,2],[5,3,6,3],[5,4,6,4],[5,5,6,5],[5,6,6,6],[5,7,6,7],[5,8,6,8],[4,0,6,0],[4,1,6,1],[4,2,4,3],[4,4,4,5],[4,6,4,7],[4,8,4,9],[5,9,6,9],[5,10,6,10],[5,11,6,11],[5,12,6,12],[5,13,6,13],[5,14,6,14],[5,15,6,15],[4,10,4,11],[4,12,4,13],[4,14,4,15],[7,0,10,0],[11,0,14,0],[15,0,18,0],[22,4,22,15],[23,4,23,5],[23,6,23,7],[23,8,23,9],[23,10,23,11],[23,12,23,13],[23,14,23,15],[25,12,26,12],[25,13,26,13],[25,14,26,14],[25,15,26,15],[27,0,30,0],[31,0,34,0],[24,12,24,13],[24,14,24,15],[25,4,26,4],[25,5,26,5],[25,6,26,6],[25,7,26,7],[25,8,26,8],[25,9,26,9],[25,10,26,10],[25,11,26,11],[24,0,26,0],[24,1,26,1],[24,4,24,5],[24,6,24,7],[24,8,24,9],[24,10,24,11],[35,0,38,0],[41,0,42,1],[41,4,41,15],[42,4,42,5],[42,6,42,7],[42,8,42,9],[42,10,42,11],[42,12,42,13],[42,14,42,15],[44,12,45,12],[44,13,45,13],[44,14,45,14],[44,15,45,15],[46,0,49,0],[50,0,53,0],[43,12,43,13],[43,14,43,15],[44,4,45,4],[44,5,45,5],[44,6,45,6],[44,7,45,7],[44,8,45,8],[44,9,45,9],[44,10,45,10],[44,11,45,11],[43,0,45,0],[43,1,45,1],[43,4,43,5],[43,6,43,7],[43,8,43,9],[43,10,43,11],[54,0,57,0],[60,0,61,1],[60,4,60,15],[61,4,61,5],[61,6,61,7],[61,8,61,9],[61,10,61,11],[61,12,61,13],[61,14,61,15],[63,12,64,12],[63,13,64,13],[63,14,64,14],[63,15,64,15],[65,0,68,0],[69,0,72,0],[62,12,62,13],[62,14,62,15],[63,4,64,4],[63,5,64,5],[63,6,64,6],[63,7,64,7],[63,8,64,8],[63,9,64,9],[63,10,64,10],[63,11,64,11],[62,0,64,0],[62,1,64,1],[62,4,62,5],[62,6,62,7],[62,8,62,9],[62,10,62,11],[73,0,76,0],[79,0,80,1],[79,4,79,15],[80,4,80,5],[80,6,80,7],[80,8,80,9],[80,10,80,11],[80,12,80,13],[80,14,80,15],[82,12,83,12],[82,13,83,13],[82,14,83,14],[82,15,83,15],[84,0,87,0],[88,0,91,0],[81,12,81,13],[81,14,81,15],[82,4,83,4],[82,5,83,5],[82,6,83,6],[82,7,83,7],[82,8,83,8],[82,9,83,9],[82,10,83,10],[82,11,83,11],[81,0,83,0],[81,1,83,1],[81,4,81,5],[81,6,81,7],[81,8,81,9],[81,10,81,11],[92,0,95,0],[98,0,99,1],[98,4,98,15],[99,4,99,5],[99,6,99,7],[99,8,99,9],[99,10,99,11],[99,12,99,13],[99,14,99,15],[101,12,102,12],[101,13,102,13],[101,14,102,14],[101,15,102,15],[103,0,106,0],[107,0,110,0],[100,12,100,13],[100,14,100,15],[101,4,102,4],[101,5,102,5],[101,6,102,6],[101,7,102,7],[101,8,102,8],[101,9,102,9],[101,10,102,10],[101,11,102,11],[100,0,102,0],[100,1,102,1],[100,4,100,5],[100,6,100,7],[100,8,100,9],[100,10,100,11],[111,0,114,0],[117,0,118,1],[117,4,117,15],[118,4,118,5],[118,6,118,7],[118,8,118,9],[118,10,118,11],[118,12,118,13],[118,14,118,15],[130,0,133,0],[120,12,121,12],[120,13,121,13],[120,14,121,14],[120,15,121,15],[122,0,125,0],[126,0,129,0],[119,12,119,13],[119,14,119,15],[120,4,121,4],[120,5,121,5],[120,6,121,6],[120,7,121,7],[120,8,121,8],[120,9,121,9],[120,10,121,10],[120,11,121,11],[119,0,121,0],[119,1,121,1],[119,4,119,5],[119,6,119,7],[119,8,119,9],[119,10,119,11]]}
[]
["ML14XC_36",36]
["Evaporator Air \n",null,"Condenser  Entering Air Temperature ˚F"]
[80,"°F DB",85,null,90,null,95,null,100,null,105,null,110,null,115]
["CFM","EWB†\n˚F","Capacity Mbtuh",null,"Capacity Mbtuh",null,"Capacity Mbtuh",null,"Capacity Mbtuh",null,"Capacity Mbtuh",null,"Capacity Mbtuh",null,"Capacity Mbtuh"]
[null,null,"Total","Sens.","Total","Sens.","Total","Sens.","Total","Sens.","Total","Sens.","Total","Sens.","Total","Sens."]
[null,null,null,null,null,null,null,null,null,null,null,null,null,null,null,null,null,"Total Factors",null,null,null,null,null,null,"Sens. %",null,null,null,null,null,null,"IDB Adj",null,null,null,null,null,null,"Sens Calc"]
[1050,71,{"$f":"R8*$B$2","v":38.5},{"$f":"IF(AM8>C8,C8,AM8)","v":23.099999999999998},{"$f":"S8*$B$2","v":37.650000000000006},{"$f":"IF(AN8>E8,E8,AN8)","v":22.778250000000003},{"$f":"T8*$B$2","v":36.799999999999997},{"$f":"IF(AO8>G8,G8,AO8)","v":22.447999999999997},{"$f":"U8*$B$2","v":35.9},{"$f":"IF(AP8>I8,I8,AP8)","v":22.078499999999998},{"$f":"V8*$B$2","v":35},{"$f":"IF(AQ8>K8,K8,AQ8)","v":21.7},{"$f":"W8*$B$2","v":34},{"$f":"IF(AR8>M8,M8,AR8)","v":21.25},{"$f":"X8*$B$2","v":33},{"$f":"IF(AS8>O8,O8,AS8)","v":20.79},null,1.0694444444444444,1.0458333333333334,1.0222222222222221,0.99722222222222223,0.97222222222222221,0.94444444444444442,0.91666666666666663,0.6,0.60499999999999998,0.61,0.61499999999999999,0.62,0.625,0.63,{"$f":"IF(Y8<0.9,0.9,Y8*-3.6846+4.1276)","v":0.9},{"$f":"IF(Z8<0.9,0.9,Z8*-3.6846+4.1276)","v":0.9},0.9,0.9,0.9,0.9,0.9,{"$f":"Y8*C8+($A$4-80)*AF8*$A$8/1000","v":23.099999999999998},{"$f":"Z8*E8+($A$4-80)*AG8*$A$8/1000","v":22.778250000000003},{"$f":"AA8*G8+($A$4-80)*AH8*$A$8/1000","v":22.447999999999997},{"$f":"AB8*I8+($A$4-80)*AI8*$A$8/1000","v":22.078499999999998},{"$f":"AC8*K8+($A$4-80)*AJ8*$A$8/1000","v":21.7},{"$f":"AD8*M8+($A$4-80)*AK8*$A$8/1000","v":21.25},{"$f":"AE8*O8+($A$4-80)*AL8*$A$8/1000","v":20.79}]
[null,67,36.599999999999994,27.449999999999996,35.799999999999997,{"$f":"IF(AN9>E9,E9,AN9)","v":27.028999999999996},35,{"$f":"IF(AO9>G9,G9,AO9)","v":26.6},34.200000000000003,{"$f":"IF(AP9>I9,I9,AP9)","v":26.334000000000003},33.4,{"$f":"IF(AQ9>K9,K9,AQ9)","v":26.052},32.4,{"$f":"IF(AR9>M9,M9,AR9)","v":25.596},31.4,{"$f":"IF(AS9>O9,O9,AS9)","v":25.12},null,1.0166666666666666,0.99444444444444435,0.97222222222222221,0.95000000000000007,0.9277777777777777,0.89999999999999991,0.87222222222222223,0.75,0.755,0.76,0.77,0.78,0.79,0.8,{"$f":"IF(Y9<0.9,0.9,Y9*-3.6846+4.1276)","v":0.9},0.9,0.9,0.9,0.9,0.9,0.9,{"$f":"Y9*C9+($A$4-80)*AF9*$A$8/1000","v":27.449999999999996},{"$f":"Z9*E9+($A$4-80)*AG9*$A$8/1000","v":27.028999999999996},{"$f":"AA9*G9+($A$4-80)*AH9*$A$8/1000","v":26.6},{"$f":"AB9*I9+($A$4-80)*AI9*$A$8/1000","v":26.334000000000003},{"$f":"AC9*K9+($A$4-80)*AJ9*$A$8/1000","v":26.052},{"$f":"AD9*M9+($A$4-80)*AK9*$A$8/1000","v":25.596},{"$f":"AE9*O9+($A$4-80)*AL9*$A$8/1000","v":25.12}]
[null,65,35.700000000000003,29.631000000000004,34.949999999999996,29.270624999999995,34.200000000000003,28.899000000000001,33.400000000000006,28.640500000000007,32.6,28.362000000000002,31.6,27.808,30.6,27.234000000000002,null,0.9916666666666667,0.97083333333333321,0.95000000000000007,0.92777777777777792,0.90555555555555556,0.87777777777777777,0.85000000000000009,0.83000000000000007,0.83750000000000002,0.84499999999999997,0.85750000000000004,0.87,0.88,0.89,0.9,0.9,0.9,0.9,0.9,0.9,0.9,29.631000000000004,{"$f":"Z10*E10+($A$4-80)*AG10*$A$8/1000","v":29.270624999999995},{"$f":"AA10*G10+($A$4-80)*AH10*$A$8/1000","v":28.899000000000001},28.640500000000007,28.362000000000002,27.808,27.234000000000002]
[null,63,34.799999999999997,31.667999999999999,34.099999999999994,31.371999999999996,33.4,31.062000000000001,32.6,30.807000000000002,31.799999999999997,30.527999999999995,30.800000000000004,29.876000000000005,29.8,29.204000000000001,null,0.96666666666666656,0.94722222222222208,0.9277777777777777,0.90555555555555556,0.8833333333333333,0.85555555555555562,0.82777777777777783,0.91,0.92,0.93,0.94500000000000006,0.96,0.97,0.98,0.77461400000000014,0.73776799999999998,0.70092199999999982,0.64565299999999981,0.59038400000000024,0.55353800000000009,0.51669199999999993,31.667999999999999,{"$f":"Z11*E11+($A$4-80)*AG11*$A$8/1000","v":31.371999999999996},{"$f":"AA11*G11+($A$4-80)*AH11*$A$8/1000","v":31.062000000000001},{"$f":"AB11*I11+($A$4-80)*AI11*$A$8/1000","v":30.807000000000002},30.527999999999995,29.876000000000005,29.204000000000001]
[1200,71,39.5,24.49,38.65,24.15625,37.799999999999997,23.814,36.799999999999997,23.367999999999999,35.799999999999997,22.911999999999999,34.799999999999997,22.619999999999997,33.799999999999997,22.308,null,1.0972222222222223,1.0736111111111111,1.0499999999999998,1.0222222222222221,0.99444444444444435,0.96666666666666656,0.93888888888888877,0.62,0.625,0.63,0.63500000000000001,0.64,0.65,0.66,0.9,0.9,0.9,0.9,0.9,0.9,0.9,{"$f":"Y12*C12+($A$4-80)*AF12*$A$12/1000","v":24.49},{"$f":"Z12*E12+($A$4-80)*AG12*$A$12/1000","v":24.15625},{"$f":"AA12*G12+($A$4-80)*AH12*$A$12/1000","v":23.814},{"$f":"AB12*I12+($A$4-80)*AI12*$A$12/1000","v":23.367999999999999},{"$f":"AC12*K12+($A$4-80)*AJ12*$A$12/1000","v":22.911999999999999},{"$f":"AD12*M12+($A$4-80)*AK12*$A$12/1000","v":22.619999999999997},{"$f":"AE12*O12+($A$4-80)*AL12*$A$12/1000","v":22.308}]
[null,67,37.6,29.328000000000003,36.799999999999997,29.071999999999999,36,28.8,35.1,28.431000000000004,34.200000000000003,28.044,33.200000000000003,27.556000000000001,32.200000000000003,27.048000000000002,null,1.0444444444444445,1.0222222222222221,1,0.97500000000000009,0.95000000000000007,0.92222222222222228,0.89444444444444449,0.78,0.79,0.8,0.81,0.82,0.83,0.84,0.9,0.9,0.9,0.9,0.9,0.9,0.9,{"$f":"Y13*C13+($A$4-80)*AF13*$A$12/1000","v":29.328000000000003},{"$f":"Z13*E13+($A$4-80)*AG13*$A$12/1000","v":29.071999999999999},{"$f":"AA13*G13+($A$4-80)*AH13*$A$12/1000","v":28.8},{"$f":"AB13*I13+($A$4-80)*AI13*$A$12/1000","v":28.431000000000004},{"$f":"AC13*K13+($A$4-80)*AJ13*$A$12/1000","v":28.044},{"$f":"AD13*M13+($A$4-80)*AK13*$A$12/1000","v":27.556000000000001},{"$f":"AE13*O13+($A$4-80)*AL13*$A$12/1000","v":27.048000000000002}]
[null,65,36.700000000000003,31.745500000000003,35.9,31.502249999999997,35.1,31.239000000000001,34.25,30.824999999999999,33.400000000000006,30.394000000000002,32.450000000000003,29.691750000000003,31.5,28.979999999999997,null,1.0194444444444446,0.99722222222222223,0.97500000000000009,0.95138888888888884,0.92777777777777792,0.90138888888888902,0.875,0.86499999999999999,0.87749999999999995,0.89,0.9,0.90999999999999992,0.91500000000000004,0.91999999999999993,0.9,0.9,0.9,0.81145999999999985,0.77461400000000058,0.75619099999999984,0.73776800000000042,31.745500000000003,{"$f":"Z14*E14+($A$4-80)*AG14*$A$12/1000","v":31.502249999999997},{"$f":"AA14*G14+($A$4-80)*AH14*$A$12/1000","v":31.239000000000001},30.824999999999999,30.394000000000002,29.691750000000003,28.979999999999997]
[null,63,35.799999999999997,34.01,35,33.774999999999999,34.200000000000003,33.516000000000005,33.400000000000006,33.066000000000003,32.6,32.6,31.700000000000003,31.700000000000003,30.800000000000004,30.800000000000004,null,0.99444444444444435,0.97222222222222221,0.95000000000000007,0.92777777777777792,0.90555555555555556,0.88055555555555565,0.85555555555555562,0.95,0.96499999999999997,0.98,0.99,1,1,1,0.6272300000000004,0.57196100000000039,0.51669199999999993,0.47984600000000022,0.44300000000000006,0.44300000000000006,0.44300000000000006,34.01,{"$f":"Z15*E15+($A$4-80)*AG15*$A$12/1000","v":33.774999999999999},{"$f":"AA15*G15+($A$4-80)*AH15*$A$12/1000","v":33.516000000000005},33.066000000000003,32.6,31.700000000000003,30.800000000000004]
[1350,71,40,25.6,39.25,25.31625,38.5,25.025000000000002,37.549999999999997,24.782999999999998,36.599999999999994,24.521999999999998,35.5,23.962500000000002,34.4,23.391999999999999,null,1.1111111111111112,1.0902777777777777,1.0694444444444444,1.0430555555555554,1.0166666666666666,0.98611111111111116,0.95555555555555549,0.64,0.64500000000000002,0.65,0.66,0.67,0.67500000000000004,0.68,0.9,0.9,0.9,0.9,0.9,0.9,0.9,{"$f":"Y16*C16+($A$4-80)*AF16*$A$16/1000","v":25.6},{"$f":"Z16*E16+($A$4-80)*AG16*$A$16/1000","v":25.31625},{"$f":"AA16*G16+($A$4-80)*AH16*$A$16/1000","v":25.025000000000002},{"$f":"AB16*I16+($A$4-80)*AI16*$A$16/1000","v":24.782999999999998},{"$f":"AC16*K16+($A$4-80)*AJ16*$A$16/1000","v":24.521999999999998},{"$f":"AD16*M16+($A$4-80)*AK16*$A$16/1000","v":23.962500000000002},{"$f":"AE16*O16+($A$4-80)*AL16*$A$16/1000","v":23.391999999999999}]
[null,67,38.5,31.185000000000002,37.650000000000006,30.873000000000008,36.799999999999997,30.543999999999997,35.799999999999997,30.071999999999996,34.799999999999997,29.58,33.799999999999997,29.236999999999998,32.799999999999997,28.863999999999997,null,1.0694444444444444,1.0458333333333334,1.0222222222222221,0.99444444444444435,0.96666666666666656,0.93888888888888877,0.91111111111111098,0.81,0.82000000000000006,0.83,0.84,0.85,0.86499999999999999,0.88,0.9,0.9,0.9,0.9,0.9,0.9,0.9,{"$f":"Y17*C17+($A$4-80)*AF17*$A$16/1000","v":31.185000000000002},{"$f":"Z17*E17+($A$4-80)*AG17*$A$16/1000","v":30.873000000000008},{"$f":"AA17*G17+($A$4-80)*AH17*$A$16/1000","v":30.543999999999997},{"$f":"AB17*I17+($A$4-80)*AI17*$A$16/1000","v":30.071999999999996},{"$f":"AC17*K17+($A$4-80)*AJ17*$A$16/1000","v":29.58},{"$f":"AD17*M17+($A$4-80)*AK17*$A$16/1000","v":29.236999999999998},{"$f":"AE17*O17+($A$4-80)*AL17*$A$16/1000","v":28.863999999999997}]
[null,65,37.549999999999997,33.795000000000002,36.724999999999994,33.327937499999997,35.9,32.848500000000001,35,32.199999999999996,34.099999999999994,31.542499999999997,33.15,30.912374999999997,32.200000000000003,30.268000000000001,null,1.0430555555555554,1.0201388888888887,0.99722222222222223,0.97222222222222221,0.94722222222222208,0.92083333333333328,0.89444444444444449,0.9,0.90749999999999997,0.91500000000000004,0.91999999999999993,0.92500000000000004,0.9325,0.94,0.81145999999999985,0.78382550000000029,0.75619099999999984,0.73776800000000042,0.71934500000000012,0.69171050000000012,0.66407600000000011,33.795000000000002,{"$f":"Z18*E18+($A$4-80)*AG18*$A$16/1000","v":33.327937499999997},{"$f":"AA18*G18+($A$4-80)*AH18*$A$16/1000","v":32.848500000000001},32.199999999999996,31.542499999999997,30.912374999999997,30.268000000000001]
[null,63,36.599999999999994,36.233999999999995,35.799999999999997,35.620999999999995,35,35,34.200000000000003,34.200000000000003,33.4,33.4,32.5,32.5,31.6,31.6,null,1.0166666666666666,0.99444444444444435,0.97222222222222221,0.95000000000000007,0.9277777777777777,0.90277777777777779,0.87777777777777777,0.99,0.995,1,1,1,1,1,0.47984600000000022,0.46142299999999992,0.44300000000000006,0.44300000000000006,0.44300000000000006,0.44300000000000006,0.44300000000000006,36.233999999999995,{"$f":"Z19*E19+($A$4-80)*AG19*$A$16/1000","v":35.620999999999995},{"$f":"AA19*G19+($A$4-80)*AH19*$A$16/1000","v":35},34.200000000000003,33.4,32.5,31.6]

{"sheet":"ML14XC_41","index":58,"n_rows":19,"n_cols":45,"rows_kept":19,"cut":false,"hidden":true,"merged":[[2,0,2,1],[2,2,2,15],[3,2,3,3],[3,4,3,5],[3,6,3,7],[3,8,3,9],[3,10,3,11],[3,12,3,13],[3,14,3,15],[5,2,6,2],[5,3,6,3],[5,4,6,4],[5,5,6,5],[5,6,6,6],[5,7,6,7],[5,8,6,8],[4,0,6,0],[4,1,6,1],[4,2,4,3],[4,4,4,5],[4,6,4,7],[4,8,4,9],[5,9,6,9],[5,10,6,10],[5,11,6,11],[5,12,6,12],[5,13,6,13],[5,14,6,14],[5,15,6,15],[4,10,4,11],[4,12,4,13],[4,14,4,15],[7,0,10,0],[11,0,14,0],[15,0,18,0],[22,4,22,15],[23,4,23,5],[23,6,23,7],[23,8,23,9],[23,10,23,11],[23,12,23,13],[23,14,23,15],[25,12,26,12],[25,13,26,13],[25,14,26,14],[25,15,26,15],[27,0,30,0],[31,0,34,0],[24,12,24,13],[24,14,24,15],[25,4,26,4],[25,5,26,5],[25,6,26,6],[25,7,26,7],[25,8,26,8],[25,9,26,9],[25,10,26,10],[25,11,26,11],[24,0,26,0],[24,1,26,1],[24,4,24,5],[24,6,24,7],[24,8,24,9],[24,10,24,11],[35,0,38,0],[41,0,42,1],[41,4,41,15],[42,4,42,5],[42,6,42,7],[42,8,42,9],[42,10,42,11],[42,12,42,13],[42,14,42,15],[44,12,45,12],[44,13,45,13],[44,14,45,14],[44,15,45,15],[46,0,49,0],[50,0,53,0],[43,12,43,13],[43,14,43,15],[44,4,45,4],[44,5,45,5],[44,6,45,6],[44,7,45,7],[44,8,45,8],[44,9,45,9],[44,10,45,10],[44,11,45,11],[43,0,45,0],[43,1,45,1],[43,4,43,5],[43,6,43,7],[43,8,43,9],[43,10,43,11],[54,0,57,0],[60,0,61,1],[60,4,60,15],[61,4,61,5],[61,6,61,7],[61,8,61,9],[61,10,61,11],[61,12,61,13],[61,14,61,15],[63,12,64,12],[63,13,64,13],[63,14,64,14],[63,15,64,15],[65,0,68,0],[69,0,72,0],[62,12,62,13],[62,14,62,15],[63,4,64,4],[63,5,64,5],[63,6,64,6],[63,7,64,7],[63,8,64,8],[63,9,64,9],[63,10,64,10],[63,11,64,11],[62,0,64,0],[62,1,64,1],[62,4,62,5],[62,6,62,7],[62,8,62,9],[62,10,62,11],[73,0,76,0],[79,0,80,1],[79,4,79,15],[80,4,80,5],[80,6,80,7],[80,8,80,9],[80,10,80,11],[80,12,80,13],[80,14,80,15],[82,12,83,12],[82,13,83,13],[82,14,83,14],[82,15,83,15],[84,0,87,0],[88,0,91,0],[81,12,81,13],[81,14,81,15],[82,4,83,4],[82,5,83,5],[82,6,83,6],[82,7,83,7],[82,8,83,8],[82,9,83,9],[82,10,83,10],[82,11,83,11],[81,0,83,0],[81,1,83,1],[81,4,81,5],[81,6,81,7],[81,8,81,9],[81,10,81,11],[92,0,95,0],[98,0,99,1],[98,4,98,15],[99,4,99,5],[99,6,99,7],[99,8,99,9],[99,10,99,11],[99,12,99,13],[99,14,99,15],[101,12,102,12],[101,13,102,13],[101,14,102,14],[101,15,102,15],[103,0,106,0],[107,0,110,0],[100,12,100,13],[100,14,100,15],[101,4,102,4],[101,5,102,5],[101,6,102,6],[101,7,102,7],[101,8,102,8],[101,9,102,9],[101,10,102,10],[101,11,102,11],[100,0,102,0],[100,1,102,1],[100,4,100,5],[100,6,100,7],[100,8,100,9],[100,10,100,11],[111,0,114,0],[117,0,118,1],[117,4,117,15],[118,4,118,5],[118,6,118,7],[118,8,118,9],[118,10,118,11],[118,12,118,13],[118,14,118,15],[130,0,133,0],[120,12,121,12],[120,13,121,13],[120,14,121,14],[120,15,121,15],[122,0,125,0],[126,0,129,0],[119,12,119,13],[119,14,119,15],[120,4,121,4],[120,5,121,5],[120,6,121,6],[120,7,121,7],[120,8,121,8],[120,9,121,9],[120,10,121,10],[120,11,121,11],[119,0,121,0],[119,1,121,1],[119,4,119,5],[119,6,119,7],[119,8,119,9],[119,10,119,11]]}
[]
["ML14XC_41",40]
["Evaporator Air \n",null,"Condenser  Entering Air Temperature ˚F"]
[80,"°F DB",85,null,90,null,95,null,100,null,105,null,110,null,115]
["CFM","EWB†\n˚F","Capacity Mbtuh",null,"Capacity Mbtuh",null,"Capacity Mbtuh",null,"Capacity Mbtuh",null,"Capacity Mbtuh",null,"Capacity Mbtuh",null,"Capacity Mbtuh"]
[null,null,"Total","Sens.","Total","Sens.","Total","Sens.","Total","Sens.","Total","Sens.","Total","Sens.","Total","Sens."]
[null,null,null,null,null,null,null,null,null,null,null,null,null,null,null,null,null,"Total Factors",null,null,null,null,null,null,"Sens. %",null,null,null,null,null,null,"IDB Adj",null,null,null,null,null,null,"Sens Calc"]
[1225,71,{"$f":"R8*$B$2","v":43},{"$f":"IF(AM8>C8,C8,AM8)","v":26.23},{"$f":"S8*$B$2","v":42},{"$f":"IF(AN8>E8,E8,AN8)","v":25.83},{"$f":"T8*$B$2","v":41},{"$f":"IF(AO8>G8,G8,AO8)","v":25.419999999999998},{"$f":"U8*$B$2","v":39.75},{"$f":"IF(AP8>I8,I8,AP8)","v":25.0425},{"$f":"V8*$B$2","v":38.5},{"$f":"IF(AQ8>K8,K8,AQ8)","v":24.64},{"$f":"W8*$B$2","v":37.450000000000003},{"$f":"IF(AR8>M8,M8,AR8)","v":24.155250000000002},{"$f":"X8*$B$2","v":36.4},{"$f":"IF(AS8>O8,O8,AS8)","v":23.66},null,1.075,1.05,1.0249999999999999,0.99375000000000002,0.96250000000000002,0.93625000000000003,0.90999999999999992,0.61,0.61499999999999999,0.62,0.63,0.64,0.64500000000000002,0.65,{"$f":"IF(Y8<0.9,0.9,Y8*-3.6846+4.1276)","v":0.9},{"$f":"IF(Z8<0.9,0.9,Z8*-3.6846+4.1276)","v":0.9},0.9,0.9,0.9,0.9,0.9,{"$f":"Y8*C8+($A$4-80)*AF8*$A$8/1000","v":26.23},{"$f":"Z8*E8+($A$4-80)*AG8*$A$8/1000","v":25.83},{"$f":"AA8*G8+($A$4-80)*AH8*$A$8/1000","v":25.419999999999998},{"$f":"AB8*I8+($A$4-80)*AI8*$A$8/1000","v":25.0425},{"$f":"AC8*K8+($A$4-80)*AJ8*$A$8/1000","v":24.64},{"$f":"AD8*M8+($A$4-80)*AK8*$A$8/1000","v":24.155250000000002},{"$f":"AE8*O8+($A$4-80)*AL8*$A$8/1000","v":23.66}]
[null,67,40.5,31.185000000000002,39.75,{"$f":"IF(AN9>E9,E9,AN9)","v":30.806250000000002},39,{"$f":"IF(AO9>G9,G9,AO9)","v":30.42},37.9,{"$f":"IF(AP9>I9,I9,AP9)","v":29.940999999999999},36.799999999999997,{"$f":"IF(AQ9>K9,K9,AQ9)","v":29.439999999999998},35.599999999999994,{"$f":"IF(AR9>M9,M9,AR9)","v":29.013999999999992},34.4,{"$f":"IF(AS9>O9,O9,AS9)","v":28.551999999999996},null,1.0125,0.99375000000000002,0.97499999999999998,0.94750000000000001,0.91999999999999993,0.8899999999999999,0.86,0.77,0.77500000000000002,0.78,0.79,0.8,0.81499999999999995,0.83,{"$f":"IF(Y9<0.9,0.9,Y9*-3.6846+4.1276)","v":0.9},0.9,0.9,0.9,0.9,0.9,0.9,{"$f":"Y9*C9+($A$4-80)*AF9*$A$8/1000","v":31.185000000000002},{"$f":"Z9*E9+($A$4-80)*AG9*$A$8/1000","v":30.806250000000002},{"$f":"AA9*G9+($A$4-80)*AH9*$A$8/1000","v":30.42},{"$f":"AB9*I9+($A$4-80)*AI9*$A$8/1000","v":29.940999999999999},{"$f":"AC9*K9+($A$4-80)*AJ9*$A$8/1000","v":29.439999999999998},{"$f":"AD9*M9+($A$4-80)*AK9*$A$8/1000","v":29.013999999999992},{"$f":"AE9*O9+($A$4-80)*AL9*$A$8/1000","v":28.551999999999996}]
[null,65,39.5,33.772500000000001,38.65,33.335625,37.799999999999997,32.885999999999996,36.799999999999997,32.475999999999999,35.799999999999997,32.040999999999997,34.699999999999996,31.403499999999998,33.599999999999994,30.743999999999996,null,0.98750000000000004,0.96624999999999994,0.94499999999999995,0.91999999999999993,0.89499999999999991,0.86749999999999994,0.83999999999999986,0.85499999999999998,0.86250000000000004,0.87,0.88250000000000006,0.89500000000000002,0.90500000000000003,0.91500000000000004,0.9,0.9,0.9,0.9,0.9,0.79303699999999999,0.75619099999999984,33.772500000000001,{"$f":"Z10*E10+($A$4-80)*AG10*$A$8/1000","v":33.335625},{"$f":"AA10*G10+($A$4-80)*AH10*$A$8/1000","v":32.885999999999996},32.475999999999999,32.040999999999997,31.403499999999998,30.743999999999996]
[null,63,38.5,36.19,37.549999999999997,35.672499999999992,36.6,35.136000000000003,35.700000000000003,34.807500000000005,34.799999999999997,34.451999999999998,33.799999999999997,33.631,32.799999999999997,32.799999999999997,null,0.96250000000000002,0.93874999999999997,0.91500000000000004,0.89250000000000007,0.86999999999999988,0.84499999999999997,0.82,0.94,0.95,0.96,0.97499999999999998,0.99,0.995,1,0.66407600000000011,0.6272300000000004,0.59038400000000024,0.53511500000000023,0.47984600000000022,0.46142299999999992,0.44300000000000006,36.19,{"$f":"Z11*E11+($A$4-80)*AG11*$A$8/1000","v":35.672499999999992},{"$f":"AA11*G11+($A$4-80)*AH11*$A$8/1000","v":35.136000000000003},{"$f":"AB11*I11+($A$4-80)*AI11*$A$8/1000","v":34.807500000000005},34.451999999999998,33.631,32.799999999999997]
[1400,71,44,27.72,43,27.52,42,27.3,40.75,26.69125,39.5,26.07,38.450000000000003,25.761500000000005,37.4,25.432000000000002,null,1.1000000000000001,1.075,1.05,1.01875,0.98750000000000004,0.96125000000000005,0.93499999999999994,0.63,0.64,0.65,0.65500000000000003,0.66,0.67,0.68,0.9,0.9,0.9,0.9,0.9,0.9,0.9,{"$f":"Y12*C12+($A$4-80)*AF12*$A$12/1000","v":27.72},{"$f":"Z12*E12+($A$4-80)*AG12*$A$12/1000","v":27.52},{"$f":"AA12*G12+($A$4-80)*AH12*$A$12/1000","v":27.3},{"$f":"AB12*I12+($A$4-80)*AI12*$A$12/1000","v":26.69125},{"$f":"AC12*K12+($A$4-80)*AJ12*$A$12/1000","v":26.07},{"$f":"AD12*M12+($A$4-80)*AK12*$A$12/1000","v":25.761500000000005},{"$f":"AE12*O12+($A$4-80)*AL12*$A$12/1000","v":25.432000000000002}]
[null,67,42,33.6,41,33.21,{"$f":"T13*$B$2","v":40},32.799999999999997,38.9,32.286999999999999,37.799999999999997,31.751999999999995,36.599999999999994,31.292999999999996,35.4,30.797999999999998,null,1.05,1.0249999999999999,1,0.97249999999999992,0.94499999999999995,0.91499999999999981,0.88500000000000001,0.8,0.81,0.82,0.83,0.84,0.85499999999999998,0.87,0.9,0.9,0.9,0.9,0.9,0.9,0.9,{"$f":"Y13*C13+($A$4-80)*AF13*$A$12/1000","v":33.6},{"$f":"Z13*E13+($A$4-80)*AG13*$A$12/1000","v":33.21},{"$f":"AA13*G13+($A$4-80)*AH13*$A$12/1000","v":32.799999999999997},{"$f":"AB13*I13+($A$4-80)*AI13*$A$12/1000","v":32.286999999999999},{"$f":"AC13*K13+($A$4-80)*AJ13*$A$12/1000","v":31.751999999999995},{"$f":"AD13*M13+($A$4-80)*AK13*$A$12/1000","v":31.292999999999996},{"$f":"AE13*O13+($A$4-80)*AL13*$A$12/1000","v":30.797999999999998}]
[null,65,40.75,36.267499999999998,39.825000000000003,35.842500000000001,38.9,35.398999999999994,37.9,34.6785,36.9,33.947999999999993,35.849999999999994,33.250874999999994,34.799999999999997,32.537999999999997,null,1.01875,0.99562500000000009,0.97249999999999992,0.94750000000000001,0.92249999999999999,0.89624999999999988,0.86999999999999988,0.89,0.9,0.90999999999999992,0.91500000000000004,0.91999999999999993,0.92749999999999999,0.93500000000000005,0.9,0.81145999999999985,0.77461400000000058,0.75619099999999984,0.73776800000000042,0.71013349999999997,0.68249899999999997,36.267499999999998,{"$f":"Z14*E14+($A$4-80)*AG14*$A$12/1000","v":35.842500000000001},{"$f":"AA14*G14+($A$4-80)*AH14*$A$12/1000","v":35.398999999999994},34.6785,33.947999999999993,33.250874999999994,32.537999999999997]
[null,63,39.5,38.71,38.65,38.263500000000001,37.799999999999997,37.799999999999997,36.9,36.9,36,36,35.1,35.1,34.200000000000003,34.200000000000003,null,0.98750000000000004,0.96624999999999994,0.94499999999999995,0.92249999999999999,0.9,0.87750000000000006,0.85500000000000009,0.98,0.99,1,1,1,1,1,0.51669199999999993,0.47984600000000022,0.44300000000000006,0.44300000000000006,0.44300000000000006,0.44300000000000006,0.44300000000000006,38.71,{"$f":"Z15*E15+($A$4-80)*AG15*$A$12/1000","v":38.263500000000001},{"$f":"AA15*G15+($A$4-80)*AH15*$A$12/1000","v":37.799999999999997},36.9,36,35.1,34.200000000000003]
[1575,71,45,29.25,44,29.040000000000003,43,28.810000000000002,41.75,28.389999999999997,40.5,27.944999999999997,39.25,27.474999999999998,38,26.979999999999997,null,1.125,1.1000000000000001,1.075,1.04375,1.0125,0.98124999999999996,0.95,0.65,0.66,0.67,0.67999999999999994,0.69,0.7,0.71,0.9,0.9,0.9,0.9,0.9,0.9,0.9,{"$f":"Y16*C16+($A$4-80)*AF16*$A$16/1000","v":29.25},{"$f":"Z16*E16+($A$4-80)*AG16*$A$16/1000","v":29.040000000000003},{"$f":"AA16*G16+($A$4-80)*AH16*$A$16/1000","v":28.810000000000002},{"$f":"AB16*I16+($A$4-80)*AI16*$A$16/1000","v":28.389999999999997},{"$f":"AC16*K16+($A$4-80)*AJ16*$A$16/1000","v":27.944999999999997},{"$f":"AD16*M16+($A$4-80)*AK16*$A$16/1000","v":27.474999999999998},{"$f":"AE16*O16+($A$4-80)*AL16*$A$16/1000","v":26.979999999999997}]
[null,67,43,35.69,41.75,35.07,40.5,34.424999999999997,39.5,34.167499999999997,38.5,33.880000000000003,37.25,33.524999999999999,36,33.120000000000005,null,1.075,1.04375,1.0125,0.98750000000000004,0.96250000000000002,0.93125000000000002,0.9,0.83,0.84,0.85,0.86499999999999999,0.88,0.9,0.92,0.9,0.9,0.9,0.9,0.9,0.81145999999999985,0.73776799999999998,{"$f":"Y17*C17+($A$4-80)*AF17*$A$16/1000","v":35.69},{"$f":"Z17*E17+($A$4-80)*AG17*$A$16/1000","v":35.07},{"$f":"AA17*G17+($A$4-80)*AH17*$A$16/1000","v":34.424999999999997},{"$f":"AB17*I17+($A$4-80)*AI17*$A$16/1000","v":34.167499999999997},{"$f":"AC17*K17+($A$4-80)*AJ17*$A$16/1000","v":33.880000000000003},{"$f":"AD17*M17+($A$4-80)*AK17*$A$16/1000","v":33.524999999999999},{"$f":"AE17*O17+($A$4-80)*AL17*$A$16/1000","v":33.120000000000005}]
[null,65,41.75,38.201250000000002,40.75,37.489999999999995,39.75,36.768750000000004,38.799999999999997,36.180999999999997,37.85,35.579000000000001,36.725000000000001,34.888750000000002,35.6,34.176000000000002,null,1.04375,1.01875,0.99375000000000002,0.97,0.94625000000000004,0.91812500000000008,0.89,0.91500000000000004,0.91999999999999993,0.92500000000000004,0.9325,0.94,0.95,0.96,0.75619099999999984,0.73776800000000042,0.71934500000000012,0.69171050000000012,0.66407600000000011,0.6272300000000004,0.59038400000000024,38.201250000000002,{"$f":"Z18*E18+($A$4-80)*AG18*$A$16/1000","v":37.489999999999995},{"$f":"AA18*G18+($A$4-80)*AH18*$A$16/1000","v":36.768750000000004},36.180999999999997,35.579000000000001,34.888750000000002,34.176000000000002]
[null,63,40.5,40.5,39.75,39.75,39,39,38.1,38.1,37.200000000000003,37.200000000000003,36.200000000000003,36.200000000000003,35.200000000000003,35.200000000000003,null,1.0125,0.99375000000000002,0.97499999999999998,0.95250000000000001,0.93,0.90500000000000003,0.88000000000000012,1,1,1,1,1,1,1,0.44300000000000006,0.44300000000000006,0.44300000000000006,0.44300000000000006,0.44300000000000006,0.44300000000000006,0.44300000000000006,40.5,{"$f":"Z19*E19+($A$4-80)*AG19*$A$16/1000","v":39.75},{"$f":"AA19*G19+($A$4-80)*AH19*$A$16/1000","v":39},38.1,37.200000000000003,36.200000000000003,35.200000000000003]

{"sheet":"ML14XC_42","index":59,"n_rows":19,"n_cols":45,"rows_kept":19,"cut":false,"hidden":true,"merged":[[2,0,2,1],[2,2,2,15],[3,2,3,3],[3,4,3,5],[3,6,3,7],[3,8,3,9],[3,10,3,11],[3,12,3,13],[3,14,3,15],[5,2,6,2],[5,3,6,3],[5,4,6,4],[5,5,6,5],[5,6,6,6],[5,7,6,7],[5,8,6,8],[4,0,6,0],[4,1,6,1],[4,2,4,3],[4,4,4,5],[4,6,4,7],[4,8,4,9],[5,9,6,9],[5,10,6,10],[5,11,6,11],[5,12,6,12],[5,13,6,13],[5,14,6,14],[5,15,6,15],[4,10,4,11],[4,12,4,13],[4,14,4,15],[7,0,10,0],[11,0,14,0],[15,0,18,0],[22,4,22,15],[23,4,23,5],[23,6,23,7],[23,8,23,9],[23,10,23,11],[23,12,23,13],[23,14,23,15],[25,12,26,12],[25,13,26,13],[25,14,26,14],[25,15,26,15],[27,0,30,0],[31,0,34,0],[24,12,24,13],[24,14,24,15],[25,4,26,4],[25,5,26,5],[25,6,26,6],[25,7,26,7],[25,8,26,8],[25,9,26,9],[25,10,26,10],[25,11,26,11],[24,0,26,0],[24,1,26,1],[24,4,24,5],[24,6,24,7],[24,8,24,9],[24,10,24,11],[35,0,38,0],[41,0,42,1],[41,4,41,15],[42,4,42,5],[42,6,42,7],[42,8,42,9],[42,10,42,11],[42,12,42,13],[42,14,42,15],[44,12,45,12],[44,13,45,13],[44,14,45,14],[44,15,45,15],[46,0,49,0],[50,0,53,0],[43,12,43,13],[43,14,43,15],[44,4,45,4],[44,5,45,5],[44,6,45,6],[44,7,45,7],[44,8,45,8],[44,9,45,9],[44,10,45,10],[44,11,45,11],[43,0,45,0],[43,1,45,1],[43,4,43,5],[43,6,43,7],[43,8,43,9],[43,10,43,11],[54,0,57,0],[60,0,61,1],[60,4,60,15],[61,4,61,5],[61,6,61,7],[61,8,61,9],[61,10,61,11],[61,12,61,13],[61,14,61,15],[63,12,64,12],[63,13,64,13],[63,14,64,14],[63,15,64,15],[65,0,68,0],[69,0,72,0],[62,12,62,13],[62,14,62,15],[63,4,64,4],[63,5,64,5],[63,6,64,6],[63,7,64,7],[63,8,64,8],[63,9,64,9],[63,10,64,10],[63,11,64,11],[62,0,64,0],[62,1,64,1],[62,4,62,5],[62,6,62,7],[62,8,62,9],[62,10,62,11],[73,0,76,0],[79,0,80,1],[79,4,79,15],[80,4,80,5],[80,6,80,7],[80,8,80,9],[80,10,80,11],[80,12,80,13],[80,14,80,15],[82,12,83,12],[82,13,83,13],[82,14,83,14],[82,15,83,15],[84,0,87,0],[88,0,91,0],[81,12,81,13],[81,14,81,15],[82,4,83,4],[82,5,83,5],[82,6,83,6],[82,7,83,7],[82,8,83,8],[82,9,83,9],[82,10,83,10],[82,11,83,11],[81,0,83,0],[81,1,83,1],[81,4,81,5],[81,6,81,7],[81,8,81,9],[81,10,81,11],[92,0,95,0],[98,0,99,1],[98,4,98,15],[99,4,99,5],[99,6,99,7],[99,8,99,9],[99,10,99,11],[99,12,99,13],[99,14,99,15],[101,12,102,12],[101,13,102,13],[101,14,102,14],[101,15,102,15],[103,0,106,0],[107,0,110,0],[100,12,100,13],[100,14,100,15],[101,4,102,4],[101,5,102,5],[101,6,102,6],[101,7,102,7],[101,8,102,8],[101,9,102,9],[101,10,102,10],[101,11,102,11],[100,0,102,0],[100,1,102,1],[100,4,100,5],[100,6,100,7],[100,8,100,9],[100,10,100,11],[111,0,114,0],[117,0,118,1],[117,4,117,15],[118,4,118,5],[118,6,118,7],[118,8,118,9],[118,10,118,11],[118,12,118,13],[118,14,118,15],[130,0,133,0],[120,12,121,12],[120,13,121,13],[120,14,121,14],[120,15,121,15],[122,0,125,0],[126,0,129,0],[119,12,119,13],[119,14,119,15],[120,4,121,4],[120,5,121,5],[120,6,121,6],[120,7,121,7],[120,8,121,8],[120,9,121,9],[120,10,121,10],[120,11,121,11],[119,0,121,0],[119,1,121,1],[119,4,119,5],[119,6,119,7],[119,8,119,9],[119,10,119,11]]}
[]
["ML14XC_42",43]
["Evaporator Air \n",null,"Condenser  Entering Air Temperature ˚F"]
[80,"°F DB",85,null,90,null,95,null,100,null,105,null,110,null,115]
["CFM","EWB†\n˚F","Capacity Mbtuh",null,"Capacity Mbtuh",null,"Capacity Mbtuh",null,"Capacity Mbtuh",null,"Capacity Mbtuh",null,"Capacity Mbtuh",null,"Capacity Mbtuh"]
[null,null,"Total","Sens.","Total","Sens.","Total","Sens.","Total","Sens.","Total","Sens.","Total","Sens.","Total","Sens."]
[null,null,null,null,null,null,null,null,null,null,null,null,null,null,null,null,null,"Total Factors",null,null,null,null,null,null,"Sens. %",null,null,null,null,null,null,"IDB Adj",null,null,null,null,null,null,"Sens Calc"]
[1225,71,{"$f":"R8*$B$2","v":45.999999999999993},{"$f":"IF(AM8>C8,C8,AM8)","v":27.599999999999994},{"$f":"S8*$B$2","v":45},{"$f":"IF(AN8>E8,E8,AN8)","v":27.224999999999998},{"$f":"T8*$B$2","v":44},{"$f":"IF(AO8>G8,G8,AO8)","v":26.84},{"$f":"U8*$B$2","v":42.75},{"$f":"IF(AP8>I8,I8,AP8)","v":26.291249999999998},{"$f":"V8*$B$2","v":41.5},{"$f":"IF(AQ8>K8,K8,AQ8)","v":25.73},{"$f":"W8*$B$2","v":40.5},{"$f":"IF(AR8>M8,M8,AR8)","v":25.515000000000001},{"$f":"X8*$B$2","v":39.5},{"$f":"IF(AS8>O8,O8,AS8)","v":25.28},null,1.069767441860465,1.0465116279069768,1.0232558139534884,0.9941860465116279,0.96511627906976749,0.94186046511627908,0.91860465116279066,0.6,0.60499999999999998,0.61,0.61499999999999999,0.62,0.63,0.64,{"$f":"IF(Y8<0.9,0.9,Y8*-3.6846+4.1276)","v":0.9},{"$f":"IF(Z8<0.9,0.9,Z8*-3.6846+4.1276)","v":0.9},0.9,0.9,0.9,0.9,0.9,{"$f":"Y8*C8+($A$4-80)*AF8*$A$8/1000","v":27.599999999999994},{"$f":"Z8*E8+($A$4-80)*AG8*$A$8/1000","v":27.224999999999998},{"$f":"AA8*G8+($A$4-80)*AH8*$A$8/1000","v":26.84},{"$f":"AB8*I8+($A$4-80)*AI8*$A$8/1000","v":26.291249999999998},{"$f":"AC8*K8+($A$4-80)*AJ8*$A$8/1000","v":25.73},{"$f":"AD8*M8+($A$4-80)*AK8*$A$8/1000","v":25.515000000000001},{"$f":"AE8*O8+($A$4-80)*AL8*$A$8/1000","v":25.28}]
[null,67,44,33,43,{"$f":"IF(AN9>E9,E9,AN9)","v":32.465000000000003},42,{"$f":"IF(AO9>G9,G9,AO9)","v":31.92},41,{"$f":"IF(AP9>I9,I9,AP9)","v":31.57},40,{"$f":"IF(AQ9>K9,K9,AQ9)","v":31.200000000000003},38.799999999999997,{"$f":"IF(AR9>M9,M9,AR9)","v":30.651999999999997},37.6,{"$f":"IF(AS9>O9,O9,AS9)","v":30.080000000000002},null,1.0232558139534884,1,0.97674418604651159,0.95348837209302328,0.93023255813953487,0.9023255813953488,0.87441860465116283,0.75,0.755,0.76,0.77,0.78,0.79,0.8,{"$f":"IF(Y9<0.9,0.9,Y9*-3.6846+4.1276)","v":0.9},0.9,0.9,0.9,0.9,0.9,0.9,{"$f":"Y9*C9+($A$4-80)*AF9*$A$8/1000","v":33},{"$f":"Z9*E9+($A$4-80)*AG9*$A$8/1000","v":32.465000000000003},{"$f":"AA9*G9+($A$4-80)*AH9*$A$8/1000","v":31.92},{"$f":"AB9*I9+($A$4-80)*AI9*$A$8/1000","v":31.57},{"$f":"AC9*K9+($A$4-80)*AJ9*$A$8/1000","v":31.200000000000003},{"$f":"AD9*M9+($A$4-80)*AK9*$A$8/1000","v":30.651999999999997},{"$f":"AE9*O9+($A$4-80)*AL9*$A$8/1000","v":30.080000000000002}]
[null,65,42.75,35.482500000000002,41.875,35.0703125,41,34.644999999999996,39.950000000000003,34.257125000000002,38.9,33.842999999999996,37.799999999999997,33.263999999999996,36.700000000000003,32.663000000000004,null,0.9941860465116279,0.97383720930232553,0.95348837209302328,0.92906976744186054,0.90465116279069768,0.87906976744186038,0.85348837209302331,0.83000000000000007,0.83750000000000002,0.84499999999999997,0.85750000000000004,0.87,0.88,0.89,0.9,0.9,0.9,0.9,0.9,0.9,0.9,35.482500000000002,{"$f":"Z10*E10+($A$4-80)*AG10*$A$8/1000","v":35.0703125},{"$f":"AA10*G10+($A$4-80)*AH10*$A$8/1000","v":34.644999999999996},34.257125000000002,33.842999999999996,33.263999999999996,32.663000000000004]
[null,63,41.5,37.765000000000001,40.75,37.49,40,37.200000000000003,38.9,36.7605,37.799999999999997,36.287999999999997,36.799999999999997,35.695999999999998,35.799999999999997,35.083999999999996,null,0.96511627906976749,0.94767441860465118,0.93023255813953487,0.90465116279069768,0.87906976744186038,0.85581395348837208,0.83255813953488367,0.91,0.92,0.93,0.94500000000000006,0.96,0.97,0.98,0.77461400000000014,0.73776799999999998,0.70092199999999982,0.64565299999999981,0.59038400000000024,0.55353800000000009,0.51669199999999993,37.765000000000001,{"$f":"Z11*E11+($A$4-80)*AG11*$A$8/1000","v":37.49},{"$f":"AA11*G11+($A$4-80)*AH11*$A$8/1000","v":37.200000000000003},{"$f":"AB11*I11+($A$4-80)*AI11*$A$8/1000","v":36.7605},36.287999999999997,35.695999999999998,35.083999999999996]
[1400,71,47,29.14,45.999999999999993,28.749999999999996,45,28.35,44,28.16,43,27.95,41.75,27.346250000000001,40.5,26.73,null,1.0930232558139534,1.069767441860465,1.0465116279069768,1.0232558139534884,1,0.97093023255813948,0.94186046511627908,0.62,0.625,0.63,0.64,0.65,0.65500000000000003,0.66,0.9,0.9,0.9,0.9,0.9,0.9,0.9,{"$f":"Y12*C12+($A$4-80)*AF12*$A$12/1000","v":29.14},{"$f":"Z12*E12+($A$4-80)*AG12*$A$12/1000","v":28.749999999999996},{"$f":"AA12*G12+($A$4-80)*AH12*$A$12/1000","v":28.35},{"$f":"AB12*I12+($A$4-80)*AI12*$A$12/1000","v":28.16},{"$f":"AC12*K12+($A$4-80)*AJ12*$A$12/1000","v":27.95},{"$f":"AD12*M12+($A$4-80)*AK12*$A$12/1000","v":27.346250000000001},{"$f":"AE12*O12+($A$4-80)*AL12*$A$12/1000","v":26.73}]
[null,67,45,35.1,44,34.760000000000005,43,34.4,42,34.020000000000003,41,33.619999999999997,39.75,32.9925,38.5,32.339999999999996,null,1.0465116279069768,1.0232558139534884,1,0.97674418604651159,0.95348837209302328,0.92441860465116277,0.89534883720930236,0.78,0.79,0.8,0.81,0.82,0.83,0.84,0.9,0.9,0.9,0.9,0.9,0.9,0.9,{"$f":"Y13*C13+($A$4-80)*AF13*$A$12/1000","v":35.1},{"$f":"Z13*E13+($A$4-80)*AG13*$A$12/1000","v":34.760000000000005},{"$f":"AA13*G13+($A$4-80)*AH13*$A$12/1000","v":34.4},{"$f":"AB13*I13+($A$4-80)*AI13*$A$12/1000","v":34.020000000000003},{"$f":"AC13*K13+($A$4-80)*AJ13*$A$12/1000","v":33.619999999999997},{"$f":"AD13*M13+($A$4-80)*AK13*$A$12/1000","v":32.9925},{"$f":"AE13*O13+($A$4-80)*AL13*$A$12/1000","v":32.339999999999996}]
[null,65,44,38.06,43,37.732499999999995,42,37.380000000000003,41,36.9,40,36.4,38.875,35.570625,37.75,34.729999999999997,null,1.0232558139534884,1,0.97674418604651159,0.95348837209302328,0.93023255813953487,0.90406976744186052,0.87790697674418605,0.86499999999999999,0.87749999999999995,0.89,0.9,0.90999999999999992,0.91500000000000004,0.91999999999999993,0.9,0.9,0.9,0.81145999999999985,0.77461400000000058,0.75619099999999984,0.73776800000000042,38.06,{"$f":"Z14*E14+($A$4-80)*AG14*$A$12/1000","v":37.732499999999995},{"$f":"AA14*G14+($A$4-80)*AH14*$A$12/1000","v":37.380000000000003},36.9,36.4,35.570625,34.729999999999997]
[null,63,43,40.85,42,40.53,41,40.18,40,39.6,39,39,38,38,37,37,null,1,0.97674418604651159,0.95348837209302328,0.93023255813953487,0.90697674418604646,0.88372093023255816,0.86046511627906974,0.95,0.96499999999999997,0.98,0.99,1,1,1,0.6272300000000004,0.57196100000000039,0.51669199999999993,0.47984600000000022,0.44300000000000006,0.44300000000000006,0.44300000000000006,40.85,{"$f":"Z15*E15+($A$4-80)*AG15*$A$12/1000","v":40.53},{"$f":"AA15*G15+($A$4-80)*AH15*$A$12/1000","v":40.18},39.6,39,38,37]
[1575,71,48.5,31.04,47.25,30.712500000000002,45.999999999999993,30.359999999999996,44.75,29.758750000000003,43.5,29.145000000000003,42.25,28.729999999999997,41,28.29,null,1.1279069767441861,1.0988372093023255,1.069767441860465,1.0406976744186047,1.0116279069767442,0.98255813953488369,0.95348837209302328,0.64,0.65,0.66,0.66500000000000004,0.67,0.67999999999999994,0.69,0.9,0.9,0.9,0.9,0.9,0.9,0.9,{"$f":"Y16*C16+($A$4-80)*AF16*$A$16/1000","v":31.04},{"$f":"Z16*E16+($A$4-80)*AG16*$A$16/1000","v":30.712500000000002},{"$f":"AA16*G16+($A$4-80)*AH16*$A$16/1000","v":30.359999999999996},{"$f":"AB16*I16+($A$4-80)*AI16*$A$16/1000","v":29.758750000000003},{"$f":"AC16*K16+($A$4-80)*AJ16*$A$16/1000","v":29.145000000000003},{"$f":"AD16*M16+($A$4-80)*AK16*$A$16/1000","v":28.729999999999997},{"$f":"AE16*O16+($A$4-80)*AL16*$A$16/1000","v":28.29}]
[null,67,45.999999999999993,37.26,45,36.900000000000006,44,36.519999999999996,42.75,35.909999999999997,41.5,35.274999999999999,40.25,34.816249999999997,39,34.32,null,1.069767441860465,1.0465116279069768,1.0232558139534884,0.9941860465116279,0.96511627906976749,0.93604651162790697,0.90697674418604646,0.81,0.82000000000000006,0.83,0.84,0.85,0.86499999999999999,0.88,0.9,0.9,0.9,0.9,0.9,0.9,0.9,{"$f":"Y17*C17+($A$4-80)*AF17*$A$16/1000","v":37.26},{"$f":"Z17*E17+($A$4-80)*AG17*$A$16/1000","v":36.900000000000006},{"$f":"AA17*G17+($A$4-80)*AH17*$A$16/1000","v":36.519999999999996},{"$f":"AB17*I17+($A$4-80)*AI17*$A$16/1000","v":35.909999999999997},{"$f":"AC17*K17+($A$4-80)*AJ17*$A$16/1000","v":35.274999999999999},{"$f":"AD17*M17+($A$4-80)*AK17*$A$16/1000","v":34.816249999999997},{"$f":"AE17*O17+($A$4-80)*AL17*$A$16/1000","v":34.32}]
[null,65,45,40.5,44,39.93,43,39.344999999999999,41.875,38.524999999999999,40.75,37.693750000000001,39.625,36.950312500000003,38.5,36.19,null,1.0465116279069768,1.0232558139534884,1,0.97383720930232553,0.94767441860465118,0.92151162790697672,0.89534883720930236,0.9,0.90749999999999997,0.91500000000000004,0.91999999999999993,0.92500000000000004,0.9325,0.94,0.81145999999999985,0.78382550000000029,0.75619099999999984,0.73776800000000042,0.71934500000000012,0.69171050000000012,0.66407600000000011,40.5,{"$f":"Z18*E18+($A$4-80)*AG18*$A$16/1000","v":39.93},{"$f":"AA18*G18+($A$4-80)*AH18*$A$16/1000","v":39.344999999999999},38.524999999999999,37.693750000000001,36.950312500000003,36.19]
[null,63,44,43.56,43,42.784999999999997,42,42,41,41,40,40,39,39,38,38,null,1.0232558139534884,1,0.97674418604651159,0.95348837209302328,0.93023255813953487,0.90697674418604646,0.88372093023255816,0.99,0.995,1,1,1,1,1,0.47984600000000022,0.46142299999999992,0.44300000000000006,0.44300000000000006,0.44300000000000006,0.44300000000000006,0.44300000000000006,43.56,{"$f":"Z19*E19+($A$4-80)*AG19*$A$16/1000","v":42.784999999999997},{"$f":"AA19*G19+($A$4-80)*AH19*$A$16/1000","v":42},41,40,39,38]

{"sheet":"ML14XC_47","index":60,"n_rows":19,"n_cols":45,"rows_kept":19,"cut":false,"hidden":true,"merged":[[2,0,2,1],[2,2,2,15],[3,2,3,3],[3,4,3,5],[3,6,3,7],[3,8,3,9],[3,10,3,11],[3,12,3,13],[3,14,3,15],[5,2,6,2],[5,3,6,3],[5,4,6,4],[5,5,6,5],[5,6,6,6],[5,7,6,7],[5,8,6,8],[4,0,6,0],[4,1,6,1],[4,2,4,3],[4,4,4,5],[4,6,4,7],[4,8,4,9],[5,9,6,9],[5,10,6,10],[5,11,6,11],[5,12,6,12],[5,13,6,13],[5,14,6,14],[5,15,6,15],[4,10,4,11],[4,12,4,13],[4,14,4,15],[7,0,10,0],[11,0,14,0],[15,0,18,0],[22,4,22,15],[23,4,23,5],[23,6,23,7],[23,8,23,9],[23,10,23,11],[23,12,23,13],[23,14,23,15],[25,12,26,12],[25,13,26,13],[25,14,26,14],[25,15,26,15],[27,0,30,0],[31,0,34,0],[24,12,24,13],[24,14,24,15],[25,4,26,4],[25,5,26,5],[25,6,26,6],[25,7,26,7],[25,8,26,8],[25,9,26,9],[25,10,26,10],[25,11,26,11],[24,0,26,0],[24,1,26,1],[24,4,24,5],[24,6,24,7],[24,8,24,9],[24,10,24,11],[35,0,38,0],[41,0,42,1],[41,4,41,15],[42,4,42,5],[42,6,42,7],[42,8,42,9],[42,10,42,11],[42,12,42,13],[42,14,42,15],[44,12,45,12],[44,13,45,13],[44,14,45,14],[44,15,45,15],[46,0,49,0],[50,0,53,0],[43,12,43,13],[43,14,43,15],[44,4,45,4],[44,5,45,5],[44,6,45,6],[44,7,45,7],[44,8,45,8],[44,9,45,9],[44,10,45,10],[44,11,45,11],[43,0,45,0],[43,1,45,1],[43,4,43,5],[43,6,43,7],[43,8,43,9],[43,10,43,11],[54,0,57,0],[60,0,61,1],[60,4,60,15],[61,4,61,5],[61,6,61,7],[61,8,61,9],[61,10,61,11],[61,12,61,13],[61,14,61,15],[63,12,64,12],[63,13,64,13],[63,14,64,14],[63,15,64,15],[65,0,68,0],[69,0,72,0],[62,12,62,13],[62,14,62,15],[63,4,64,4],[63,5,64,5],[63,6,64,6],[63,7,64,7],[63,8,64,8],[63,9,64,9],[63,10,64,10],[63,11,64,11],[62,0,64,0],[62,1,64,1],[62,4,62,5],[62,6,62,7],[62,8,62,9],[62,10,62,11],[73,0,76,0],[79,0,80,1],[79,4,79,15],[80,4,80,5],[80,6,80,7],[80,8,80,9],[80,10,80,11],[80,12,80,13],[80,14,80,15],[82,12,83,12],[82,13,83,13],[82,14,83,14],[82,15,83,15],[84,0,87,0],[88,0,91,0],[81,12,81,13],[81,14,81,15],[82,4,83,4],[82,5,83,5],[82,6,83,6],[82,7,83,7],[82,8,83,8],[82,9,83,9],[82,10,83,10],[82,11,83,11],[81,0,83,0],[81,1,83,1],[81,4,81,5],[81,6,81,7],[81,8,81,9],[81,10,81,11],[92,0,95,0],[98,0,99,1],[98,4,98,15],[99,4,99,5],[99,6,99,7],[99,8,99,9],[99,10,99,11],[99,12,99,13],[99,14,99,15],[101,12,102,12],[101,13,102,13],[101,14,102,14],[101,15,102,15],[103,0,106,0],[107,0,110,0],[100,12,100,13],[100,14,100,15],[101,4,102,4],[101,5,102,5],[101,6,102,6],[101,7,102,7],[101,8,102,8],[101,9,102,9],[101,10,102,10],[101,11,102,11],[100,0,102,0],[100,1,102,1],[100,4,100,5],[100,6,100,7],[100,8,100,9],[100,10,100,11],[111,0,114,0],[117,0,118,1],[117,4,117,15],[118,4,118,5],[118,6,118,7],[118,8,118,9],[118,10,118,11],[118,12,118,13],[118,14,118,15],[130,0,133,0],[120,12,121,12],[120,13,121,13],[120,14,121,14],[120,15,121,15],[122,0,125,0],[126,0,129,0],[119,12,119,13],[119,14,119,15],[120,4,121,4],[120,5,121,5],[120,6,121,6],[120,7,121,7],[120,8,121,8],[120,9,121,9],[120,10,121,10],[120,11,121,11],[119,0,121,0],[119,1,121,1],[119,4,119,5],[119,6,119,7],[119,8,119,9],[119,10,119,11]]}
[]
["ML14XC_47",48]
["Evaporator Air \n",null,"Condenser  Entering Air Temperature ˚F"]
[75,"°F DB",85,null,90,null,95,null,100,null,105,null,110,null,115]
["CFM","EWB†\n˚F","Capacity Mbtuh",null,"Capacity Mbtuh",null,"Capacity Mbtuh",null,"Capacity Mbtuh",null,"Capacity Mbtuh",null,"Capacity Mbtuh",null,"Capacity Mbtuh"]
[null,null,"Total","Sens.","Total","Sens.","Total","Sens.","Total","Sens.","Total","Sens.","Total","Sens.","Total","Sens."]
[null,null,null,null,null,null,null,null,null,null,null,null,null,null,null,null,null,"Total Factors",null,null,null,null,null,null,"Sens. %",null,null,null,null,null,null,"IDB Adj",null,null,null,null,null,null,"Sens Calc"]
[1400,71,{"$f":"R8*$B$2","v":51.878787878787882},{"$f":"IF(AM8>C8,C8,AM8)","v":24.827272727272728},{"$f":"S8*$B$2","v":50.666666666666671},{"$f":"IF(AN8>E8,E8,AN8)","v":24.353333333333335},{"$f":"T8*$B$2","v":49.454545454545453},{"$f":"IF(AO8>G8,G8,AO8)","v":23.867272727272724},{"$f":"U8*$B$2","v":48.242424242424235},{"$f":"IF(AP8>I8,I8,AP8)","v":23.610303030303026},{"$f":"V8*$B$2","v":47.030303030303031},{"$f":"IF(AQ8>K8,K8,AQ8)","v":23.329090909090908},{"$f":"W8*$B$2","v":45.81818181818182},{"$f":"IF(AR8>M8,M8,AR8)","v":22.794545454545457},{"$f":"X8*$B$2","v":44.606060606060609},{"$f":"IF(AS8>O8,O8,AS8)","v":22.24787878787879},null,1.0808080808080809,1.0555555555555556,1.0303030303030303,1.005050505050505,0.97979797979797978,0.95454545454545459,0.92929292929292928,0.6,0.60499999999999998,0.61,0.62,0.63,0.63500000000000001,0.64,{"$f":"IF(Y8<0.9,0.9,Y8*-3.6846+4.1276)","v":0.9},{"$f":"IF(Z8<0.9,0.9,Z8*-3.6846+4.1276)","v":0.9},0.9,0.9,0.9,0.9,0.9,{"$f":"Y8*C8+($A$4-80)*AF8*$A$8/1000","v":24.827272727272728},{"$f":"Z8*E8+($A$4-80)*AG8*$A$8/1000","v":24.353333333333335},{"$f":"AA8*G8+($A$4-80)*AH8*$A$8/1000","v":23.867272727272724},{"$f":"AB8*I8+($A$4-80)*AI8*$A$8/1000","v":23.610303030303026},{"$f":"AC8*K8+($A$4-80)*AJ8*$A$8/1000","v":23.329090909090908},{"$f":"AD8*M8+($A$4-80)*AK8*$A$8/1000","v":22.794545454545457},{"$f":"AE8*O8+($A$4-80)*AL8*$A$8/1000","v":22.24787878787879}]
[null,67,48.969696969696969,30.427272727272726,48,{"$f":"IF(AN9>E9,E9,AN9)","v":30.180000000000003},47.030303030303031,{"$f":"IF(AO9>G9,G9,AO9)","v":29.913333333333338},45.81818181818182,{"$f":"IF(AP9>I9,I9,AP9)","v":29.438181818181821},44.606060606060609,{"$f":"IF(AQ9>K9,K9,AQ9)","v":28.938787878787881},43.393939393939398,{"$f":"IF(AR9>M9,M9,AR9)","v":28.415151515151518},42.18181818181818,{"$f":"IF(AS9>O9,O9,AS9)","v":27.867272727272731},null,1.0202020202020201,1,0.97979797979797978,0.95454545454545459,0.92929292929292928,0.90404040404040409,0.87878787878787878,0.75,0.76,0.77,0.78,0.79,0.8,0.81,{"$f":"IF(Y9<0.9,0.9,Y9*-3.6846+4.1276)","v":0.9},0.9,0.9,0.9,0.9,0.9,0.9,{"$f":"Y9*C9+($A$4-80)*AF9*$A$8/1000","v":30.427272727272726},{"$f":"Z9*E9+($A$4-80)*AG9*$A$8/1000","v":30.180000000000003},{"$f":"AA9*G9+($A$4-80)*AH9*$A$8/1000","v":29.913333333333338},{"$f":"AB9*I9+($A$4-80)*AI9*$A$8/1000","v":29.438181818181821},{"$f":"AC9*K9+($A$4-80)*AJ9*$A$8/1000","v":28.938787878787881},{"$f":"AD9*M9+($A$4-80)*AK9*$A$8/1000","v":28.415151515151518},{"$f":"AE9*O9+($A$4-80)*AL9*$A$8/1000","v":27.867272727272731}]
[null,65,47.757575757575758,33.577575757575758,46.787878787878782,33.235757575757575,45.81818181818182,32.874545454545455,44.606060606060609,32.395757575757578,43.393939393939398,31.886666666666667,42.18181818181818,31.241818181818179,40.969696969696969,31.192507272727276,null,0.99494949494949492,0.9747474747474747,0.95454545454545459,0.92929292929292928,0.90404040404040409,0.87878787878787878,0.85353535353535348,0.83499999999999996,0.84499999999999997,0.85499999999999998,0.86749999999999994,0.88,0.89,0.9,0.9,0.9,0.9,0.9,0.9,0.9,0.81145999999999985,33.577575757575758,{"$f":"Z10*E10+($A$4-80)*AG10*$A$8/1000","v":33.235757575757575},{"$f":"AA10*G10+($A$4-80)*AH10*$A$8/1000","v":32.874545454545455},32.395757575757578,31.886666666666667,31.241818181818179,31.192507272727276]
[null,63,46.545454545454547,37.65744218181819,45.575757575757578,37.479000545454539,44.606060606060609,37.281164969696967,43.393939393939398,37.179563121212126,42.18181818181818,37.041597636363633,40.969696969696969,36.533459030303028,39.757575757575758,36.001078,null,0.96969696969696972,0.9494949494949495,0.92929292929292928,0.90404040404040409,0.87878787878787878,0.85353535353535348,0.82828282828282829,0.92,0.92999999999999994,0.94,0.95499999999999996,0.97,0.98,0.99,0.73776799999999998,0.70092200000000027,0.66407600000000011,0.6088070000000001,0.55353800000000009,0.51669199999999993,0.47984600000000022,37.65744218181819,{"$f":"Z11*E11+($A$4-80)*AG11*$A$8/1000","v":37.479000545454539},{"$f":"AA11*G11+($A$4-80)*AH11*$A$8/1000","v":37.281164969696967},{"$f":"AB11*I11+($A$4-80)*AI11*$A$8/1000","v":37.179563121212126},37.041597636363633,36.533459030303028,36.001078]
[1600,71,53.333333333333336,25.866666666666671,52.121212121212125,25.636363636363637,50.909090909090907,25.381818181818179,49.696969696969688,24.854545454545448,48.484848484848484,24.315151515151516,47.030303030303031,23.604848484848489,45.575757575757578,22.880000000000003,null,1.1111111111111112,1.0858585858585859,1.0606060606060606,1.0353535353535352,1.0101010101010102,0.97979797979797978,0.9494949494949495,0.62,0.63,0.64,0.64500000000000002,0.65,0.65500000000000003,0.66,0.9,0.9,0.9,0.9,0.9,0.9,0.9,{"$f":"Y12*C12+($A$4-80)*AF12*$A$12/1000","v":25.866666666666671},{"$f":"Z12*E12+($A$4-80)*AG12*$A$12/1000","v":25.636363636363637},{"$f":"AA12*G12+($A$4-80)*AH12*$A$12/1000","v":25.381818181818179},{"$f":"AB12*I12+($A$4-80)*AI12*$A$12/1000","v":24.854545454545448},{"$f":"AC12*K12+($A$4-80)*AJ12*$A$12/1000","v":24.315151515151516},{"$f":"AD12*M12+($A$4-80)*AK12*$A$12/1000","v":23.604848484848489},{"$f":"AE12*O12+($A$4-80)*AL12*$A$12/1000","v":22.880000000000003}]
[null,67,50.424242424242429,32.63515151515152,49.212121212121218,32.169696969696972,48,31.680000000000003,46.787878787878782,31.166060606060608,45.575757575757578,30.627878787878789,44.36363636363636,30.065454545454539,43.151515151515156,29.47878787878788,null,1.0505050505050506,1.0252525252525253,1,0.9747474747474747,0.9494949494949495,0.9242424242424242,0.89898989898989901,0.79,0.8,0.81,0.82000000000000006,0.83,0.84,0.85,0.9,0.9,0.9,0.9,0.9,0.9,0.9,{"$f":"Y13*C13+($A$4-80)*AF13*$A$12/1000","v":32.63515151515152},{"$f":"Z13*E13+($A$4-80)*AG13*$A$12/1000","v":32.169696969696972},{"$f":"AA13*G13+($A$4-80)*AH13*$A$12/1000","v":31.680000000000003},{"$f":"AB13*I13+($A$4-80)*AI13*$A$12/1000","v":31.166060606060608},{"$f":"AC13*K13+($A$4-80)*AJ13*$A$12/1000","v":30.627878787878789},{"$f":"AD13*M13+($A$4-80)*AK13*$A$12/1000","v":30.065454545454539},{"$f":"AE13*O13+($A$4-80)*AL13*$A$12/1000","v":29.47878787878788}]
[null,65,49.212121212121218,35.860606060606059,48,35.399999999999991,46.787878787878782,35.6174109090909,45.575757575757578,35.089395999999994,44.36363636363636,34.543199272727279,43.272727272727273,33.908765090909085,42.18181818181818,33.263421818181811,null,1.0252525252525253,1,0.9747474747474747,0.9494949494949495,0.9242424242424242,0.90151515151515149,0.87878787878787878,0.875,0.88749999999999996,0.9,0.90749999999999997,0.91500000000000004,0.91999999999999993,0.92500000000000004,0.9,0.9,0.81145999999999985,0.78382550000000029,0.75619099999999984,0.73776800000000042,0.71934500000000012,35.860606060606059,{"$f":"Z14*E14+($A$4-80)*AG14*$A$12/1000","v":35.399999999999991},{"$f":"AA14*G14+($A$4-80)*AH14*$A$12/1000","v":35.6174109090909},35.089395999999994,34.543199272727279,33.908765090909085,33.263421818181811]
[null,63,48,41.356927999999996,46.787878787878782,41.337261818181808,45.575757575757578,41.281232000000003,44.36363636363636,40.450434181818181,43.151515151515156,39.607515151515159,42.18181818181818,38.637818181818176,41.212121212121211,37.668121212121207,null,1,0.9747474747474747,0.9494949494949495,0.9242424242424242,0.89898989898989901,0.87878787878787878,0.85858585858585856,0.96,0.97499999999999998,0.99,0.995,1,1,1,0.59038400000000024,0.53511500000000023,0.47984600000000022,0.46142299999999992,0.44300000000000006,0.44300000000000006,0.44300000000000006,41.356927999999996,{"$f":"Z15*E15+($A$4-80)*AG15*$A$12/1000","v":41.337261818181808},{"$f":"AA15*G15+($A$4-80)*AH15*$A$12/1000","v":41.281232000000003},40.450434181818181,39.607515151515159,38.637818181818176,37.668121212121207]
[1800,71,54.303030303030297,27.196969696969695,53.090909090909086,26.674545454545452,51.878787878787882,26.14,50.666666666666671,25.593333333333334,49.454545454545453,25.034545454545452,48,24.54,46.545454545454547,24.016363636363636,null,1.1313131313131313,1.106060606060606,1.0808080808080809,1.0555555555555556,1.0303030303030303,1,0.96969696969696972,0.65,0.65500000000000003,0.66,0.66500000000000004,0.67,0.67999999999999994,0.69,0.9,0.9,0.9,0.9,0.9,0.9,0.9,{"$f":"Y16*C16+($A$4-80)*AF16*$A$16/1000","v":27.196969696969695},{"$f":"Z16*E16+($A$4-80)*AG16*$A$16/1000","v":26.674545454545452},{"$f":"AA16*G16+($A$4-80)*AH16*$A$16/1000","v":26.14},{"$f":"AB16*I16+($A$4-80)*AI16*$A$16/1000","v":25.593333333333334},{"$f":"AC16*K16+($A$4-80)*AJ16*$A$16/1000","v":25.034545454545452},{"$f":"AD16*M16+($A$4-80)*AK16*$A$16/1000","v":24.54},{"$f":"AE16*O16+($A$4-80)*AL16*$A$16/1000","v":24.016363636363636}]
[null,67,51.393939393939391,34.043030303030299,50.18181818181818,33.550909090909087,48.969696969696969,33.034545454545452,47.757575757575758,32.493939393939392,46.545454545454547,31.92909090909091,45.333333333333329,31.566666666666663,44.121212121212125,31.167878787878792,null,1.0707070707070707,1.0454545454545454,1.0202020202020201,0.99494949494949492,0.96969696969696972,0.94444444444444442,0.91919191919191923,0.82,0.83,0.84,0.85,0.86,0.875,0.89,0.9,0.9,0.9,0.9,0.9,0.9,0.9,{"$f":"Y17*C17+($A$4-80)*AF17*$A$16/1000","v":34.043030303030299},{"$f":"Z17*E17+($A$4-80)*AG17*$A$16/1000","v":33.550909090909087},{"$f":"AA17*G17+($A$4-80)*AH17*$A$16/1000","v":33.034545454545452},{"$f":"AB17*I17+($A$4-80)*AI17*$A$16/1000","v":32.493939393939392},{"$f":"AC17*K17+($A$4-80)*AJ17*$A$16/1000","v":31.92909090909091},{"$f":"AD17*M17+($A$4-80)*AK17*$A$16/1000","v":31.566666666666663},{"$f":"AE17*O17+($A$4-80)*AL17*$A$16/1000","v":31.167878787878792}]
[null,65,50.18181818181818,38.693928545454533,49.090909090909093,38.112462818181825,48,37.520087999999994,46.909090909090907,36.916804090909089,45.81818181818182,36.302611090909089,44.606060606060609,35.758594318181821,43.393939393939398,35.196395727272737,null,1.0454545454545454,1.0227272727272727,1,0.97727272727272729,0.95454545454545459,0.92929292929292928,0.90404040404040409,0.90999999999999992,0.91500000000000004,0.91999999999999993,0.92500000000000004,0.92999999999999994,0.9375,0.94500000000000006,0.77461400000000058,0.75619099999999984,0.73776800000000042,0.71934500000000012,0.70092200000000027,0.67328750000000026,0.64565299999999981,38.693928545454533,{"$f":"Z18*E18+($A$4-80)*AG18*$A$16/1000","v":38.112462818181825},{"$f":"AA18*G18+($A$4-80)*AH18*$A$16/1000","v":37.520087999999994},36.916804090909089,36.302611090909089,35.758594318181821,35.196395727272737]
[null,63,48.969696969696969,44.982696969696967,48,44.012999999999998,47.030303030303031,43.043303030303029,46.060606060606062,42.07360606060606,45.090909090909093,41.103909090909092,43.878787878787875,39.891787878787873,42.666666666666664,38.679666666666662,null,1.0202020202020201,1,0.97979797979797978,0.95959595959595956,0.93939393939393945,0.91414141414141414,0.88888888888888884,1,1,1,1,1,1,1,0.44300000000000006,0.44300000000000006,0.44300000000000006,0.44300000000000006,0.44300000000000006,0.44300000000000006,0.44300000000000006,44.982696969696967,{"$f":"Z19*E19+($A$4-80)*AG19*$A$16/1000","v":44.012999999999998},{"$f":"AA19*G19+($A$4-80)*AH19*$A$16/1000","v":43.043303030303029},42.07360606060606,41.103909090909092,39.891787878787873,38.679666666666662]

{"sheet":"ML14XC_48","index":61,"n_rows":19,"n_cols":45,"rows_kept":19,"cut":false,"hidden":true,"merged":[[2,0,2,1],[2,2,2,15],[3,2,3,3],[3,4,3,5],[3,6,3,7],[3,8,3,9],[3,10,3,11],[3,12,3,13],[3,14,3,15],[5,2,6,2],[5,3,6,3],[5,4,6,4],[5,5,6,5],[5,6,6,6],[5,7,6,7],[5,8,6,8],[4,0,6,0],[4,1,6,1],[4,2,4,3],[4,4,4,5],[4,6,4,7],[4,8,4,9],[5,9,6,9],[5,10,6,10],[5,11,6,11],[5,12,6,12],[5,13,6,13],[5,14,6,14],[5,15,6,15],[4,10,4,11],[4,12,4,13],[4,14,4,15],[7,0,10,0],[11,0,14,0],[15,0,18,0],[22,4,22,15],[23,4,23,5],[23,6,23,7],[23,8,23,9],[23,10,23,11],[23,12,23,13],[23,14,23,15],[25,12,26,12],[25,13,26,13],[25,14,26,14],[25,15,26,15],[27,0,30,0],[31,0,34,0],[24,12,24,13],[24,14,24,15],[25,4,26,4],[25,5,26,5],[25,6,26,6],[25,7,26,7],[25,8,26,8],[25,9,26,9],[25,10,26,10],[25,11,26,11],[24,0,26,0],[24,1,26,1],[24,4,24,5],[24,6,24,7],[24,8,24,9],[24,10,24,11],[35,0,38,0],[41,0,42,1],[41,4,41,15],[42,4,42,5],[42,6,42,7],[42,8,42,9],[42,10,42,11],[42,12,42,13],[42,14,42,15],[44,12,45,12],[44,13,45,13],[44,14,45,14],[44,15,45,15],[46,0,49,0],[50,0,53,0],[43,12,43,13],[43,14,43,15],[44,4,45,4],[44,5,45,5],[44,6,45,6],[44,7,45,7],[44,8,45,8],[44,9,45,9],[44,10,45,10],[44,11,45,11],[43,0,45,0],[43,1,45,1],[43,4,43,5],[43,6,43,7],[43,8,43,9],[43,10,43,11],[54,0,57,0],[60,0,61,1],[60,4,60,15],[61,4,61,5],[61,6,61,7],[61,8,61,9],[61,10,61,11],[61,12,61,13],[61,14,61,15],[63,12,64,12],[63,13,64,13],[63,14,64,14],[63,15,64,15],[65,0,68,0],[69,0,72,0],[62,12,62,13],[62,14,62,15],[63,4,64,4],[63,5,64,5],[63,6,64,6],[63,7,64,7],[63,8,64,8],[63,9,64,9],[63,10,64,10],[63,11,64,11],[62,0,64,0],[62,1,64,1],[62,4,62,5],[62,6,62,7],[62,8,62,9],[62,10,62,11],[73,0,76,0],[79,0,80,1],[79,4,79,15],[80,4,80,5],[80,6,80,7],[80,8,80,9],[80,10,80,11],[80,12,80,13],[80,14,80,15],[82,12,83,12],[82,13,83,13],[82,14,83,14],[82,15,83,15],[84,0,87,0],[88,0,91,0],[81,12,81,13],[81,14,81,15],[82,4,83,4],[82,5,83,5],[82,6,83,6],[82,7,83,7],[82,8,83,8],[82,9,83,9],[82,10,83,10],[82,11,83,11],[81,0,83,0],[81,1,83,1],[81,4,81,5],[81,6,81,7],[81,8,81,9],[81,10,81,11],[92,0,95,0],[98,0,99,1],[98,4,98,15],[99,4,99,5],[99,6,99,7],[99,8,99,9],[99,10,99,11],[99,12,99,13],[99,14,99,15],[101,12,102,12],[101,13,102,13],[101,14,102,14],[101,15,102,15],[103,0,106,0],[107,0,110,0],[100,12,100,13],[100,14,100,15],[101,4,102,4],[101,5,102,5],[101,6,102,6],[101,7,102,7],[101,8,102,8],[101,9,102,9],[101,10,102,10],[101,11,102,11],[100,0,102,0],[100,1,102,1],[100,4,100,5],[100,6,100,7],[100,8,100,9],[100,10,100,11],[111,0,114,0],[117,0,118,1],[117,4,117,15],[118,4,118,5],[118,6,118,7],[118,8,118,9],[118,10,118,11],[118,12,118,13],[118,14,118,15],[130,0,133,0],[120,12,121,12],[120,13,121,13],[120,14,121,14],[120,15,121,15],[122,0,125,0],[126,0,129,0],[119,12,119,13],[119,14,119,15],[120,4,121,4],[120,5,121,5],[120,6,121,6],[120,7,121,7],[120,8,121,8],[120,9,121,9],[120,10,121,10],[120,11,121,11],[119,0,121,0],[119,1,121,1],[119,4,119,5],[119,6,119,7],[119,8,119,9],[119,10,119,11]]}
[]
["ML14XC_48",49]
["Evaporator Air \n",null,"Condenser  Entering Air Temperature ˚F"]
[80,"°F DB",85,null,90,null,95,null,100,null,105,null,110,null,115]
["CFM","EWB†\n˚F","Capacity Mbtuh",null,"Capacity Mbtuh",null,"Capacity Mbtuh",null,"Capacity Mbtuh",null,"Capacity Mbtuh",null,"Capacity Mbtuh",null,"Capacity Mbtuh"]
[null,null,"Total","Sens.","Total","Sens.","Total","Sens.","Total","Sens.","Total","Sens.","Total","Sens.","Total","Sens."]
[null,null,null,null,null,null,null,null,null,null,null,null,null,null,null,null,null,"Total Factors",null,null,null,null,null,null,"Sens. %",null,null,null,null,null,null,"IDB Adj",null,null,null,null,null,null,"Sens Calc"]
[1400,71,{"$f":"R8*$B$2","v":52.5},{"$f":"IF(AM8>C8,C8,AM8)","v":31.5},{"$f":"S8*$B$2","v":51.5},{"$f":"IF(AN8>E8,E8,AN8)","v":31.157499999999999},{"$f":"T8*$B$2","v":50.499999999999993},{"$f":"IF(AO8>G8,G8,AO8)","v":30.804999999999996},{"$f":"U8*$B$2","v":49.25},{"$f":"IF(AP8>I8,I8,AP8)","v":30.28875},{"$f":"V8*$B$2","v":48},{"$f":"IF(AQ8>K8,K8,AQ8)","v":29.759999999999998},{"$f":"W8*$B$2","v":46.5},{"$f":"IF(AR8>M8,M8,AR8)","v":29.295000000000002},{"$f":"X8*$B$2","v":45},{"$f":"IF(AS8>O8,O8,AS8)","v":28.8},null,1.0714285714285714,1.0510204081632653,1.0306122448979591,1.0051020408163265,0.97959183673469385,0.94897959183673475,0.91836734693877553,0.6,0.60499999999999998,0.61,0.61499999999999999,0.62,0.63,0.64,{"$f":"IF(Y8<0.9,0.9,Y8*-3.6846+4.1276)","v":0.9},{"$f":"IF(Z8<0.9,0.9,Z8*-3.6846+4.1276)","v":0.9},0.9,0.9,0.9,0.9,0.9,{"$f":"Y8*C8+($A$4-80)*AF8*$A$8/1000","v":31.5},{"$f":"Z8*E8+($A$4-80)*AG8*$A$8/1000","v":31.157499999999999},{"$f":"AA8*G8+($A$4-80)*AH8*$A$8/1000","v":30.804999999999996},{"$f":"AB8*I8+($A$4-80)*AI8*$A$8/1000","v":30.28875},{"$f":"AC8*K8+($A$4-80)*AJ8*$A$8/1000","v":29.759999999999998},{"$f":"AD8*M8+($A$4-80)*AK8*$A$8/1000","v":29.295000000000002},{"$f":"AE8*O8+($A$4-80)*AL8*$A$8/1000","v":28.8}]
[null,67,50,37.5,49,{"$f":"IF(AN9>E9,E9,AN9)","v":37.24},48,{"$f":"IF(AO9>G9,G9,AO9)","v":36.96},46.75,{"$f":"IF(AP9>I9,I9,AP9)","v":36.231250000000003},45.5,{"$f":"IF(AQ9>K9,K9,AQ9)","v":35.49},44.25,{"$f":"IF(AR9>M9,M9,AR9)","v":35.178750000000001},43,{"$f":"IF(AS9>O9,O9,AS9)","v":34.830000000000005},null,1.0204081632653061,1,0.97959183673469385,0.95408163265306123,0.9285714285714286,0.90306122448979587,0.87755102040816324,0.75,0.76,0.77,0.77500000000000002,0.78,0.79500000000000004,0.81,{"$f":"IF(Y9<0.9,0.9,Y9*-3.6846+4.1276)","v":0.9},0.9,0.9,0.9,0.9,0.9,0.9,{"$f":"Y9*C9+($A$4-80)*AF9*$A$8/1000","v":37.5},{"$f":"Z9*E9+($A$4-80)*AG9*$A$8/1000","v":37.24},{"$f":"AA9*G9+($A$4-80)*AH9*$A$8/1000","v":36.96},{"$f":"AB9*I9+($A$4-80)*AI9*$A$8/1000","v":36.231250000000003},{"$f":"AC9*K9+($A$4-80)*AJ9*$A$8/1000","v":35.49},{"$f":"AD9*M9+($A$4-80)*AK9*$A$8/1000","v":35.178750000000001},{"$f":"AE9*O9+($A$4-80)*AL9*$A$8/1000","v":34.830000000000005}]
[null,65,48.75,40.706249999999997,47.75,40.348749999999995,46.75,39.971249999999998,45.625,39.3515625,44.5,38.714999999999996,43.25,38.276249999999997,42,37.800000000000004,null,0.99489795918367352,0.97448979591836737,0.95408163265306123,0.93112244897959184,0.90816326530612246,0.88265306122448983,0.8571428571428571,0.83499999999999996,0.84499999999999997,0.85499999999999998,0.86250000000000004,0.87,0.88500000000000001,0.9,0.9,0.9,0.9,0.9,0.9,0.9,0.81145999999999985,40.706249999999997,{"$f":"Z10*E10+($A$4-80)*AG10*$A$8/1000","v":40.348749999999995},{"$f":"AA10*G10+($A$4-80)*AH10*$A$8/1000","v":39.971249999999998},39.3515625,38.714999999999996,38.276249999999997,37.800000000000004]
[null,63,47.5,43.7,46.5,43.244999999999997,45.5,42.769999999999996,44.5,42.274999999999999,43.5,41.76,42.25,41.193750000000001,41,40.589999999999996,null,0.96938775510204078,0.94897959183673475,0.9285714285714286,0.90816326530612246,0.88775510204081631,0.86224489795918369,0.83673469387755106,0.92,0.92999999999999994,0.94,0.95,0.96,0.97499999999999998,0.99,0.73776799999999998,0.70092200000000027,0.66407600000000011,0.6272300000000004,0.59038400000000024,0.53511500000000023,0.47984600000000022,43.7,{"$f":"Z11*E11+($A$4-80)*AG11*$A$8/1000","v":43.244999999999997},{"$f":"AA11*G11+($A$4-80)*AH11*$A$8/1000","v":42.769999999999996},{"$f":"AB11*I11+($A$4-80)*AI11*$A$8/1000","v":42.274999999999999},41.76,41.193750000000001,40.589999999999996]
[1600,71,53.999999999999993,33.479999999999997,52.749999999999993,32.968749999999993,51.5,32.445,50.25,32.160000000000004,49,31.85,47.5,31.35,46,30.82,null,1.1020408163265305,1.0765306122448979,1.0510204081632653,1.0255102040816326,1,0.96938775510204078,0.93877551020408168,0.62,0.625,0.63,0.64,0.65,0.66,0.67,0.9,0.9,0.9,0.9,0.9,0.9,0.9,{"$f":"Y12*C12+($A$4-80)*AF12*$A$12/1000","v":33.479999999999997},{"$f":"Z12*E12+($A$4-80)*AG12*$A$12/1000","v":32.968749999999993},{"$f":"AA12*G12+($A$4-80)*AH12*$A$12/1000","v":32.445},{"$f":"AB12*I12+($A$4-80)*AI12*$A$12/1000","v":32.160000000000004},{"$f":"AC12*K12+($A$4-80)*AJ12*$A$12/1000","v":31.85},{"$f":"AD12*M12+($A$4-80)*AK12*$A$12/1000","v":31.35},{"$f":"AE12*O12+($A$4-80)*AL12*$A$12/1000","v":30.82}]
[null,67,51.5,40.685000000000002,50.25,39.948750000000004,49,39.200000000000003,47.75,38.677500000000002,46.5,38.129999999999995,45.25,37.783749999999998,44,37.4,null,1.0510204081632653,1.0255102040816326,1,0.97448979591836737,0.94897959183673475,0.92346938775510201,0.89795918367346939,0.79,0.79500000000000004,0.8,0.81,0.82,0.83499999999999996,0.85,0.9,0.9,0.9,0.9,0.9,0.9,0.9,{"$f":"Y13*C13+($A$4-80)*AF13*$A$12/1000","v":40.685000000000002},{"$f":"Z13*E13+($A$4-80)*AG13*$A$12/1000","v":39.948750000000004},{"$f":"AA13*G13+($A$4-80)*AH13*$A$12/1000","v":39.200000000000003},{"$f":"AB13*I13+($A$4-80)*AI13*$A$12/1000","v":38.677500000000002},{"$f":"AC13*K13+($A$4-80)*AJ13*$A$12/1000","v":38.129999999999995},{"$f":"AD13*M13+($A$4-80)*AK13*$A$12/1000","v":37.783749999999998},{"$f":"AE13*O13+($A$4-80)*AL13*$A$12/1000","v":37.4}]
[null,65,50.25,43.96875,49.125000000000007,43.352812500000006,48,42.72,46.75,42.075000000000003,45.5,41.404999999999994,44.25,40.599375000000002,43,39.774999999999999,null,1.0255102040816326,1.0025510204081634,0.97959183673469385,0.95408163265306123,0.9285714285714286,0.90306122448979587,0.87755102040816324,0.875,0.88250000000000006,0.89,0.9,0.90999999999999992,0.91749999999999998,0.92500000000000004,0.9,0.9,0.9,0.81145999999999985,0.77461400000000058,0.74697950000000013,0.71934500000000012,43.96875,{"$f":"Z14*E14+($A$4-80)*AG14*$A$12/1000","v":43.352812500000006},{"$f":"AA14*G14+($A$4-80)*AH14*$A$12/1000","v":42.72},42.075000000000003,41.404999999999994,40.599375000000002,39.774999999999999]
[null,63,49,47.04,48,46.56,47,46.06,45.75,45.292499999999997,44.5,44.5,43.25,43.25,42,42,null,1,0.97959183673469385,0.95918367346938771,0.93367346938775508,0.90816326530612246,0.88265306122448983,0.8571428571428571,0.96,0.97,0.98,0.99,1,1,1,0.59038400000000024,0.55353800000000009,0.51669199999999993,0.47984600000000022,0.44300000000000006,0.44300000000000006,0.44300000000000006,47.04,{"$f":"Z15*E15+($A$4-80)*AG15*$A$12/1000","v":46.56},{"$f":"AA15*G15+($A$4-80)*AH15*$A$12/1000","v":46.06},45.292499999999997,44.5,43.25,42]
[1800,71,54.999999999999993,35.75,53.75,35.206250000000004,52.5,34.65,51,33.914999999999999,49.499999999999993,33.164999999999999,48.25,32.809999999999995,47,32.43,null,1.1224489795918366,1.096938775510204,1.0714285714285714,1.0408163265306123,1.010204081632653,0.98469387755102045,0.95918367346938771,0.65,0.65500000000000003,0.66,0.66500000000000004,0.67,0.67999999999999994,0.69,0.9,0.9,0.9,0.9,0.9,0.9,0.9,{"$f":"Y16*C16+($A$4-80)*AF16*$A$16/1000","v":35.75},{"$f":"Z16*E16+($A$4-80)*AG16*$A$16/1000","v":35.206250000000004},{"$f":"AA16*G16+($A$4-80)*AH16*$A$16/1000","v":34.65},{"$f":"AB16*I16+($A$4-80)*AI16*$A$16/1000","v":33.914999999999999},{"$f":"AC16*K16+($A$4-80)*AJ16*$A$16/1000","v":33.164999999999999},{"$f":"AD16*M16+($A$4-80)*AK16*$A$16/1000","v":32.809999999999995},{"$f":"AE16*O16+($A$4-80)*AL16*$A$16/1000","v":32.43}]
[null,67,52.5,43.05,51.25,42.537500000000001,50,42,48.75,41.4375,47.5,40.85,46.25,40.46875,45,40.049999999999997,null,1.0714285714285714,1.0459183673469388,1.0204081632653061,0.99489795918367352,0.96938775510204078,0.94387755102040816,0.91836734693877553,0.82,0.83,0.84,0.85,0.86,0.875,0.89,0.9,0.9,0.9,0.9,0.9,0.9,0.9,{"$f":"Y17*C17+($A$4-80)*AF17*$A$16/1000","v":43.05},{"$f":"Z17*E17+($A$4-80)*AG17*$A$16/1000","v":42.537500000000001},{"$f":"AA17*G17+($A$4-80)*AH17*$A$16/1000","v":42},{"$f":"AB17*I17+($A$4-80)*AI17*$A$16/1000","v":41.4375},{"$f":"AC17*K17+($A$4-80)*AJ17*$A$16/1000","v":40.85},{"$f":"AD17*M17+($A$4-80)*AK17*$A$16/1000","v":40.46875},{"$f":"AE17*O17+($A$4-80)*AL17*$A$16/1000","v":40.049999999999997}]
[null,65,51.25,46.637499999999996,50.125000000000007,45.86437500000001,49,45.08,47.875,44.284375000000004,46.75,43.477499999999999,45.5,42.65625,44.25,41.816250000000004,null,1.0459183673469388,1.0229591836734695,1,0.97704081632653061,0.95408163265306123,0.9285714285714286,0.90306122448979587,0.90999999999999992,0.91500000000000004,0.91999999999999993,0.92500000000000004,0.92999999999999994,0.9375,0.94500000000000006,0.77461400000000058,0.75619099999999984,0.73776800000000042,0.71934500000000012,0.70092200000000027,0.67328750000000026,0.64565299999999981,46.637499999999996,{"$f":"Z18*E18+($A$4-80)*AG18*$A$16/1000","v":45.86437500000001},{"$f":"AA18*G18+($A$4-80)*AH18*$A$16/1000","v":45.08},44.284375000000004,43.477499999999999,42.65625,41.816250000000004]
[null,63,50,50,49,49,48,48,47,47,46,46,44.75,44.75,43.5,43.5,null,1.0204081632653061,1,0.97959183673469385,0.95918367346938771,0.93877551020408168,0.91326530612244894,0.88775510204081631,1,1,1,1,1,1,1,0.44300000000000006,0.44300000000000006,0.44300000000000006,0.44300000000000006,0.44300000000000006,0.44300000000000006,0.44300000000000006,50,{"$f":"Z19*E19+($A$4-80)*AG19*$A$16/1000","v":49},{"$f":"AA19*G19+($A$4-80)*AH19*$A$16/1000","v":48},47,46,44.75,43.5]

{"sheet":"ML14XC_59","index":62,"n_rows":19,"n_cols":45,"rows_kept":19,"cut":false,"hidden":true,"merged":[[2,0,2,1],[2,2,2,15],[3,2,3,3],[3,4,3,5],[3,6,3,7],[3,8,3,9],[3,10,3,11],[3,12,3,13],[3,14,3,15],[5,2,6,2],[5,3,6,3],[5,4,6,4],[5,5,6,5],[5,6,6,6],[5,7,6,7],[5,8,6,8],[4,0,6,0],[4,1,6,1],[4,2,4,3],[4,4,4,5],[4,6,4,7],[4,8,4,9],[5,9,6,9],[5,10,6,10],[5,11,6,11],[5,12,6,12],[5,13,6,13],[5,14,6,14],[5,15,6,15],[4,10,4,11],[4,12,4,13],[4,14,4,15],[7,0,10,0],[11,0,14,0],[15,0,18,0],[22,4,22,15],[23,4,23,5],[23,6,23,7],[23,8,23,9],[23,10,23,11],[23,12,23,13],[23,14,23,15],[25,12,26,12],[25,13,26,13],[25,14,26,14],[25,15,26,15],[27,0,30,0],[31,0,34,0],[24,12,24,13],[24,14,24,15],[25,4,26,4],[25,5,26,5],[25,6,26,6],[25,7,26,7],[25,8,26,8],[25,9,26,9],[25,10,26,10],[25,11,26,11],[24,0,26,0],[24,1,26,1],[24,4,24,5],[24,6,24,7],[24,8,24,9],[24,10,24,11],[35,0,38,0],[41,0,42,1],[41,4,41,15],[42,4,42,5],[42,6,42,7],[42,8,42,9],[42,10,42,11],[42,12,42,13],[42,14,42,15],[44,12,45,12],[44,13,45,13],[44,14,45,14],[44,15,45,15],[46,0,49,0],[50,0,53,0],[43,12,43,13],[43,14,43,15],[44,4,45,4],[44,5,45,5],[44,6,45,6],[44,7,45,7],[44,8,45,8],[44,9,45,9],[44,10,45,10],[44,11,45,11],[43,0,45,0],[43,1,45,1],[43,4,43,5],[43,6,43,7],[43,8,43,9],[43,10,43,11],[54,0,57,0],[60,0,61,1],[60,4,60,15],[61,4,61,5],[61,6,61,7],[61,8,61,9],[61,10,61,11],[61,12,61,13],[61,14,61,15],[63,12,64,12],[63,13,64,13],[63,14,64,14],[63,15,64,15],[65,0,68,0],[69,0,72,0],[62,12,62,13],[62,14,62,15],[63,4,64,4],[63,5,64,5],[63,6,64,6],[63,7,64,7],[63,8,64,8],[63,9,64,9],[63,10,64,10],[63,11,64,11],[62,0,64,0],[62,1,64,1],[62,4,62,5],[62,6,62,7],[62,8,62,9],[62,10,62,11],[73,0,76,0],[79,0,80,1],[79,4,79,15],[80,4,80,5],[80,6,80,7],[80,8,80,9],[80,10,80,11],[80,12,80,13],[80,14,80,15],[82,12,83,12],[82,13,83,13],[82,14,83,14],[82,15,83,15],[84,0,87,0],[88,0,91,0],[81,12,81,13],[81,14,81,15],[82,4,83,4],[82,5,83,5],[82,6,83,6],[82,7,83,7],[82,8,83,8],[82,9,83,9],[82,10,83,10],[82,11,83,11],[81,0,83,0],[81,1,83,1],[81,4,81,5],[81,6,81,7],[81,8,81,9],[81,10,81,11],[92,0,95,0],[98,0,99,1],[98,4,98,15],[99,4,99,5],[99,6,99,7],[99,8,99,9],[99,10,99,11],[99,12,99,13],[99,14,99,15],[101,12,102,12],[101,13,102,13],[101,14,102,14],[101,15,102,15],[103,0,106,0],[107,0,110,0],[100,12,100,13],[100,14,100,15],[101,4,102,4],[101,5,102,5],[101,6,102,6],[101,7,102,7],[101,8,102,8],[101,9,102,9],[101,10,102,10],[101,11,102,11],[100,0,102,0],[100,1,102,1],[100,4,100,5],[100,6,100,7],[100,8,100,9],[100,10,100,11],[111,0,114,0],[117,0,118,1],[117,4,117,15],[118,4,118,5],[118,6,118,7],[118,8,118,9],[118,10,118,11],[118,12,118,13],[118,14,118,15],[130,0,133,0],[120,12,121,12],[120,13,121,13],[120,14,121,14],[120,15,121,15],[122,0,125,0],[126,0,129,0],[119,12,119,13],[119,14,119,15],[120,4,121,4],[120,5,121,5],[120,6,121,6],[120,7,121,7],[120,8,121,8],[120,9,121,9],[120,10,121,10],[120,11,121,11],[119,0,121,0],[119,1,121,1],[119,4,119,5],[119,6,119,7],[119,8,119,9],[119,10,119,11]]}
[]
["ML14XC_59",57.5]
["Evaporator Air \n",null,"Condenser  Entering Air Temperature ˚F"]
[75,"°F DB",85,null,90,null,95,null,100,null,105,null,110,null,115]
["CFM","EWB†\n˚F","Capacity Mbtuh",null,"Capacity Mbtuh",null,"Capacity Mbtuh",null,"Capacity Mbtuh",null,"Capacity Mbtuh",null,"Capacity Mbtuh",null,"Capacity Mbtuh"]
[null,null,"Total","Sens.","Total","Sens.","Total","Sens.","Total","Sens.","Total","Sens.","Total","Sens.","Total","Sens."]
[null,null,null,null,null,null,null,null,null,null,null,null,null,null,null,null,null,"Total Factors",null,null,null,null,null,null,"Sens. %",null,null,null,null,null,null,"IDB Adj",null,null,null,null,null,null,"Sens Calc"]
[1575,71,{"$f":"R8*$B$2","v":61.8125},{"$f":"IF(AM8>C8,C8,AM8)","v":29.381875000000001},{"$f":"S8*$B$2","v":60.375},{"$f":"IF(AN8>E8,E8,AN8)","v":28.533749999999998},{"$f":"T8*$B$2","v":58.937499999999993},{"$f":"IF(AO8>G8,G8,AO8)","v":27.685624999999995},{"$f":"U8*$B$2","v":57.5},{"$f":"IF(AP8>I8,I8,AP8)","v":27.125},{"$f":"V8*$B$2","v":56.0625},{"$f":"IF(AQ8>K8,K8,AQ8)","v":26.549999999999997},{"$f":"W8*$B$2","v":54.625},{"$f":"IF(AR8>M8,M8,AR8)","v":26.233750000000001},{"$f":"X8*$B$2","v":53.1875},{"$f":"IF(AS8>O8,O8,AS8)","v":25.888750000000002},null,1.075,1.05,1.0249999999999999,1,0.97499999999999998,0.95,0.92500000000000004,0.59,0.59,0.59,0.59499999999999997,0.6,0.61,0.62,{"$f":"IF(Y8<0.9,0.9,Y8*-3.6846+4.1276)","v":0.9},{"$f":"IF(Z8<0.9,0.9,Z8*-3.6846+4.1276)","v":0.9},0.9,0.9,0.9,0.9,0.9,{"$f":"Y8*C8+($A$4-80)*AF8*$A$8/1000","v":29.381875000000001},{"$f":"Z8*E8+($A$4-80)*AG8*$A$8/1000","v":28.533749999999998},{"$f":"AA8*G8+($A$4-80)*AH8*$A$8/1000","v":27.685624999999995},{"$f":"AB8*I8+($A$4-80)*AI8*$A$8/1000","v":27.125},{"$f":"AC8*K8+($A$4-80)*AJ8*$A$8/1000","v":26.549999999999997},{"$f":"AD8*M8+($A$4-80)*AK8*$A$8/1000","v":26.233750000000001},{"$f":"AE8*O8+($A$4-80)*AL8*$A$8/1000","v":25.888750000000002}]
[null,67,58.458333333333329,35.587083333333332,57.260416666666664,{"$f":"IF(AN9>E9,E9,AN9)","v":35.28520833333333},56.0625,{"$f":"IF(AO9>G9,G9,AO9)","v":34.959375000000001},54.625,{"$f":"IF(AP9>I9,I9,AP9)","v":34.154375000000002},53.1875,{"$f":"IF(AQ9>K9,K9,AQ9)","v":33.335000000000001},51.75,{"$f":"IF(AR9>M9,M9,AR9)","v":32.760000000000005},50.3125,{"$f":"IF(AS9>O9,O9,AS9)","v":32.15625},null,1.0166666666666666,0.99583333333333335,0.97499999999999998,0.95,0.92500000000000004,0.9,0.875,0.73,0.74,0.75,0.755,0.76,0.77,0.78,{"$f":"IF(Y9<0.9,0.9,Y9*-3.6846+4.1276)","v":0.9},0.9,0.9,0.9,0.9,0.9,0.9,{"$f":"Y9*C9+($A$4-80)*AF9*$A$8/1000","v":35.587083333333332},{"$f":"Z9*E9+($A$4-80)*AG9*$A$8/1000","v":35.28520833333333},{"$f":"AA9*G9+($A$4-80)*AH9*$A$8/1000","v":34.959375000000001},{"$f":"AB9*I9+($A$4-80)*AI9*$A$8/1000","v":34.154375000000002},{"$f":"AC9*K9+($A$4-80)*AJ9*$A$8/1000","v":33.335000000000001},{"$f":"AD9*M9+($A$4-80)*AK9*$A$8/1000","v":32.760000000000005},{"$f":"AE9*O9+($A$4-80)*AL9*$A$8/1000","v":32.15625}]
[null,65,57.020833333333336,39.099375000000009,55.703125,38.589062500000004,54.385416666666664,38.052395833333335,53.067708333333336,37.35670572916667,51.75,36.641249999999999,50.3125,36.055468750000003,48.875,35.433750000000003,null,0.9916666666666667,0.96875,0.9458333333333333,0.92291666666666672,0.9,0.875,0.85,0.81,0.82000000000000006,0.83000000000000007,0.83750000000000002,0.84499999999999997,0.85750000000000004,0.87,0.9,0.9,0.9,0.9,0.9,0.9,0.9,39.099375000000009,{"$f":"Z10*E10+($A$4-80)*AG10*$A$8/1000","v":38.589062500000004},{"$f":"AA10*G10+($A$4-80)*AH10*$A$8/1000","v":38.052395833333335},37.35670572916667,36.641249999999999,36.055468750000003,35.433750000000003]
[null,63,55.583333333333336,42.381666666666668,54.145833333333336,42.341002500000002,52.708333333333329,41.864498083333331,51.510416666666671,41.579660333333344,50.3125,41.27086425000001,48.875,41.102357625000003,47.4375,40.890726000000001,null,0.96666666666666667,0.94166666666666665,0.91666666666666663,0.89583333333333337,0.875,0.85,0.82499999999999996,0.89,0.9,0.91,0.92,0.93,0.94500000000000006,0.96,0.9,0.81145999999999985,0.77461400000000014,0.73776799999999998,0.70092199999999982,0.64565299999999981,0.59038400000000024,42.381666666666668,{"$f":"Z11*E11+($A$4-80)*AG11*$A$8/1000","v":42.341002500000002},{"$f":"AA11*G11+($A$4-80)*AH11*$A$8/1000","v":41.864498083333331},{"$f":"AB11*I11+($A$4-80)*AI11*$A$8/1000","v":41.579660333333344},41.27086425000001,41.102357625000003,40.890726000000001]
[1800,71,63.729166666666671,30.137500000000003,62.291666666666664,29.586458333333333,60.854166666666664,29.021041666666662,59.416666666666671,28.738333333333337,57.979166666666664,28.426874999999995,56.302083333333329,27.65182291666666,54.625,26.86,null,1.1083333333333334,1.0833333333333333,1.0583333333333333,1.0333333333333334,1.0083333333333333,0.97916666666666663,0.95,0.6,0.60499999999999998,0.61,0.62,0.63,0.63500000000000001,0.64,0.9,0.9,0.9,0.9,0.9,0.9,0.9,{"$f":"Y12*C12+($A$4-80)*AF12*$A$12/1000","v":30.137500000000003},{"$f":"Z12*E12+($A$4-80)*AG12*$A$12/1000","v":29.586458333333333},{"$f":"AA12*G12+($A$4-80)*AH12*$A$12/1000","v":29.021041666666662},{"$f":"AB12*I12+($A$4-80)*AI12*$A$12/1000","v":28.738333333333337},{"$f":"AC12*K12+($A$4-80)*AJ12*$A$12/1000","v":28.426874999999995},{"$f":"AD12*M12+($A$4-80)*AK12*$A$12/1000","v":27.65182291666666},{"$f":"AE12*O12+($A$4-80)*AL12*$A$12/1000","v":26.86}]
[null,67,60.375,37.784999999999997,58.937499999999993,36.987187499999997,57.5,36.174999999999997,56.0625,35.909062499999997,54.625,35.6,53.1875,34.981875000000002,51.75,34.334999999999994,null,1.05,1.0249999999999999,1,0.97499999999999998,0.95,0.92500000000000004,0.9,0.76,0.76500000000000001,0.77,0.78500000000000003,0.8,0.81,0.82,0.9,0.9,0.9,0.9,0.9,0.9,0.9,{"$f":"Y13*C13+($A$4-80)*AF13*$A$12/1000","v":37.784999999999997},{"$f":"Z13*E13+($A$4-80)*AG13*$A$12/1000","v":36.987187499999997},{"$f":"AA13*G13+($A$4-80)*AH13*$A$12/1000","v":36.174999999999997},{"$f":"AB13*I13+($A$4-80)*AI13*$A$12/1000","v":35.909062499999997},{"$f":"AC13*K13+($A$4-80)*AJ13*$A$12/1000","v":35.6},{"$f":"AD13*M13+($A$4-80)*AK13*$A$12/1000","v":34.981875000000002},{"$f":"AE13*O13+($A$4-80)*AL13*$A$12/1000","v":34.334999999999994}]
[null,65,58.697916666666664,41.49973958333333,57.380208333333336,40.816627604166669,56.0625,40.113749999999996,54.625,39.560312500000002,53.1875,38.970937499999998,51.75,38.345624999999998,50.3125,38.812848999999993,null,1.0208333333333333,0.99791666666666667,0.97499999999999998,0.95,0.92500000000000004,0.9,0.875,0.84499999999999997,0.85250000000000004,0.86,0.87250000000000005,0.88500000000000001,0.89749999999999996,0.90999999999999992,0.9,0.9,0.9,0.9,0.9,0.9,0.77461400000000058,41.49973958333333,{"$f":"Z14*E14+($A$4-80)*AG14*$A$12/1000","v":40.816627604166669},{"$f":"AA14*G14+($A$4-80)*AH14*$A$12/1000","v":40.113749999999996},39.560312500000002,38.970937499999998,38.345624999999998,38.812848999999993]
[null,63,57.020833333333336,46.721077000000001,55.822916666666664,46.496857666666664,54.625,46.248679999999993,53.1875,45.746543999999993,51.75,45.215657999999998,50.3125,45.0733915,48.875,44.887999999999998,null,0.9916666666666667,0.97083333333333333,0.95,0.92500000000000004,0.9,0.875,0.85,0.93,0.94,0.95,0.96,0.97,0.98499999999999999,1,0.70092199999999982,0.66407600000000011,0.6272300000000004,0.59038400000000024,0.55353800000000009,0.49826900000000007,0.44300000000000006,46.721077000000001,{"$f":"Z15*E15+($A$4-80)*AG15*$A$12/1000","v":46.496857666666664},{"$f":"AA15*G15+($A$4-80)*AH15*$A$12/1000","v":46.248679999999993},45.746543999999993,45.215657999999998,45.0733915,44.887999999999998]
[2025,71,65.166666666666671,31.290833333333335,63.729166666666671,31.036875000000006,62.291666666666664,30.754166666666666,60.614583333333336,29.98390625,58.937499999999993,29.196874999999995,57.260416666666664,28.679374999999997,55.583333333333336,28.128333333333334,null,1.1333333333333333,1.1083333333333334,1.0833333333333333,1.0541666666666667,1.0249999999999999,0.99583333333333335,0.96666666666666667,0.62,0.63,0.64,0.64500000000000002,0.65,0.66,0.67,0.9,0.9,0.9,0.9,0.9,0.9,0.9,{"$f":"Y16*C16+($A$4-80)*AF16*$A$16/1000","v":31.290833333333335},{"$f":"Z16*E16+($A$4-80)*AG16*$A$16/1000","v":31.036875000000006},{"$f":"AA16*G16+($A$4-80)*AH16*$A$16/1000","v":30.754166666666666},{"$f":"AB16*I16+($A$4-80)*AI16*$A$16/1000","v":29.98390625},{"$f":"AC16*K16+($A$4-80)*AJ16*$A$16/1000","v":29.196874999999995},{"$f":"AD16*M16+($A$4-80)*AK16*$A$16/1000","v":28.679374999999997},{"$f":"AE16*O16+($A$4-80)*AL16*$A$16/1000","v":28.128333333333334}]
[null,67,61.8125,39.719374999999999,60.375,39.1875,58.937499999999993,38.626874999999998,57.5,38.037500000000009,56.0625,37.419375000000002,54.385416666666664,36.571249999999992,52.708333333333329,35.689583333333331,null,1.075,1.05,1.0249999999999999,1,0.97499999999999998,0.9458333333333333,0.91666666666666663,0.79,0.8,0.81,0.82000000000000006,0.83,0.84,0.85,0.9,0.9,0.9,0.9,0.9,0.9,0.9,{"$f":"Y17*C17+($A$4-80)*AF17*$A$16/1000","v":39.719374999999999},{"$f":"Z17*E17+($A$4-80)*AG17*$A$16/1000","v":39.1875},{"$f":"AA17*G17+($A$4-80)*AH17*$A$16/1000","v":38.626874999999998},{"$f":"AB17*I17+($A$4-80)*AI17*$A$16/1000","v":38.037500000000009},{"$f":"AC17*K17+($A$4-80)*AJ17*$A$16/1000","v":37.419375000000002},{"$f":"AD17*M17+($A$4-80)*AK17*$A$16/1000","v":36.571249999999992},{"$f":"AE17*O17+($A$4-80)*AL17*$A$16/1000","v":35.689583333333331}]
[null,65,60.135416666666671,43.806666666666672,58.817708333333336,43.235260416666662,57.5,43.533967500000003,56.0625,42.940485562500001,54.625,42.325441125000005,53.067708333333336,41.352390666666658,51.510416666666671,40.363767291666669,null,1.0458333333333334,1.0229166666666667,1,0.97499999999999998,0.95,0.92291666666666672,0.89583333333333337,0.88,0.89,0.9,0.90749999999999997,0.91500000000000004,0.91999999999999993,0.92500000000000004,0.9,0.9,0.81145999999999985,0.78382550000000029,0.75619099999999984,0.73776800000000042,0.71934500000000012,43.806666666666672,{"$f":"Z18*E18+($A$4-80)*AG18*$A$16/1000","v":43.235260416666662},{"$f":"AA18*G18+($A$4-80)*AH18*$A$16/1000","v":43.533967500000003},42.940485562500001,42.325441125000005,41.352390666666658,40.363767291666669]
[null,63,58.458333333333329,51.100011083333321,57.260416666666664,50.883701833333326,56.0625,50.643434249999999,54.625,49.679967125000005,53.1875,48.702124999999995,51.75,47.264624999999995,50.3125,45.827124999999995,null,1.0166666666666666,0.99583333333333335,0.97499999999999998,0.95,0.92500000000000004,0.9,0.875,0.97,0.98,0.99,0.995,1,1,1,0.55353800000000009,0.51669199999999993,0.47984600000000022,0.46142299999999992,0.44300000000000006,0.44300000000000006,0.44300000000000006,51.100011083333321,{"$f":"Z19*E19+($A$4-80)*AG19*$A$16/1000","v":50.883701833333326},{"$f":"AA19*G19+($A$4-80)*AH19*$A$16/1000","v":50.643434249999999},49.679967125000005,48.702124999999995,47.264624999999995,45.827124999999995]

{"sheet":"ML14XC_60","index":63,"n_rows":19,"n_cols":45,"rows_kept":19,"cut":false,"hidden":true,"merged":[[2,0,2,1],[2,2,2,15],[3,2,3,3],[3,4,3,5],[3,6,3,7],[3,8,3,9],[3,10,3,11],[3,12,3,13],[3,14,3,15],[5,2,6,2],[5,3,6,3],[5,4,6,4],[5,5,6,5],[5,6,6,6],[5,7,6,7],[5,8,6,8],[4,0,6,0],[4,1,6,1],[4,2,4,3],[4,4,4,5],[4,6,4,7],[4,8,4,9],[5,9,6,9],[5,10,6,10],[5,11,6,11],[5,12,6,12],[5,13,6,13],[5,14,6,14],[5,15,6,15],[4,10,4,11],[4,12,4,13],[4,14,4,15],[7,0,10,0],[11,0,14,0],[15,0,18,0],[22,4,22,15],[23,4,23,5],[23,6,23,7],[23,8,23,9],[23,10,23,11],[23,12,23,13],[23,14,23,15],[25,12,26,12],[25,13,26,13],[25,14,26,14],[25,15,26,15],[27,0,30,0],[31,0,34,0],[24,12,24,13],[24,14,24,15],[25,4,26,4],[25,5,26,5],[25,6,26,6],[25,7,26,7],[25,8,26,8],[25,9,26,9],[25,10,26,10],[25,11,26,11],[24,0,26,0],[24,1,26,1],[24,4,24,5],[24,6,24,7],[24,8,24,9],[24,10,24,11],[35,0,38,0],[41,0,42,1],[41,4,41,15],[42,4,42,5],[42,6,42,7],[42,8,42,9],[42,10,42,11],[42,12,42,13],[42,14,42,15],[44,12,45,12],[44,13,45,13],[44,14,45,14],[44,15,45,15],[46,0,49,0],[50,0,53,0],[43,12,43,13],[43,14,43,15],[44,4,45,4],[44,5,45,5],[44,6,45,6],[44,7,45,7],[44,8,45,8],[44,9,45,9],[44,10,45,10],[44,11,45,11],[43,0,45,0],[43,1,45,1],[43,4,43,5],[43,6,43,7],[43,8,43,9],[43,10,43,11],[54,0,57,0],[60,0,61,1],[60,4,60,15],[61,4,61,5],[61,6,61,7],[61,8,61,9],[61,10,61,11],[61,12,61,13],[61,14,61,15],[63,12,64,12],[63,13,64,13],[63,14,64,14],[63,15,64,15],[65,0,68,0],[69,0,72,0],[62,12,62,13],[62,14,62,15],[63,4,64,4],[63,5,64,5],[63,6,64,6],[63,7,64,7],[63,8,64,8],[63,9,64,9],[63,10,64,10],[63,11,64,11],[62,0,64,0],[62,1,64,1],[62,4,62,5],[62,6,62,7],[62,8,62,9],[62,10,62,11],[73,0,76,0],[79,0,80,1],[79,4,79,15],[80,4,80,5],[80,6,80,7],[80,8,80,9],[80,10,80,11],[80,12,80,13],[80,14,80,15],[82,12,83,12],[82,13,83,13],[82,14,83,14],[82,15,83,15],[84,0,87,0],[88,0,91,0],[81,12,81,13],[81,14,81,15],[82,4,83,4],[82,5,83,5],[82,6,83,6],[82,7,83,7],[82,8,83,8],[82,9,83,9],[82,10,83,10],[82,11,83,11],[81,0,83,0],[81,1,83,1],[81,4,81,5],[81,6,81,7],[81,8,81,9],[81,10,81,11],[92,0,95,0],[98,0,99,1],[98,4,98,15],[99,4,99,5],[99,6,99,7],[99,8,99,9],[99,10,99,11],[99,12,99,13],[99,14,99,15],[101,12,102,12],[101,13,102,13],[101,14,102,14],[101,15,102,15],[103,0,106,0],[107,0,110,0],[100,12,100,13],[100,14,100,15],[101,4,102,4],[101,5,102,5],[101,6,102,6],[101,7,102,7],[101,8,102,8],[101,9,102,9],[101,10,102,10],[101,11,102,11],[100,0,102,0],[100,1,102,1],[100,4,100,5],[100,6,100,7],[100,8,100,9],[100,10,100,11],[111,0,114,0],[117,0,118,1],[117,4,117,15],[118,4,118,5],[118,6,118,7],[118,8,118,9],[118,10,118,11],[118,12,118,13],[118,14,118,15],[130,0,133,0],[120,12,121,12],[120,13,121,13],[120,14,121,14],[120,15,121,15],[122,0,125,0],[126,0,129,0],[119,12,119,13],[119,14,119,15],[120,4,121,4],[120,5,121,5],[120,6,121,6],[120,7,121,7],[120,8,121,8],[120,9,121,9],[120,10,121,10],[120,11,121,11],[119,0,121,0],[119,1,121,1],[119,4,119,5],[119,6,119,7],[119,8,119,9],[119,10,119,11]]}
[]
["ML14XC_60",62]
["Evaporator Air \n",null,"Condenser  Entering Air Temperature ˚F"]
[80,"°F DB",85,null,90,null,95,null,100,null,105,null,110,null,115]
["CFM","EWB†\n˚F","Capacity Mbtuh",null,"Capacity Mbtuh",null,"Capacity Mbtuh",null,"Capacity Mbtuh",null,"Capacity Mbtuh",null,"Capacity Mbtuh",null,"Capacity Mbtuh"]
[null,null,"Total","Sens.","Total","Sens.","Total","Sens.","Total","Sens.","Total","Sens.","Total","Sens.","Total","Sens."]
[null,null,null,null,null,null,null,null,null,null,null,null,null,null,null,null,null,"Total Factors",null,null,null,null,null,null,"Sens. %",null,null,null,null,null,null,"IDB Adj",null,null,null,null,null,null,"Sens Calc"]
[1575,71,{"$f":"R8*$B$2","v":66.5},{"$f":"IF(AM8>C8,C8,AM8)","v":38.57},{"$f":"S8*$B$2","v":65},{"$f":"IF(AN8>E8,E8,AN8)","v":37.699999999999996},{"$f":"T8*$B$2","v":63.5},{"$f":"IF(AO8>G8,G8,AO8)","v":36.83},{"$f":"U8*$B$2","v":62},{"$f":"IF(AP8>I8,I8,AP8)","v":36.269999999999996},{"$f":"V8*$B$2","v":60.5},{"$f":"IF(AQ8>K8,K8,AQ8)","v":35.695},{"$f":"W8*$B$2","v":59},{"$f":"IF(AR8>M8,M8,AR8)","v":35.104999999999997},{"$f":"X8*$B$2","v":57.5},{"$f":"IF(AS8>O8,O8,AS8)","v":34.5},null,1.0725806451612903,1.0483870967741935,1.0241935483870968,1,0.97580645161290325,0.95161290322580649,0.92741935483870963,0.57999999999999996,0.57999999999999996,0.57999999999999996,0.58499999999999996,0.59,0.59499999999999997,0.6,{"$f":"IF(Y8<0.9,0.9,Y8*-3.6846+4.1276)","v":0.9},{"$f":"IF(Z8<0.9,0.9,Z8*-3.6846+4.1276)","v":0.9},0.9,0.9,0.9,0.9,0.9,{"$f":"Y8*C8+($A$4-80)*AF8*$A$8/1000","v":38.57},{"$f":"Z8*E8+($A$4-80)*AG8*$A$8/1000","v":37.699999999999996},{"$f":"AA8*G8+($A$4-80)*AH8*$A$8/1000","v":36.83},{"$f":"AB8*I8+($A$4-80)*AI8*$A$8/1000","v":36.269999999999996},{"$f":"AC8*K8+($A$4-80)*AJ8*$A$8/1000","v":35.695},{"$f":"AD8*M8+($A$4-80)*AK8*$A$8/1000","v":35.104999999999997},{"$f":"AE8*O8+($A$4-80)*AL8*$A$8/1000","v":34.5}]
[null,67,63,44.73,61.75,{"$f":"IF(AN9>E9,E9,AN9)","v":44.46},60.5,{"$f":"IF(AO9>G9,G9,AO9)","v":44.164999999999999},59,{"$f":"IF(AP9>I9,I9,AP9)","v":43.365000000000002},57.5,{"$f":"IF(AQ9>K9,K9,AQ9)","v":42.55},56,{"$f":"IF(AR9>M9,M9,AR9)","v":42},54.5,{"$f":"IF(AS9>O9,O9,AS9)","v":41.42},null,1.0161290322580645,0.99596774193548387,0.97580645161290325,0.95161290322580649,0.92741935483870963,0.90322580645161288,0.87903225806451613,0.71,0.72,0.73,0.73499999999999999,0.74,0.75,0.76,{"$f":"IF(Y9<0.9,0.9,Y9*-3.6846+4.1276)","v":0.9},0.9,0.9,0.9,0.9,0.9,0.9,{"$f":"Y9*C9+($A$4-80)*AF9*$A$8/1000","v":44.73},{"$f":"Z9*E9+($A$4-80)*AG9*$A$8/1000","v":44.46},{"$f":"AA9*G9+($A$4-80)*AH9*$A$8/1000","v":44.164999999999999},{"$f":"AB9*I9+($A$4-80)*AI9*$A$8/1000","v":43.365000000000002},{"$f":"AC9*K9+($A$4-80)*AJ9*$A$8/1000","v":42.55},{"$f":"AD9*M9+($A$4-80)*AK9*$A$8/1000","v":42},{"$f":"AE9*O9+($A$4-80)*AL9*$A$8/1000","v":41.42}]
[null,65,61.25,48.081249999999997,60.125,47.799374999999998,59,47.494999999999997,57.5,46.71875,56,45.92,54.5,45.371250000000003,53,44.784999999999997,null,0.98790322580645162,0.969758064516129,0.95161290322580649,0.92741935483870963,0.90322580645161288,0.87903225806451613,0.85483870967741937,0.78499999999999992,0.79499999999999993,0.80499999999999994,0.8125,0.82000000000000006,0.83250000000000002,0.84499999999999997,0.9,0.9,0.9,0.9,0.9,0.9,0.9,48.081249999999997,{"$f":"Z10*E10+($A$4-80)*AG10*$A$8/1000","v":47.799374999999998},{"$f":"AA10*G10+($A$4-80)*AH10*$A$8/1000","v":47.494999999999997},46.71875,45.92,45.371250000000003,44.784999999999997]
[null,63,59.5,51.17,58.5,50.895000000000003,57.5,50.6,56,49.84,54.5,49.050000000000004,53,48.495000000000005,51.5,47.895000000000003,null,0.95967741935483875,0.94354838709677424,0.92741935483870963,0.90322580645161288,0.87903225806451613,0.85483870967741937,0.83064516129032262,0.86,0.87,0.88,0.89,0.9,0.91500000000000004,0.93,0.9,0.9,0.9,0.9,0.81145999999999985,0.75619099999999984,0.70092199999999982,51.17,{"$f":"Z11*E11+($A$4-80)*AG11*$A$8/1000","v":50.895000000000003},{"$f":"AA11*G11+($A$4-80)*AH11*$A$8/1000","v":50.6},{"$f":"AB11*I11+($A$4-80)*AI11*$A$8/1000","v":49.84},49.050000000000004,48.495000000000005,47.895000000000003]
[1800,71,68,40.119999999999997,66.75,39.716249999999995,65.5,39.299999999999997,64,39.04,62.5,38.75,60.75,37.96875,59,37.17,null,1.096774193548387,1.0766129032258065,1.0564516129032258,1.032258064516129,1.0080645161290323,0.97983870967741937,0.95161290322580649,0.59,0.59499999999999997,0.6,0.61,0.62,0.625,0.63,0.9,0.9,0.9,0.9,0.9,0.9,0.9,{"$f":"Y12*C12+($A$4-80)*AF12*$A$12/1000","v":40.119999999999997},{"$f":"Z12*E12+($A$4-80)*AG12*$A$12/1000","v":39.716249999999995},{"$f":"AA12*G12+($A$4-80)*AH12*$A$12/1000","v":39.299999999999997},{"$f":"AB12*I12+($A$4-80)*AI12*$A$12/1000","v":39.04},{"$f":"AC12*K12+($A$4-80)*AJ12*$A$12/1000","v":38.75},{"$f":"AD12*M12+($A$4-80)*AK12*$A$12/1000","v":37.96875},{"$f":"AE12*O12+($A$4-80)*AL12*$A$12/1000","v":37.17}]
[null,67,65,48.1,63.5,47.625,62,47.12,60.5,46.282499999999999,59,45.43,57.5,44.85,56,44.24,null,1.0483870967741935,1.0241935483870968,1,0.97580645161290325,0.95161290322580649,0.92741935483870963,0.90322580645161288,0.74,0.75,0.76,0.76500000000000001,0.77,0.78,0.79,0.9,0.9,0.9,0.9,0.9,0.9,0.9,{"$f":"Y13*C13+($A$4-80)*AF13*$A$12/1000","v":48.1},{"$f":"Z13*E13+($A$4-80)*AG13*$A$12/1000","v":47.625},{"$f":"AA13*G13+($A$4-80)*AH13*$A$12/1000","v":47.12},{"$f":"AB13*I13+($A$4-80)*AI13*$A$12/1000","v":46.282499999999999},{"$f":"AC13*K13+($A$4-80)*AJ13*$A$12/1000","v":45.43},{"$f":"AD13*M13+($A$4-80)*AK13*$A$12/1000","v":44.85},{"$f":"AE13*O13+($A$4-80)*AL13*$A$12/1000","v":44.24}]
[null,65,63.250000000000007,51.865000000000009,61.875,51.356250000000003,60.5,50.820000000000007,59,50.150000000000006,57.5,49.449999999999996,56,48.72,54.5,47.96,null,1.0201612903225807,0.99798387096774188,0.97580645161290325,0.95161290322580649,0.92741935483870963,0.90322580645161288,0.87903225806451613,0.82000000000000006,0.83000000000000007,0.84000000000000008,0.85000000000000009,0.86,0.87,0.88,0.9,0.9,0.9,0.9,0.9,0.9,0.9,51.865000000000009,{"$f":"Z14*E14+($A$4-80)*AG14*$A$12/1000","v":51.356250000000003},{"$f":"AA14*G14+($A$4-80)*AH14*$A$12/1000","v":50.820000000000007},50.150000000000006,49.449999999999996,48.72,47.96]
[null,63,61.5,55.35,60.25,54.827500000000001,59,54.28,57.5,53.762500000000003,56,53.199999999999996,54.5,52.32,53,51.41,null,0.99193548387096775,0.97177419354838712,0.95161290322580649,0.92741935483870963,0.90322580645161288,0.87903225806451613,0.85483870967741937,0.9,0.91,0.92,0.93500000000000005,0.95,0.96,0.97,0.81145999999999985,0.77461400000000014,0.73776799999999998,0.68249899999999997,0.6272300000000004,0.59038400000000024,0.55353800000000009,55.35,{"$f":"Z15*E15+($A$4-80)*AG15*$A$12/1000","v":54.827500000000001},{"$f":"AA15*G15+($A$4-80)*AH15*$A$12/1000","v":54.28},53.762500000000003,53.199999999999996,52.32,51.41]
[2025,71,70,42.699999999999996,68.5,42.127499999999998,67,41.54,65.25,41.107500000000002,63.5,40.64,61.75,39.828749999999999,60,39,null,1.1290322580645162,1.1048387096774193,1.0806451612903225,1.0524193548387097,1.0241935483870968,0.99596774193548387,0.967741935483871,0.61,0.61499999999999999,0.62,0.63,0.64,0.64500000000000002,0.65,0.9,0.9,0.9,0.9,0.9,0.9,0.9,{"$f":"Y16*C16+($A$4-80)*AF16*$A$16/1000","v":42.699999999999996},{"$f":"Z16*E16+($A$4-80)*AG16*$A$16/1000","v":42.127499999999998},{"$f":"AA16*G16+($A$4-80)*AH16*$A$16/1000","v":41.54},{"$f":"AB16*I16+($A$4-80)*AI16*$A$16/1000","v":41.107500000000002},{"$f":"AC16*K16+($A$4-80)*AJ16*$A$16/1000","v":40.64},{"$f":"AD16*M16+($A$4-80)*AK16*$A$16/1000","v":39.828749999999999},{"$f":"AE16*O16+($A$4-80)*AL16*$A$16/1000","v":39}]
[null,67,66.5,51.204999999999998,65,50.7,63.5,50.164999999999999,62,49.29,60.5,48.400000000000006,58.75,47.881249999999994,57,47.309999999999995,null,1.0725806451612903,1.0483870967741935,1.0241935483870968,1,0.97580645161290325,0.94758064516129037,0.91935483870967738,0.77,0.78,0.79,0.79500000000000004,0.8,0.81499999999999995,0.83,0.9,0.9,0.9,0.9,0.9,0.9,0.9,{"$f":"Y17*C17+($A$4-80)*AF17*$A$16/1000","v":51.204999999999998},{"$f":"Z17*E17+($A$4-80)*AG17*$A$16/1000","v":50.7},{"$f":"AA17*G17+($A$4-80)*AH17*$A$16/1000","v":50.164999999999999},{"$f":"AB17*I17+($A$4-80)*AI17*$A$16/1000","v":49.29},{"$f":"AC17*K17+($A$4-80)*AJ17*$A$16/1000","v":48.400000000000006},{"$f":"AD17*M17+($A$4-80)*AK17*$A$16/1000","v":47.881249999999994},{"$f":"AE17*O17+($A$4-80)*AL17*$A$16/1000","v":47.309999999999995}]
[null,65,64.75,55.361249999999998,63.375,54.819375000000001,62,54.25,60.5,53.391250000000007,59,52.51,57.375,51.7809375,55.75,51.011250000000004,null,1.0443548387096775,1.0221774193548387,1,0.97580645161290325,0.95161290322580649,0.92540322580645162,0.89919354838709675,0.85499999999999998,0.86499999999999999,0.875,0.88250000000000006,0.89,0.90249999999999997,0.91500000000000004,0.9,0.9,0.9,0.9,0.9,0.80224850000000014,0.75619099999999984,55.361249999999998,{"$f":"Z18*E18+($A$4-80)*AG18*$A$16/1000","v":54.819375000000001},{"$f":"AA18*G18+($A$4-80)*AH18*$A$16/1000","v":54.25},53.391250000000007,52.51,51.7809375,51.011250000000004]
[null,63,63,59.22,61.75,58.662499999999994,60.5,58.08,59,57.23,57.5,56.35,56,55.44,54.5,54.5,null,1.0161290322580645,0.99596774193548387,0.97580645161290325,0.95161290322580649,0.92741935483870963,0.90322580645161288,0.87903225806451613,0.94,0.95,0.96,0.97,0.98,0.99,1,0.66407600000000011,0.6272300000000004,0.59038400000000024,0.55353800000000009,0.51669199999999993,0.47984600000000022,0.44300000000000006,59.22,{"$f":"Z19*E19+($A$4-80)*AG19*$A$16/1000","v":58.662499999999994},{"$f":"AA19*G19+($A$4-80)*AH19*$A$16/1000","v":58.08},57.23,56.35,55.44,54.5]

{"sheet":"Form","index":64,"n_rows":53,"n_cols":16,"rows_kept":53,"cut":false,"hidden":true,"merged":[[28,15,29,15],[27,4,27,5],[34,0,37,0],[28,13,29,13],[28,10,29,10],[27,14,27,15],[28,14,29,14],[38,0,41,0],[27,12,27,13],[28,4,29,4],[28,5,29,5],[28,6,29,6],[28,7,29,7],[30,0,33,0],[27,8,27,9],[27,10,27,11],[28,12,29,12],[27,0,29,0],[28,11,29,11],[52,1,52,4],[28,2,29,2],[28,3,29,3],[28,9,29,9],[28,8,29,8],[27,1,29,1],[27,2,27,3],[27,6,27,7],[1,3,1,8],[2,3,2,8],[13,0,13,15],[26,14,26,15],[26,10,26,11],[18,6,18,11],[26,4,26,5],[26,12,26,13],[26,8,26,9],[25,2,25,15],[25,0,25,1],[26,2,26,3],[17,6,17,11],[26,6,26,7]]}
[]
[null,null,"Select Lennox Condenser:  ","ML14XC"]
[null,null,"ADP Evaporator:  ","L*49/63Z9 + ML180UH090E60C**",null,null,null,null,null,null,null,null,null,24]
[null,null,"Nominal Capacity:  ",59,"(Mbtuh)",null,null,null,null,null,null,"Condenser Entering Air Temperature: ",99,"(°F) Dry Bulb, 85°F to 115°F"]
[null,null,"AHRI Rated Capacity:  ",57.5,"(Mbtuh) @ 95 ˚F & 80/67 ˚F conditions",null,null,null,null,null,null,"Evaporator Air Flow (CFM): ",1750,1575,"to",2025]
[null,null,"Entering Evaporator Air (DB):  ",75,"(°F) Dry Bulb -- 80°F Standard",null,null,null,null,null,null,"Entering Evaporator Air (WB):  ",63,"(°F) Wet Bulb, 63°F to 71°F"]
[null,null,null,null,null,null,null,null,null,null,null,null,null,48]
[null,null,null,null,null,null,null,null,null,null,null,null,null,"CFM"]
[]
[]
[]
[]
[]
["Extended Ratings"]
[]
[]
[]
[null,null,null,null,null,"Lennox Condenser :  ","ML14XC59"]
[null,null,null,null,null,"ADP Evaporator:  ","L*49/63Z9 + ML180UH090E60C**"]
[null,null,null,null,null,"Condenser Entering Air Temperature: ",99,"(°F) Dry Bulb, 85°F to 115°F"]
[null,null,null,null,null,"Evaporator Air Flow:",1750,"CFM"]
[null,null,null,null,null,"Entering Evaporator Air (DB):  ",75,"(°F) Dry Bulb"]
[null,null,null,null,null,"Entering Evaporator Air (WB):  ",63,"(°F) Wet Bulb, 63°F to 71°F"]
[null,null,null,null,null,"AHRI Rated Capacity:  ",57.5,"(Mbtuh) @ 95 ˚F & 80/67 ˚F conditions"]
[]
["Evaporator Air \n",null,"Condenser  Entering Air Temperature ˚F"]
[75,"°F DB",85,null,90,null,95,null,100,null,105,null,110,null,115]
["CFM","EWB†\n˚F","Capacity Mbtuh",null,"Capacity Mbtuh",null,"Capacity Mbtuh",null,"Capacity Mbtuh",null,"Capacity Mbtuh",null,"Capacity Mbtuh",null,"Capacity Mbtuh"]
[null,null,"Total","Sens.","Total","Sens.","Total","Sens.","Total","Sens.","Total","Sens.","Total","Sens.","Total","Sens."]
[]
[1575,71,61.8125,29.381875000000001,60.375,28.533749999999998,58.937499999999993,27.685624999999995,57.5,27.125,56.0625,26.549999999999997,54.625,26.233750000000001,53.1875,25.888750000000002]
[null,67,58.458333333333329,35.587083333333332,57.260416666666664,35.28520833333333,56.0625,34.959375000000001,54.625,34.154375000000002,53.1875,33.335000000000001,51.75,32.760000000000005,50.3125,32.15625]
[null,65,57.020833333333336,39.099375000000009,55.703125,38.589062500000004,54.385416666666664,38.052395833333335,53.067708333333336,37.35670572916667,51.75,36.641249999999999,50.3125,36.055468750000003,48.875,35.433750000000003]
[null,63,55.583333333333336,42.381666666666668,54.145833333333336,42.341002500000002,52.708333333333329,41.864498083333331,51.510416666666671,41.579660333333344,50.3125,41.27086425000001,48.875,41.102357625000003,47.4375,40.890726000000001]
[1800,71,63.729166666666671,30.137500000000003,62.291666666666664,29.586458333333333,60.854166666666664,29.021041666666662,59.416666666666671,28.738333333333337,57.979166666666664,28.426874999999995,56.302083333333329,27.65182291666666,54.625,26.86]
[null,67,60.375,37.784999999999997,58.937499999999993,36.987187499999997,57.5,36.174999999999997,56.0625,35.909062499999997,54.625,35.6,53.1875,34.981875000000002,51.75,34.334999999999994]
[null,65,58.697916666666664,41.49973958333333,57.380208333333336,40.816627604166669,56.0625,40.113749999999996,54.625,39.560312500000002,53.1875,38.970937499999998,51.75,38.345624999999998,50.3125,38.812848999999993]
[null,63,57.020833333333336,46.721077000000001,55.822916666666664,46.496857666666664,54.625,46.248679999999993,53.1875,45.746543999999993,51.75,45.215657999999998,50.3125,45.0733915,48.875,44.887999999999998]
[2025,71,65.166666666666671,31.290833333333335,63.729166666666671,31.036875000000006,62.291666666666664,30.754166666666666,60.614583333333336,29.98390625,58.937499999999993,29.196874999999995,57.260416666666664,28.679374999999997,55.583333333333336,28.128333333333334]
[null,67,61.8125,39.719374999999999,60.375,39.1875,58.937499999999993,38.626874999999998,57.5,38.037500000000009,56.0625,37.419375000000002,54.385416666666664,36.571249999999992,52.708333333333329,35.689583333333331]
[null,65,60.135416666666671,43.806666666666672,58.817708333333336,43.235260416666662,57.5,43.533967500000003,56.0625,42.940485562500001,54.625,42.325441125000005,53.067708333333336,41.352390666666658,51.510416666666671,40.363767291666669]
[null,63,58.458333333333329,51.100011083333321,57.260416666666664,50.883701833333326,56.0625,50.643434249999999,54.625,49.679967125000005,53.1875,48.702124999999995,51.75,47.264624999999995,50.3125,45.827124999999995]
[]
[null,null,null,"Condenser Entering Air Temperature: ",99,"(°F) Dry Bulb, 85°F to 115°F",null,null,null,"CAPACITY IN MBTUH UNDER SPECIFIC CONDITIONS LISTED"]
[null,null,null,"Evaporator Air Flow:",1750,"CFM",null,null,null,null,"TOTAL",null,null,53.091666666666669]
[null,null,null,"Entering Evaporator Air (WB):  ",63,"(°F) Wet Bulb, 63°F to 71°F",null,null,null,null,"SENSIBLE",null,null,44.911339351851844]
[]
["Notes:","† Entering Wet Bulb",null,null,null,null,null,null,null,null,null,null,null,null,null,59]
[null,"Extended ratings are not certified.  They are calculated based upon typical condenser performance curves and are for engineering information only."]
[null,"When the required data fall between the published data, interpolation may be performed. Extrapolation is not an acceptable practice."]
[null,"Displayed sensible capacity has been adjusted based upon indoor DB.  Sensible capacity will increase with higher indoor DB and decrease with lower indoor DB."]
[null,"The magnitude of the adjustment depends partially on evaporator air flow, with greater adjustment at higher CFM."]
["Printed:","2020-03-04",null,null,null,null,null,null,null,null,null,null,null,null,null,"L-20-A"]

{"sheet":"Instructions","index":65,"n_rows":50,"n_cols":5,"rows_kept":50,"cut":false,"hidden":true,"merged":[]}
[]
[]
[]
[]
[]
[]
[null,"This spreadsheet generates capacity information for ADP rated matches at other than nominal conditions."]
[null,"The information is provided is not certified and is provided for engineering use only."]
[]
[null,"The latest version will allways be available at:  www.adpnow.com/extratings/"]
[]
[null,"In order to generate an extended rating, you will need the following information:"]
[null,null,"Condenser model number"]
[null,null,"ADP coil model number"]
[null,null,"Nominal capacity"]
[null,null,"Rated capacity (from AHRI database)"]
[null,null,"Condenser entering air dry bulb temperature"]
[null,null,"Indoor entering air dry bulb temperature"]
[null,null,"Indoor entering air wet bulb temperature"]
[null,null,"Indoor airflow"]
[]
[null,"Select the condenser series and nominal tonnage form the drop down lists."]
[null,"Enter the remaining information in the correct cells. Note there are limits on the range of values allowed."]
[null,"Click on \"Calculate\" to calculate the extended ratings."]
[null,"The table will show capacities for various conditions.  The capacities at the specific design point are "]
[null,"at the bottom of the page."]
[null,"From this point you may:"]
[null,null,"Click \"Clear\" to clear the form and start over."]
[null,null,"Click \"Print\" to print a copy of the data."]
[null,null,"Click \"Copy\" to copy the data to a new spreadsheet and save it in the same directory."]
[]
[null,"Notes:","Displayed sensible capacity has been adjusted based upon indoor DB. Sensible capacity will"]
[null,null,"increase with higher indoor DB and decrease with lower indoor DB.  The magnitude of the "]
[null,null,"adjustment depends partially on evaporator air flow, with greater adjustment at higher CFM."]
[]
[null,"Versions:","L-11-A","2010-11-05","Initial public release"]
[null,null,"L-11-B","2010-11-11","Added XC16, 14ACX-41 & 47, XC14-41 & 47"]
[null,null,"L-11-C","2011-02-28","Added 14ACX-59"]
[null,null,"L-11-D","2011-04-01","Updated sensible calculation, added check for capacity units, and updated instructions"]
[null,null,"L-11-E","2011-05-25","Updated instructions and fixed minor typos"]
[null,null,"L-12-A","2012-01-03","Renewed date key through 2012"]
[null,null,"L-13-A","2012-12-31","Renewed date key through 2013"]
[null,null,"L-13-B","2013-08-12","Added XC25"]
[null,null,"L-14-A","2013-12-31","Renewed date key through 2014"]
[null,null,"L-14-B","2014-07-23","Corrected EWB range on some 14ACX, XC14 and XC16 units"]
[null,null,"L-15-A","2015-01-31","Renewed date key through 2015"]
[null,null,"L-15-B","2015-06-01","Corrected date key note on form page"]
[null,null,"L-16-A","2016-03-22","Renewed date key through 2016"]
[null,null,"L-19-A","2019-05-20","New Version"]
[null,null,"L-20-A","2020-03-03","Added ML14XC"]

{"sheet":"Prompt","index":66,"n_rows":17,"n_cols":2,"rows_kept":17,"cut":false,"hidden":false,"merged":[]}
[]
[]
[]
[]
[]
[null,"In order to use this spreadsheet, "]
[null,"Please enable Macros in your security settings."]
[]
[null,"Enabling Macros in Excel 2007"]
[null,"1. In Excel, click the Office button in the upper left corner of the screen."]
[null,"2. Click the \"Excel Options\" button in the lower right."]
[null,"3. Click the \"Trust Center\" button on the left. Then, at the bottom right, select \"Trust Center Settings\" as shown below."]
[null,"4. In the next window, select \"Macro Settings,\" then select the radio button for \"Disable all macros with notification.\""]
[null,"5. When openning this spreadsheet, you will see a warning like this in the menu bar:"]
[]
[]
[null,"6. Select \"Enable this content\" and click \"Okay\".  The spreadsheet will now be functional."]