{"text_format":"1","workbook":"xlsx","n_sheets":90,"sheets":["notes","Options","Calcs","CZF_24","CZF_30","CZF_36","CZF_42","CZF_48","CZF_60","CZH_24","CZH_36","CZH_48","CZH_60","TCHD_18","TCHD_24","TCHD_30","TCHD_36","TCHD_48","TCHD_60","YCD_18","YCD_24","YCD_30","YCD_36","YCD_42","YCD_48","YCD_60","YCE_18","YCE_24","YCE_30","YCE_36","YCE_42","YCE_48","YCE_60","YCG_18","YCG_24","YCG_30","YCG_36","YCG_42","YCG_48","YCG_60","YCJD_18","YCJD_24","YCJD_30","YCJD_36","YCJD_42","YCJD_48","YCJD_60","YCJF_18","YCJF_24","YCJF_30","YCJF_36","YCJF_42","YCJF_48","YCJF_60","YCS_18","YCS_24","YCS_30","YCS_36","YCS_42","YCS_48","YCS_60","YFE_18","YFE_24","YFE_30","YFE_36","YFE_42","YFE_48","YFE_60","YHJD(3P)_30","YHJD(3P)_36","YHJD(3P)_42","YHJD(3P)_48","YHJD(3P)_60","YHJF_18","YHJF_24","YHJF_30","YHJF_36","YHJF_42","YHJF_48","YHJF_60","YHJR_18","YHJR_24","YHJR_30","YHJR_36","YHJR_42","YHJR_48","YHJR_60","Form","Instructions","Prompt"],"not_rendered":{"charts":0,"images":7,"macros":1,"external_links":0,"defined_names":7,"comments":0,"pivot_tables":0},"unopened":[],"bounds":{"document_bytes":16777216,"sheet_cells":100000,"rows_first":2000,"rows_last":500,"rows_between":2000,"halvings":0,"cell_chars":16384,"cell_head_chars":4096},"cells_cut":0,"cells_raw":0,"read":"whole","date_system":"1900"}

{"sheet":"notes","index":0,"n_rows":65,"n_cols":16,"rows_kept":65,"cut":false,"hidden":true,"merged":[]}
[]
[null,null,null,null,null,null,null,{"$f":"SUM(H3:H8)","v":0}]
[null,null,600,24,600,1000,{"$f":"IF(Form!$D$4=D3,1,0)","v":0},{"$f":"IF(G3=1,IF(OR(E3>Form!M$5,F3<Form!M$5),1,0),0)","v":0}]
[null,null,800,30,800,1200,{"$f":"IF(Form!$D$4=D4,1,0)","v":0},{"$f":"IF(G4=1,IF(OR(E4>Form!M$5,F4<Form!M$5),1,0),0)","v":0}]
[null,null,1000,36,1000,1400,{"$f":"IF(Form!$D$4=D5,1,0)","v":0},{"$f":"IF(G5=1,IF(OR(E5>Form!M$5,F5<Form!M$5),1,0),0)","v":0}]
[null,null,1200,42,1200,1600,{"$f":"IF(Form!$D$4=D6,1,0)","v":0},{"$f":"IF(G6=1,IF(OR(E6>Form!M$5,F6<Form!M$5),1,0),0)","v":0}]
[null,null,1400,48,1400,1800,{"$f":"IF(Form!$D$4=D7,1,0)","v":0},{"$f":"IF(G7=1,IF(OR(E7>Form!M$5,F7<Form!M$5),1,0),0)","v":0}]
[null,null,1600,60,1600,2000,{"$f":"IF(Form!$D$4=D8,1,0)","v":0},{"$f":"IF(G8=1,IF(OR(E8>Form!M$5,F8<Form!M$5),1,0),0)","v":0}]
[null,null,1800]
[null,null,2000]
[]
[]
[null,null,null,"Total"]
[null,{"$f":"Form!M5+Form!M6","v":0},null,null,{"$f":"E31","v":0},{"$f":"F31","v":0},0,0,0,0,0,{"$f":"SUM(E14:K14)","v":0},null,null,null,58]
[null,null,null,null,{"$f":"Form!C27","v":0},{"$f":"Form!E27","v":0},{"$f":"Form!G27","v":0},{"$f":"Form!I27","v":0},{"$f":"Form!K27","v":0},{"$f":"Form!M27","v":0},{"$f":"Form!O27","v":0}]
[{"$f":"C16+D16","v":0},{"$f":"P16","v":0},{"$f":"Form!A31","v":0},{"$f":"Form!B31","v":0},{"$f":"Form!C31","v":0},{"$f":"Form!E31","v":0},{"$f":"Form!G31","v":0},{"$f":"Form!I31","v":0},{"$f":"Form!K31","v":0},{"$f":"Form!M31","v":0},{"$f":"Form!O31","v":0},{"$f":"Form!$M$5+Form!M$6","v":0},{"$f":"IF(C16+D16=Form!M$5+Form!M$6,1,0)","v":1},{"$f":"IF(A16<L16,1,0)","v":0},{"$f":"IF(A16>L16,2,0)","v":0},{"$f":"IF(AND(N16=1,N17=0),1,0)+IF(AND(O15=0,O16=2),2,0)","v":0}]
[{"$f":"C17+D17","v":0},{"$f":"P17","v":0},{"$f":"C16","v":0},{"$f":"Form!B32","v":0},{"$f":"Form!C32","v":0},{"$f":"Form!E32","v":0},{"$f":"Form!G32","v":0},{"$f":"Form!I32","v":0},{"$f":"Form!K32","v":0},{"$f":"Form!M32","v":0},{"$f":"Form!O32","v":0},{"$f":"Form!$M$5+Form!M$6","v":0},{"$f":"IF(C17+D17=Form!M$5+Form!M$6,1,0)","v":1},{"$f":"IF(A17<L17,1,0)","v":0},{"$f":"IF(A17>L17,2,0)","v":0},{"$f":"IF(AND(N17=1,N18=0),1,0)+IF(AND(O16=0,O17=2),2,0)","v":0}]
[0,0,{"$f":"C17","v":0},{"$f":"Form!B33","v":0},{"$f":"Form!C33","v":0},{"$f":"Form!E33","v":0},{"$f":"Form!G33","v":0},{"$f":"Form!I33","v":0},{"$f":"Form!K33","v":0},{"$f":"Form!M33","v":0},{"$f":"Form!O33","v":0},{"$f":"Form!$M$5+Form!M$6","v":0},{"$f":"IF(C18+D18=Form!M$5+Form!M$6,1,0)","v":1},0,{"$f":"IF(A18>L18,2,0)","v":0},{"$f":"IF(AND(N18=1,N19=0),1,0)+IF(AND(O17=0,O18=2),2,0)","v":0}]
[0,0,{"$f":"C18","v":0},{"$f":"Form!B34","v":0},{"$f":"Form!C34","v":0},{"$f":"Form!E34","v":0},{"$f":"Form!G34","v":0},{"$f":"Form!I34","v":0},{"$f":"Form!K34","v":0},{"$f":"Form!M34","v":0},{"$f":"Form!O34","v":0},{"$f":"Form!$M$5+Form!M$6","v":0},{"$f":"IF(C19+D19=Form!M$5+Form!M$6,1,0)","v":1},0,{"$f":"IF(A19>L19,2,0)","v":0},{"$f":"IF(AND(N19=1,N20=0),1,0)+IF(AND(O18=0,O19=2),2,0)","v":0}]
[0,0,{"$f":"Form!A35","v":0},{"$f":"Form!B35","v":0},{"$f":"Form!C35","v":0},{"$f":"Form!E35","v":0},{"$f":"Form!G35","v":0},{"$f":"Form!I35","v":0},{"$f":"Form!K35","v":0},{"$f":"Form!M35","v":0},{"$f":"Form!O35","v":0},{"$f":"Form!$M$5+Form!M$6","v":0},{"$f":"IF(C20+D20=Form!M$5+Form!M$6,1,0)","v":1},0,{"$f":"IF(A20>L20,2,0)","v":0},{"$f":"IF(AND(N20=1,N21=0),1,0)+IF(AND(O19=0,O20=2),2,0)","v":0}]
[0,0,{"$f":"C20","v":0},{"$f":"Form!B36","v":0},{"$f":"Form!C36","v":0},{"$f":"Form!E36","v":0},{"$f":"Form!G36","v":0},{"$f":"Form!I36","v":0},{"$f":"Form!K36","v":0},{"$f":"Form!M36","v":0},{"$f":"Form!O36","v":0},{"$f":"Form!$M$5+Form!M$6","v":0},{"$f":"IF(C21+D21=Form!M$5+Form!M$6,1,0)","v":1},0,{"$f":"IF(A21>L21,2,0)","v":0},{"$f":"IF(AND(N21=1,N22=0),1,0)+IF(AND(O20=0,O21=2),2,0)","v":0}]
[0,0,{"$f":"C21","v":0},{"$f":"Form!B37","v":0},{"$f":"Form!C37","v":0},{"$f":"Form!E37","v":0},{"$f":"Form!G37","v":0},{"$f":"Form!I37","v":0},{"$f":"Form!K37","v":0},{"$f":"Form!M37","v":0},{"$f":"Form!O37","v":0},{"$f":"Form!$M$5+Form!M$6","v":0},{"$f":"IF(C22+D22=Form!M$5+Form!M$6,1,0)","v":1},0,0,0]
[0,0,{"$f":"C22","v":0},{"$f":"Form!B38","v":0},{"$f":"Form!C38","v":0},{"$f":"Form!E38","v":0},{"$f":"Form!G38","v":0},{"$f":"Form!I38","v":0},{"$f":"Form!K38","v":0},{"$f":"Form!M38","v":0},{"$f":"Form!O38","v":0},{"$f":"Form!$M$5+Form!M$6","v":0},{"$f":"IF(C23+D23=Form!M$5+Form!M$6,1,0)","v":1},0,0,0]
[0,0,{"$f":"Form!A39","v":0},{"$f":"Form!B39","v":0},{"$f":"Form!C39","v":0},{"$f":"Form!E39","v":0},{"$f":"Form!G39","v":0},{"$f":"Form!I39","v":0},{"$f":"Form!K39","v":0},{"$f":"Form!M39","v":0},{"$f":"Form!O39","v":0},{"$f":"Form!$M$5+Form!M$6","v":0},{"$f":"IF(C24+D24=Form!M$5+Form!M$6,1,0)","v":1},0,0,0]
[0,0,{"$f":"C24","v":0},{"$f":"Form!B40","v":0},{"$f":"Form!C40","v":0},{"$f":"Form!E40","v":0},{"$f":"Form!G40","v":0},{"$f":"Form!I40","v":0},{"$f":"Form!K40","v":0},{"$f":"Form!M40","v":0},{"$f":"Form!O40","v":0},{"$f":"Form!$M$5+Form!M$6","v":0},{"$f":"IF(C25+D25=Form!M$5+Form!M$6,1,0)","v":1},0,0,0]
[0,0,{"$f":"C25","v":0},{"$f":"Form!B41","v":0},{"$f":"Form!C41","v":0},{"$f":"Form!E41","v":0},{"$f":"Form!G41","v":0},{"$f":"Form!I41","v":0},{"$f":"Form!K41","v":0},{"$f":"Form!M41","v":0},{"$f":"Form!O41","v":0},{"$f":"Form!$M$5+Form!M$6","v":0},{"$f":"IF(C26+D26=Form!M$5+Form!M$6,1,0)","v":1},0,0,0]
[0,0,{"$f":"C26","v":0},{"$f":"Form!B42","v":0},{"$f":"Form!C42","v":0},{"$f":"Form!E42","v":0},{"$f":"Form!G42","v":0},{"$f":"Form!I42","v":0},{"$f":"Form!K42","v":0},{"$f":"Form!M42","v":0},{"$f":"Form!O42","v":0},{"$f":"Form!$M$5+Form!M$6","v":0},{"$f":"IF(C27+D27=Form!M$5+Form!M$6,1,0)","v":1},0,0,0]
[0,{"$f":"SUM(B16:B27)","v":0}]
[null,null,null,null,null,{"$f":"IF(AND(F15>Form!$M$4,E15<Form!$M$4),2,0)","v":0},{"$f":"IF(AND(G15>Form!$M$4,F15<Form!$M$4),2,0)","v":0},{"$f":"IF(AND(H15>Form!$M$4,G15<Form!$M$4),2,0)","v":0},{"$f":"IF(AND(I15>Form!$M$4,H15<Form!$M$4),2,0)","v":0},{"$f":"IF(AND(J15>Form!$M$4,I15<Form!$M$4),2,0)","v":0},{"$f":"IF(AND(K15>Form!$M$4,J15<Form!$M$4),2,0)","v":0}]
[null,null,{"$f":"HLOOKUP(1,E14:K15,2,FALSE)","v":{"$error":"#N/A"}},null,{"$f":"IF(F29=2,1,0)","v":0},{"$f":"IF(G29=2,1,0)","v":0},0,0,0,0,0]
[null,null,{"$f":"HLOOKUP(2,E14:K15,2,FALSE)","v":{"$error":"#N/A"}},null,{"$f":"SUM(E29:E30)","v":0},0,0,0,0,0,0]
[null,{"$f":"(VLOOKUP(1,B14:K27,3,FALSE))","v":{"$error":"#N/A"}},{"$f":"IF(ISERROR(B32),0,B32)","v":0},null,{"$f":"(C34-C35)/(C32-C33)*(Form!$M$6-C33)+C35","v":{"$error":"#N/A"}},{"$f":"(C36-C37)/(C32-C33)*(Form!M6-C33)+C37","v":{"$error":"#N/A"}}]
[null,{"$f":"VLOOKUP(2,B14:K27,3,FALSE)","v":{"$error":"#N/A"}},{"$f":"IF(ISERROR(B33),0,B33)","v":0},null,{"$f":"IF(AND(B28=0,L14=3),VLOOKUP(Form!$M$5+Form!$M$6,notes!A14:K27,MATCH(1,notes!A14:K14,FALSE),FALSE),0)","v":0},{"$f":"IF(AND(B28=0,L14=3),VLOOKUP(Form!$M$5+Form!$M$6,notes!A14:K27,MATCH(2,notes!A14:K14,FALSE),FALSE),0)","v":0},null,null,"exactly"]
[null,{"$f":"VLOOKUP(1,B14:K27,MATCH(1,B14:K14,FALSE),FALSE)","v":{"$error":"#N/A"}},{"$f":"MIN(B34,B36)","v":{"$error":"#N/A"}},null,{"$f":"IF(ISERROR(E32),E33,E32)","v":0},{"$f":"IF(ISERROR(F32),F33,F32)","v":0},null,null,"x","y","err1","err2","err3","ans"]
[null,{"$f":"VLOOKUP(2,B14:K27,MATCH(1,B14:K14,FALSE),FALSE)","v":{"$error":"#N/A"}},{"$f":"MAX(B35,B37)","v":{"$error":"#N/A"}},null,{"$f":"MIN(E34:F34)","v":0},{"$f":"MAX(E34:F34)","v":0},null,null,"y","y",{"$f":"IF(ISERROR(VLOOKUP(Form!$M$5+Form!$M$6,notes!A15:K27,MATCH(Form!$M$4,notes!A15:K15,FALSE),FALSE)),0,VLOOKUP(Form!$M$5+Form!$M$6,notes!A15:K27,MATCH(Form!$M$4,notes!A15:K15,FALSE),FALSE))","v":0},null,null,{"$f":"SUM(K35:M35)","v":0}]
[null,{"$f":"VLOOKUP(1,B14:K27,MATCH(2,B14:K14,FALSE),FALSE)","v":{"$error":"#N/A"}},{"$f":"MAX(B36,B34)","v":{"$error":"#N/A"}},null,{"$f":"(E35-F35)/(C31-C30)*(Form!$M$4-C30)+F35","v":{"$error":"#N/A"}},null,null,null,"y","n",null,null,null,{"$f":"SUM(K36:M36)","v":0}]
[null,{"$f":"VLOOKUP(2,B14:K27,MATCH(2,B14:K14,FALSE),FALSE)","v":{"$error":"#N/A"}},{"$f":"MIN(B35,B37)","v":{"$error":"#N/A"}},null,null,null,null,null,"n","n",{"$f":"IF(OR(E36>100000,E36<=0),0,E36)","v":{"$error":"#N/A"}},{"$f":"IF(K37<>0,0,MIN(E32:F32))","v":{"$error":"#N/A"}},{"$f":"IF(AND(L37=0,K37=0),C34,0)","v":{"$error":"#N/A"}},{"$f":"SUM(K37:M37)","v":{"$error":"#N/A"}}]
[null,null,null,null,null,null,null,null,null,null,null,null,null,{"$f":"IF(ISERROR(N37),N35,N37)","v":0}]
[]
[]
["sens",null,null,null,{"$f":"E58","v":0},{"$f":"F58","v":0},0,0,0,0,0,{"$f":"SUM(E41:K41)","v":0}]
[null,null,null,null,{"$f":"E15","v":0},{"$f":"F15","v":0},0,0,0,0,0]
[{"$f":"C43+D43","v":0},{"$f":"P43","v":0},{"$f":"C16","v":0},{"$f":"D16","v":0},{"$f":"Form!D31","v":0},{"$f":"Form!F31","v":0},{"$f":"Form!H31","v":0},{"$f":"Form!J31","v":0},{"$f":"Form!L31","v":0},{"$f":"Form!N31","v":0},{"$f":"Form!P31","v":0},{"$f":"Form!$M$5+Form!M$6","v":0},{"$f":"IF(C43+D43=Form!M$5+Form!M$6,1,0)","v":1},{"$f":"IF(A43<L43,1,0)","v":0},{"$f":"IF(A43>L43,2,0)","v":0},{"$f":"IF(AND(N43=1,N44=0),1,0)+IF(AND(O42=0,O43=2),2,0)","v":0}]
[{"$f":"C44+D44","v":0},{"$f":"P44","v":0},{"$f":"C17","v":0},{"$f":"D17","v":0},{"$f":"Form!D32","v":0},{"$f":"Form!F32","v":0},{"$f":"Form!H32","v":0},{"$f":"Form!J32","v":0},{"$f":"Form!L32","v":0},{"$f":"Form!N32","v":0},{"$f":"Form!P32","v":0},{"$f":"Form!$M$5+Form!M$6","v":0},{"$f":"IF(C44+D44=Form!M$5+Form!M$6,1,0)","v":1},{"$f":"IF(A44<L44,1,0)","v":0},{"$f":"IF(A44>L44,2,0)","v":0},{"$f":"IF(AND(N44=1,N45=0),1,0)+IF(AND(O43=0,O44=2),2,0)","v":0}]
[{"$f":"C45+D45","v":0},0,0,0,{"$f":"Form!D33","v":0},{"$f":"Form!F33","v":0},{"$f":"Form!H33","v":0},{"$f":"Form!J33","v":0},{"$f":"Form!L33","v":0},{"$f":"Form!N33","v":0},{"$f":"Form!P33","v":0},{"$f":"Form!$M$5+Form!M$6","v":0},{"$f":"IF(C45+D45=Form!M$5+Form!M$6,1,0)","v":1},0,{"$f":"IF(A45>L45,2,0)","v":0},{"$f":"IF(AND(N45=1,N46=0),1,0)+IF(AND(O44=0,O45=2),2,0)","v":0}]
[0,0,0,0,{"$f":"Form!D34","v":0},{"$f":"Form!F34","v":0},{"$f":"Form!H34","v":0},{"$f":"Form!J34","v":0},{"$f":"Form!L34","v":0},{"$f":"Form!N34","v":0},{"$f":"Form!P34","v":0},{"$f":"Form!$M$5+Form!M$6","v":0},{"$f":"IF(C46+D46=Form!M$5+Form!M$6,1,0)","v":1},0,{"$f":"IF(A46>L46,2,0)","v":0},{"$f":"IF(AND(N46=1,N47=0),1,0)+IF(AND(O45=0,O46=2),2,0)","v":0}]
[0,0,0,0,{"$f":"Form!D35","v":0},{"$f":"Form!F35","v":0},{"$f":"Form!H35","v":0},{"$f":"Form!J35","v":0},{"$f":"Form!L35","v":0},{"$f":"Form!N35","v":0},{"$f":"Form!P35","v":0},{"$f":"Form!$M$5+Form!M$6","v":0},{"$f":"IF(C47+D47=Form!M$5+Form!M$6,1,0)","v":1},0,{"$f":"IF(A47>L47,2,0)","v":0},{"$f":"IF(AND(N47=1,N48=0),1,0)+IF(AND(O46=0,O47=2),2,0)","v":0}]
[0,0,0,0,{"$f":"Form!D36","v":0},{"$f":"Form!F36","v":0},{"$f":"Form!H36","v":0},{"$f":"Form!J36","v":0},{"$f":"Form!L36","v":0},{"$f":"Form!N36","v":0},{"$f":"Form!P36","v":0},{"$f":"Form!$M$5+Form!M$6","v":0},{"$f":"IF(C48+D48=Form!M$5+Form!M$6,1,0)","v":1},0,{"$f":"IF(A48>L48,2,0)","v":0},{"$f":"IF(AND(N48=1,N49=0),1,0)+IF(AND(O47=0,O48=2),2,0)","v":0}]
[0,0,0,0,{"$f":"Form!D37","v":0},{"$f":"Form!F37","v":0},{"$f":"Form!H37","v":0},{"$f":"Form!J37","v":0},{"$f":"Form!L37","v":0},{"$f":"Form!N37","v":0},{"$f":"Form!P37","v":0},{"$f":"Form!$M$5+Form!M$6","v":0},{"$f":"IF(C49+D49=Form!M$5+Form!M$6,1,0)","v":1},0,0,0]
[0,0,0,0,{"$f":"Form!D38","v":0},{"$f":"Form!F38","v":0},{"$f":"Form!H38","v":0},{"$f":"Form!J38","v":0},{"$f":"Form!L38","v":0},{"$f":"Form!N38","v":0},{"$f":"Form!P38","v":0},{"$f":"Form!$M$5+Form!M$6","v":0},{"$f":"IF(C50+D50=Form!M$5+Form!M$6,1,0)","v":1},0,0,0]
[0,0,0,0,{"$f":"Form!D39","v":0},{"$f":"Form!F39","v":0},{"$f":"Form!H39","v":0},{"$f":"Form!J39","v":0},{"$f":"Form!L39","v":0},{"$f":"Form!N39","v":0},{"$f":"Form!P39","v":0},{"$f":"Form!$M$5+Form!M$6","v":0},{"$f":"IF(C51+D51=Form!M$5+Form!M$6,1,0)","v":1},0,0,0]
[0,0,0,0,{"$f":"Form!D40","v":0},{"$f":"Form!F40","v":0},{"$f":"Form!H40","v":0},{"$f":"Form!J40","v":0},{"$f":"Form!L40","v":0},{"$f":"Form!N40","v":0},{"$f":"Form!P40","v":0},{"$f":"Form!$M$5+Form!M$6","v":0},{"$f":"IF(C52+D52=Form!M$5+Form!M$6,1,0)","v":1},0,0,0]
[0,0,0,0,{"$f":"Form!D41","v":0},{"$f":"Form!F41","v":0},{"$f":"Form!H41","v":0},{"$f":"Form!J41","v":0},{"$f":"Form!L41","v":0},{"$f":"Form!N41","v":0},{"$f":"Form!P41","v":0},{"$f":"Form!$M$5+Form!M$6","v":0},{"$f":"IF(C53+D53=Form!M$5+Form!M$6,1,0)","v":1},0,0,0]
[0,0,0,0,{"$f":"Form!D42","v":0},{"$f":"Form!F42","v":0},{"$f":"Form!H42","v":0},{"$f":"Form!J42","v":0},{"$f":"Form!L42","v":0},{"$f":"Form!N42","v":0},{"$f":"Form!P42","v":0},{"$f":"Form!$M$5+Form!M$6","v":0},{"$f":"IF(C54+D54=Form!M$5+Form!M$6,1,0)","v":1},0,0,0]
[0,{"$f":"SUM(B43:B54)","v":0}]
[null,null,null,null,null,{"$f":"IF(AND(F42>Form!$M$4,E42<Form!$M$4),2,0)","v":0},{"$f":"IF(AND(G42>Form!$M$4,F42<Form!$M$4),2,0)","v":0},{"$f":"IF(AND(H42>Form!$M$4,G42<Form!$M$4),2,0)","v":0},{"$f":"IF(AND(I42>Form!$M$4,H42<Form!$M$4),2,0)","v":0},{"$f":"IF(AND(J42>Form!$M$4,I42<Form!$M$4),2,0)","v":0},{"$f":"IF(AND(K42>Form!$M$4,J42<Form!$M$4),2,0)","v":0}]
[null,null,{"$f":"HLOOKUP(1,E41:K42,2,FALSE)","v":{"$error":"#N/A"}},null,{"$f":"IF(F56=2,1,0)","v":0},{"$f":"IF(G56=2,1,0)","v":0},0,0,0,0,0]
[null,null,{"$f":"HLOOKUP(2,E41:K42,2,FALSE)","v":{"$error":"#N/A"}},null,{"$f":"SUM(E56:E57)","v":0},0,0,0,0,0,0]
[null,{"$f":"(VLOOKUP(1,B41:K54,3,FALSE))","v":{"$error":"#N/A"}},{"$f":"IF(ISERROR(B59),0,B59)","v":0},null,{"$f":"(C61-C62)/(C59-C60)*(Form!$M$6-C60)+C62","v":{"$error":"#N/A"}},{"$f":"(C63-C64)/(C59-C60)*(Form!M6-C60)+C64","v":{"$error":"#N/A"}}]
[null,{"$f":"VLOOKUP(2,B41:K54,3,FALSE)","v":{"$error":"#N/A"}},{"$f":"IF(ISERROR(B60),0,B60)","v":0},null,{"$f":"IF(AND(B55=0,L41=3),VLOOKUP(Form!$M$5+Form!$M$6,notes!A41:K54,MATCH(1,notes!A41:K41,FALSE),FALSE),0)","v":0},{"$f":"IF(AND(B55=0,L41=3),VLOOKUP(Form!$M$5+Form!$M$6,notes!A41:K54,MATCH(2,notes!A41:K41,FALSE),FALSE),0)","v":0},null,null,"exactly"]
[null,{"$f":"VLOOKUP(1,B41:K54,MATCH(1,B41:K41,FALSE),FALSE)","v":{"$error":"#N/A"}},{"$f":"MIN(B61,B63)","v":{"$error":"#N/A"}},null,{"$f":"IF(ISERROR(E59),E60,E59)","v":0},{"$f":"IF(ISERROR(F59),F60,F59)","v":0},null,null,"x","y","err1","err2","err3","ans"]
[null,{"$f":"VLOOKUP(2,B41:K54,MATCH(1,B41:K41,FALSE),FALSE)","v":{"$error":"#N/A"}},{"$f":"MAX(B62,B64)","v":{"$error":"#N/A"}},null,{"$f":"MIN(E61:F61)","v":0},{"$f":"MAX(E61:F61)","v":0},null,null,"y","y",{"$f":"IF(ISERROR(VLOOKUP(Form!$M$5+Form!$M$6,notes!A42:K54,MATCH(Form!$M$4,notes!A42:K42,FALSE),FALSE)),0,VLOOKUP(Form!$M$5+Form!$M$6,notes!A42:K54,MATCH(Form!$M$4,notes!A42:K42,FALSE),FALSE))","v":0},null,null,{"$f":"SUM(K62:M62)","v":0}]
[null,{"$f":"VLOOKUP(1,B41:K54,MATCH(2,B41:K41,FALSE),FALSE)","v":{"$error":"#N/A"}},{"$f":"MAX(B63,B61)","v":{"$error":"#N/A"}},null,{"$f":"(E62-F62)/(C58-C57)*(Form!$M$4-C57)+F62","v":{"$error":"#N/A"}},null,null,null,"y","n",null,null,null,{"$f":"SUM(K63:M63)","v":0}]
[null,{"$f":"VLOOKUP(2,B41:K54,MATCH(2,B41:K41,FALSE),FALSE)","v":{"$error":"#N/A"}},{"$f":"MIN(B62,B64)","v":{"$error":"#N/A"}},null,null,null,null,null,"n","n",{"$f":"IF(OR(E63>100000,E63<=0),0,E63)","v":{"$error":"#N/A"}},{"$f":"IF(K64<>0,0,MIN(E59:F59))","v":{"$error":"#N/A"}},{"$f":"IF(AND(L64=0,K64=0),C61,0)","v":{"$error":"#N/A"}},{"$f":"SUM(K64:M64)","v":{"$error":"#N/A"}}]
[null,{"$f":"VLOOKUP(Form!M32+Form!M33,A41:K54,MATCH(2,A41:K41,FALSE),FALSE)","v":{"$error":"#N/A"}},null,null,null,null,null,null,null,null,null,null,null,{"$f":"IF(ISERROR(N64),N62,N64)","v":0}]

{"sheet":"Options","index":1,"n_rows":13,"n_cols":1,"rows_kept":13,"cut":false,"hidden":true,"merged":[]}
["CZF"]
["CZH"]
["TCHD"]
["YCD"]
["YCE"]
["YCG"]
["YCJD"]
["YCJF"]
["YCS"]
["YFE"]
["YHJD(3P)"]
["YHJF"]
["YHJR"]

{"sheet":"Calcs","index":2,"n_rows":21,"n_cols":7,"rows_kept":21,"cut":false,"hidden":true,"merged":[[0,4,0,9],[1,4,1,9]]}
[null,null,null,"York Condenser :  ","TCGD36"]
[null,null,null,"ADP Evaporator:  "]
[null,null,null,"Condenser Entering Air Temperature: ",100,"(°F) Dry Bulb, 65°F to 125°F"]
[null,null,null,"Evaporator Air Flow:",1265,"CFM"]
[null,null,null,"Entering Evaporator Air (DB):  ",77.5,"(°F) Dry Bulb"]
[null,null,null,"Entering Evaporator Air (WB):  ",60.6,"(°F) Wet Bulb, 57°F to 72°F"]
[]
[]
["Total"]
[28.549999999999997,"1200 60.6"]
[]
[null,"Diff 200",{"$f":"A10-A14","v":0.30799999999999983},"Diff 1 cfm",{"$f":"C12/200","v":1.5399999999999991E-3},"  1265 total",{"$f":"A10-(65*E12)","v":28.449899999999996}]
[]
[28.241999999999997,"1400 60.6"]
[]
["Sens"]
[25.319999999999997,"1200 60.6"]
[]
[null,"Diff 200",{"$f":"A17-A21","v":0.55439999999999756},"Diff 1 cfm",{"$f":"C19/200","v":2.771999999999988E-3},"  1265 Sens",{"$f":"A17-(65*E19)","v":25.139819999999997}]
[]
[24.765599999999999,"1400 60.6"]

{"sheet":"CZF_24","index":3,"n_rows":19,"n_cols":45,"rows_kept":19,"cut":false,"hidden":true,"merged":[[2,0,2,1],[2,2,2,15],[3,2,3,3],[3,4,3,5],[3,6,3,7],[3,8,3,9],[3,10,3,11],[3,12,3,13],[3,14,3,15],[5,2,6,2],[5,3,6,3],[5,4,6,4],[5,5,6,5],[5,6,6,6],[5,7,6,7],[5,8,6,8],[4,0,6,0],[4,1,6,1],[4,2,4,3],[4,4,4,5],[4,6,4,7],[4,8,4,9],[5,9,6,9],[5,10,6,10],[5,11,6,11],[5,12,6,12],[5,13,6,13],[5,14,6,14],[5,15,6,15],[4,10,4,11],[4,12,4,13],[4,14,4,15],[24,10,24,11],[24,12,24,13],[25,2,26,2],[25,9,26,9],[25,10,26,10],[25,11,26,11],[25,12,26,12],[25,13,26,13],[7,0,10,0],[11,0,14,0],[15,0,18,0],[22,0,23,1],[22,2,22,13],[23,2,23,3],[23,4,23,5],[23,6,23,7],[23,8,23,9],[23,10,23,11],[23,12,23,13],[27,0,30,0],[25,3,26,3],[25,4,26,4],[25,5,26,5],[25,6,26,6],[25,7,26,7],[25,8,26,8],[31,0,34,0],[35,0,38,0],[24,0,26,0],[24,1,26,1],[24,2,24,3],[24,4,24,5],[24,6,24,7],[24,8,24,9],[41,0,42,1],[41,2,41,13],[42,2,42,3],[42,4,42,5],[42,6,42,7],[42,8,42,9],[42,10,42,11],[42,12,42,13],[44,10,45,10],[44,11,45,11],[44,12,45,12],[44,13,45,13],[46,0,49,0],[50,0,53,0],[43,10,43,11],[43,12,43,13],[44,2,45,2],[44,3,45,3],[44,4,45,4],[44,5,45,5],[44,6,45,6],[44,7,45,7],[44,8,45,8],[44,9,45,9],[43,0,45,0],[43,1,45,1],[43,2,43,3],[43,4,43,5],[43,6,43,7],[43,8,43,9],[54,0,57,0],[60,0,61,1],[60,2,60,13],[61,2,61,3],[61,4,61,5],[61,6,61,7],[61,8,61,9],[61,10,61,11],[61,12,61,13],[63,10,64,10],[63,11,64,11],[63,12,64,12],[63,13,64,13],[65,0,68,0],[69,0,72,0],[62,10,62,11],[62,12,62,13],[63,2,64,2],[63,3,64,3],[63,4,64,4],[63,5,64,5],[63,6,64,6],[63,7,64,7],[63,8,64,8],[63,9,64,9],[62,0,64,0],[62,1,64,1],[62,2,62,3],[62,4,62,5],[62,6,62,7],[62,8,62,9],[73,0,76,0],[79,0,80,1],[79,2,79,13],[80,2,80,3],[80,4,80,5],[80,6,80,7],[80,8,80,9],[80,10,80,11],[80,12,80,13],[82,10,83,10],[82,11,83,11],[82,12,83,12],[82,13,83,13],[84,0,87,0],[88,0,91,0],[81,10,81,11],[81,12,81,13],[82,2,83,2],[82,3,83,3],[82,4,83,4],[82,5,83,5],[82,6,83,6],[82,7,83,7],[82,8,83,8],[82,9,83,9],[81,0,83,0],[81,1,83,1],[81,2,81,3],[81,4,81,5],[81,6,81,7],[81,8,81,9],[92,0,95,0],[98,0,99,1],[98,2,98,13],[99,2,99,3],[99,4,99,5],[99,6,99,7],[99,8,99,9],[99,10,99,11],[99,12,99,13],[101,10,102,10],[101,11,102,11],[101,12,102,12],[101,13,102,13],[103,0,106,0],[107,0,110,0],[100,10,100,11],[100,12,100,13],[101,2,102,2],[101,3,102,3],[101,4,102,4],[101,5,102,5],[101,6,102,6],[101,7,102,7],[101,8,102,8],[101,9,102,9],[100,0,102,0],[100,1,102,1],[100,2,100,3],[100,4,100,5],[100,6,100,7],[100,8,100,9],[111,0,114,0],[117,0,118,1],[117,2,117,13],[118,2,118,3],[118,4,118,5],[118,6,118,7],[118,8,118,9],[118,10,118,11],[118,12,118,13],[130,0,133,0],[120,10,121,10],[120,11,121,11],[120,12,121,12],[120,13,121,13],[122,0,125,0],[126,0,129,0],[119,10,119,11],[119,12,119,13],[120,2,121,2],[120,3,121,3],[120,4,121,4],[120,5,121,5],[120,6,121,6],[120,7,121,7],[120,8,121,8],[120,9,121,9],[119,0,121,0],[119,1,121,1],[119,2,119,3],[119,4,119,5],[119,6,119,7],[119,8,119,9]]}
[]
["CZF_24",24]
["Evaporator Air \n",null,"Condenser  Entering Air Temperature ˚F"]
[80,"°F DB",65,null,75,null,85,null,95,null,105,null,115,null,125]
["CFM","EWB†\n˚F","Capacity Mbtuh",null,"Capacity Mbtuh",null,"Capacity Mbtuh",null,"Capacity Mbtuh",null,"Capacity Mbtuh",null,"Capacity Mbtuh",null,"Capacity Mbtuh"]
[null,null,"Total","Sens.","Total","Sens.","Total","Sens.","Total","Sens.","Total","Sens.","Total","Sens.","Total","Sens."]
[null,null,null,null,null,null,null,null,null,null,null,null,null,null,null,null,null,"Total Factors",null,null,null,null,null,null,"Sens. %",null,null,null,null,null,null,"IDB Adj",null,null,null,null,null,null,"Sens Calc"]
[600,72,{"$f":"R8*$I$13","v":28.576271186440678},{"$f":"IF(AM8>C8,C8,AM8)","v":13.627118644067796},{"$f":"S8*$I$13","v":27.355932203389827},{"$f":"IF(AN8>E8,E8,AN8)","v":13.118644067796609},{"$f":"T8*$I$13","v":26.135593220338983},{"$f":"IF(AO8>G8,G8,AO8)","v":12.610169491525424},{"$f":"U8*$I$13","v":24.813559322033896},{"$f":"IF(AP8>I8,I8,AP8)","v":12.101694915254237},{"$f":"V8*$I$13","v":23.593220338983048},{"$f":"IF(AQ8>K8,K8,AQ8)","v":11.59322033898305},{"$f":"W8*$I$13","v":22.372881355932201},{"$f":"IF(AR8>M8,M8,AR8)","v":11.084745762711863},{"$f":"X8*$I$13","v":21.152542372881356},{"$f":"IF(AS8>O8,O8,AS8)","v":10.576271186440678},null,1.1906779661016949,1.1398305084745761,1.0889830508474576,1.0338983050847457,0.98305084745762705,0.93220338983050843,0.88135593220338981,0.47686832740213519,0.47955390334572495,0.48249027237354086,0.48770491803278693,0.49137931034482762,0.49545454545454548,0.5,1.06,1.06,1.06,1.06,1.06,1.06,1.06,{"$f":"Y8*C8+($A$4-80)*AF8*$A$8/1000","v":13.627118644067796},{"$f":"Z8*E8+($A$4-80)*AG8*$A$8/1000","v":13.118644067796609},{"$f":"AA8*G8+($A$4-80)*AH8*$A$8/1000","v":12.610169491525424},{"$f":"AB8*I8+($A$4-80)*AI8*$A$8/1000","v":12.101694915254237},{"$f":"AC8*K8+($A$4-80)*AJ8*$A$8/1000","v":11.59322033898305},{"$f":"AD8*M8+($A$4-80)*AK8*$A$8/1000","v":11.084745762711863},{"$f":"AE8*O8+($A$4-80)*AL8*$A$8/1000","v":10.576271186440678}]
[null,67,{"$f":"R9*$I$13","v":25.627118644067792},16.983050847457623,24.610169491525422,{"$f":"IF(AN9>E9,E9,AN9)","v":16.372881355932204},23.491525423728817,{"$f":"IF(AO9>G9,G9,AO9)","v":15.76271186440678},{"$f":"U9*$I$13","v":22.372881355932201},{"$f":"IF(AP9>I9,I9,AP9)","v":15.152542372881353},21.152542372881356,{"$f":"IF(AQ9>K9,K9,AQ9)","v":14.64406779661017},19.932203389830509,{"$f":"IF(AR9>M9,M9,AR9)","v":14.135593220338983},18.711864406779661,{"$f":"IF(AS9>O9,O9,AS9)","v":13.627118644067799},null,1.0677966101694913,1.0254237288135593,0.97881355932203395,0.93220338983050843,0.88135593220338981,0.83050847457627119,0.77966101694915246,0.66269841269841268,0.66528925619834722,0.67099567099567092,0.67727272727272725,0.69230769230769229,0.70918367346938771,0.72826086956521752,1.06,1.06,1.06,1.06,1.06,1.06,1.06,{"$f":"Y9*C9+($A$4-80)*AF9*$A$8/1000","v":16.983050847457623},{"$f":"Z9*E9+($A$4-80)*AG9*$A$8/1000","v":16.372881355932204},{"$f":"AA9*G9+($A$4-80)*AH9*$A$8/1000","v":15.76271186440678},{"$f":"AB9*I9+($A$4-80)*AI9*$A$8/1000","v":15.152542372881353},{"$f":"AC9*K9+($A$4-80)*AJ9*$A$8/1000","v":14.64406779661017},{"$f":"AD9*M9+($A$4-80)*AK9*$A$8/1000","v":14.135593220338983},{"$f":"AE9*O9+($A$4-80)*AL9*$A$8/1000","v":13.627118644067799}]
[null,62,22.372881355932201,19.423728813559322,21.559322033898304,19.01694915254237,20.644067796610166,18.610169491525422,{"$f":"U10*$I$13","v":19.83050847457627},18.203389830508474,18.610169491525422,17.49152542372881,17.389830508474578,16.779661016949152,16.16949152542373,16.067796610169491,null,0.93220338983050843,0.89830508474576265,0.86016949152542366,0.82627118644067787,0.77542372881355925,0.72457627118644075,0.67372881355932202,0.86818181818181828,0.88207547169811318,0.90147783251231528,0.91794871794871791,0.93989071038251359,0.96491228070175428,0.99371069182389937,1.06,1.06,1.06,1.06,1.06,1.06,1.06,19.423728813559322,{"$f":"Z10*E10+($A$4-80)*AG10*$A$8/1000","v":19.01694915254237},{"$f":"AA10*G10+($A$4-80)*AH10*$A$8/1000","v":18.610169491525422},18.203389830508474,17.49152542372881,16.779661016949152,16.067796610169491]
[null,57,20.338983050847457,20.338983050847457,19.322033898305083,19.322033898305083,18.305084745762713,18.305084745762713,{"$f":"U11*$I$13","v":17.288135593220339},17.288135593220339,16.372881355932204,16.372881355932204,15.457627118644066,15.457627118644066,14.542372881355931,14.542372881355931,null,0.84745762711864403,0.80508474576271183,0.76271186440677963,0.72033898305084743,0.68220338983050854,0.64406779661016944,0.60593220338983045,1,1,1,1,1,1,1,1.06,1.06,1.06,1.06,1.06,1.06,1.06,20.338983050847457,{"$f":"Z11*E11+($A$4-80)*AG11*$A$8/1000","v":19.322033898305083},{"$f":"AA11*G11+($A$4-80)*AH11*$A$8/1000","v":18.305084745762713},{"$f":"AB11*I11+($A$4-80)*AI11*$A$8/1000","v":17.288135593220339},16.372881355932204,15.457627118644066,14.542372881355931]
[800,72,30.610169491525422,14.949152542372881,29.389830508474574,14.440677966101694,28.16949152542373,14.033898305084747,{"$f":"U12*$I$13","v":26.949152542372879},13.627118644067796,25.525423728813561,13.016949152542374,24.101694915254235,12.406779661016946,22.779661016949149,11.796610169491524,null,1.2754237288135593,1.2245762711864405,1.173728813559322,1.1228813559322033,1.0635593220338984,1.0042372881355932,0.94915254237288127,0.48837209302325579,0.49134948096885811,0.49819494584837548,0.50566037735849056,0.50996015936254979,0.51476793248945141,0.5178571428571429,1.06,1.06,1.06,1.06,1.06,1.06,1.06,{"$f":"Y12*C12+($A$4-80)*AF12*$A$12/1000","v":14.949152542372881},{"$f":"Z12*E12+($A$4-80)*AG12*$A$12/1000","v":14.440677966101694},{"$f":"AA12*G12+($A$4-80)*AH12*$A$12/1000","v":14.033898305084747},{"$f":"AB12*I12+($A$4-80)*AI12*$A$12/1000","v":13.627118644067796},{"$f":"AC12*K12+($A$4-80)*AJ12*$A$12/1000","v":13.016949152542374},{"$f":"AD12*M12+($A$4-80)*AK12*$A$12/1000","v":12.406779661016946},{"$f":"AE12*O12+($A$4-80)*AL12*$A$12/1000","v":11.796610169491524}]
[null,67,27.559322033898304,19.423728813559322,26.440677966101696,18.711864406779661,25.220338983050844,17.999999999999996,{"$f":"B2","v":24},17.288135593220339,22.677966101694913,16.779661016949152,21.35593220338983,16.169491525423727,20.135593220338983,15.661016949152541,null,1.1483050847457628,1.1016949152542372,1.0508474576271185,1,0.94491525423728806,0.88983050847457623,0.83898305084745761,0.70479704797047971,0.70769230769230762,0.71370967741935476,0.72033898305084743,0.73991031390134532,0.75714285714285712,0.77777777777777779,1.06,1.06,1.06,1.06,1.06,1.06,1.06,{"$f":"Y13*C13+($A$4-80)*AF13*$A$12/1000","v":19.423728813559322},{"$f":"Z13*E13+($A$4-80)*AG13*$A$12/1000","v":18.711864406779661},{"$f":"AA13*G13+($A$4-80)*AH13*$A$12/1000","v":17.999999999999996},{"$f":"AB13*I13+($A$4-80)*AI13*$A$12/1000","v":17.288135593220339},{"$f":"AC13*K13+($A$4-80)*AJ13*$A$12/1000","v":16.779661016949152},{"$f":"AD13*M13+($A$4-80)*AK13*$A$12/1000","v":16.169491525423727},{"$f":"AE13*O13+($A$4-80)*AL13*$A$12/1000","v":15.661016949152541}]
[null,62,23.898305084745761,22.474576271186439,22.983050847457626,21.966101694915256,22.16949152542373,21.457627118644069,{"$f":"U14*$I$13","v":21.254237288135592},21.050847457627118,19.932203389830509,19.932203389830509,18.610169491525422,18.610169491525422,17.288135593220339,17.288135593220339,null,0.99576271186440668,0.9576271186440678,0.92372881355932202,0.88559322033898291,0.83050847457627119,0.77542372881355925,0.72033898305084743,0.94042553191489364,0.95575221238938057,0.96788990825688082,0.99043062200956944,1,1,1,1.06,1.06,1.06,1.06,1.06,1.06,1.06,22.474576271186439,{"$f":"Z14*E14+($A$4-80)*AG14*$A$12/1000","v":21.966101694915256},{"$f":"AA14*G14+($A$4-80)*AH14*$A$12/1000","v":21.457627118644069},21.050847457627118,19.932203389830509,18.610169491525422,17.288135593220339]
[null,57,22.067796610169488,22.067796610169488,20.949152542372882,20.949152542372882,19.83050847457627,19.83050847457627,18.711864406779661,18.711864406779661,17.694915254237287,17.694915254237287,16.779661016949149,16.779661016949149,15.762711864406779,15.762711864406779,null,0.9194915254237287,0.8728813559322034,0.82627118644067787,0.77966101694915246,0.73728813559322026,0.69915254237288127,0.65677966101694907,1,1,1,1,1,1,1,1.06,1.06,1.06,1.06,1.06,1.06,1.06,22.067796610169488,{"$f":"Z15*E15+($A$4-80)*AG15*$A$12/1000","v":20.949152542372882},{"$f":"AA15*G15+($A$4-80)*AH15*$A$12/1000","v":19.83050847457627},18.711864406779661,17.694915254237287,16.779661016949149,15.762711864406779]
[1000,72,32.644067796610166,16.271186440677965,31.525423728813557,15.864406779661014,30.305084745762713,15.457627118644066,29.084745762711862,15.050847457627118,27.559322033898304,14.338983050847457,25.932203389830509,13.728813559322035,24.406779661016948,13.016949152542372,null,1.3601694915254237,1.3135593220338981,1.2627118644067796,1.2118644067796609,1.1483050847457628,1.0805084745762712,1.0169491525423728,0.49844236760124611,0.50322580645161286,0.51006711409395966,0.5174825174825175,0.52029520295202947,0.52941176470588236,0.53333333333333333,1.06,1.06,1.06,1.06,1.06,1.06,1.06,{"$f":"Y16*C16+($A$4-80)*AF16*$A$16/1000","v":16.271186440677965},{"$f":"Z16*E16+($A$4-80)*AG16*$A$16/1000","v":15.864406779661014},{"$f":"AA16*G16+($A$4-80)*AH16*$A$16/1000","v":15.457627118644066},{"$f":"AB16*I16+($A$4-80)*AI16*$A$16/1000","v":15.050847457627118},{"$f":"AC16*K16+($A$4-80)*AJ16*$A$16/1000","v":14.338983050847457},{"$f":"AD16*M16+($A$4-80)*AK16*$A$16/1000","v":13.728813559322035},{"$f":"AE16*O16+($A$4-80)*AL16*$A$16/1000","v":13.016949152542372}]
[null,67,29.593220338983052,21.762711864406779,28.271186440677965,21.050847457627118,26.949152542372879,20.237288135593218,25.627118644067792,19.423728813559322,24.203389830508474,18.8135593220339,22.881355932203387,18.305084745762709,21.559322033898304,17.796610169491526,null,1.2330508474576272,1.1779661016949152,1.1228813559322033,1.0677966101694913,1.0084745762711864,0.95338983050847448,0.89830508474576265,0.73539518900343637,0.74460431654676251,0.75094339622641504,0.75793650793650802,0.77731092436974791,0.8,0.82547169811320753,1.06,1.06,1.06,1.06,1.06,1.06,1.06,{"$f":"Y17*C17+($A$4-80)*AF17*$A$16/1000","v":21.762711864406779},{"$f":"Z17*E17+($A$4-80)*AG17*$A$16/1000","v":21.050847457627118},{"$f":"AA17*G17+($A$4-80)*AH17*$A$16/1000","v":20.237288135593218},{"$f":"AB17*I17+($A$4-80)*AI17*$A$16/1000","v":19.423728813559322},{"$f":"AC17*K17+($A$4-80)*AJ17*$A$16/1000","v":18.8135593220339},{"$f":"AD17*M17+($A$4-80)*AK17*$A$16/1000","v":18.305084745762709},{"$f":"AE17*O17+($A$4-80)*AL17*$A$16/1000","v":17.796610169491526}]
[null,62,25.423728813559318,25.423728813559318,24.508474576271183,24.508474576271183,23.593220338983048,23.593220338983048,22.779661016949149,22.779661016949149,21.254237288135592,21.254237288135592,19.83050847457627,19.83050847457627,18.406779661016952,18.406779661016952,null,1.0593220338983049,1.021186440677966,0.98305084745762705,0.94915254237288127,0.88559322033898291,0.82627118644067787,0.76694915254237295,1,1,1,1,1,1,1,1.06,1.06,1.06,1.06,1.06,1.06,1.06,25.423728813559318,{"$f":"Z18*E18+($A$4-80)*AG18*$A$16/1000","v":24.508474576271183},{"$f":"AA18*G18+($A$4-80)*AH18*$A$16/1000","v":23.593220338983048},22.779661016949149,21.254237288135592,19.83050847457627,18.406779661016952]
[null,57,23.796610169491522,23.796610169491522,22.576271186440678,22.576271186440678,21.457627118644069,21.457627118644069,20.237288135593218,20.237288135593218,19.118644067796609,19.118644067796609,18.101694915254235,18.101694915254235,16.983050847457626,16.983050847457626,null,0.99152542372881347,0.94067796610169485,0.89406779661016955,0.84322033898305071,0.79661016949152541,0.75423728813559321,0.70762711864406769,1,1,1,1,1,1,1,1.06,1.06,1.06,1.06,1.06,1.06,1.06,23.796610169491522,{"$f":"Z19*E19+($A$4-80)*AG19*$A$16/1000","v":22.576271186440678},{"$f":"AA19*G19+($A$4-80)*AH19*$A$16/1000","v":21.457627118644069},20.237288135593218,19.118644067796609,18.101694915254235,16.983050847457626]

{"sheet":"CZF_30","index":4,"n_rows":19,"n_cols":45,"rows_kept":19,"cut":false,"hidden":true,"merged":[[2,0,2,1],[2,2,2,15],[3,2,3,3],[3,4,3,5],[3,6,3,7],[3,8,3,9],[3,10,3,11],[3,12,3,13],[3,14,3,15],[5,2,6,2],[5,3,6,3],[5,4,6,4],[5,5,6,5],[5,6,6,6],[5,7,6,7],[5,8,6,8],[4,0,6,0],[4,1,6,1],[4,2,4,3],[4,4,4,5],[4,6,4,7],[4,8,4,9],[5,9,6,9],[5,10,6,10],[5,11,6,11],[5,12,6,12],[5,13,6,13],[5,14,6,14],[5,15,6,15],[4,10,4,11],[4,12,4,13],[4,14,4,15],[24,10,24,11],[24,12,24,13],[25,2,26,2],[25,9,26,9],[25,10,26,10],[25,11,26,11],[25,12,26,12],[25,13,26,13],[7,0,10,0],[11,0,14,0],[15,0,18,0],[22,0,23,1],[22,2,22,13],[23,2,23,3],[23,4,23,5],[23,6,23,7],[23,8,23,9],[23,10,23,11],[23,12,23,13],[27,0,30,0],[25,3,26,3],[25,4,26,4],[25,5,26,5],[25,6,26,6],[25,7,26,7],[25,8,26,8],[31,0,34,0],[35,0,38,0],[24,0,26,0],[24,1,26,1],[24,2,24,3],[24,4,24,5],[24,6,24,7],[24,8,24,9],[41,0,42,1],[41,2,41,13],[42,2,42,3],[42,4,42,5],[42,6,42,7],[42,8,42,9],[42,10,42,11],[42,12,42,13],[44,10,45,10],[44,11,45,11],[44,12,45,12],[44,13,45,13],[46,0,49,0],[50,0,53,0],[43,10,43,11],[43,12,43,13],[44,2,45,2],[44,3,45,3],[44,4,45,4],[44,5,45,5],[44,6,45,6],[44,7,45,7],[44,8,45,8],[44,9,45,9],[43,0,45,0],[43,1,45,1],[43,2,43,3],[43,4,43,5],[43,6,43,7],[43,8,43,9],[54,0,57,0],[60,0,61,1],[60,2,60,13],[61,2,61,3],[61,4,61,5],[61,6,61,7],[61,8,61,9],[61,10,61,11],[61,12,61,13],[63,10,64,10],[63,11,64,11],[63,12,64,12],[63,13,64,13],[65,0,68,0],[69,0,72,0],[62,10,62,11],[62,12,62,13],[63,2,64,2],[63,3,64,3],[63,4,64,4],[63,5,64,5],[63,6,64,6],[63,7,64,7],[63,8,64,8],[63,9,64,9],[62,0,64,0],[62,1,64,1],[62,2,62,3],[62,4,62,5],[62,6,62,7],[62,8,62,9],[73,0,76,0],[79,0,80,1],[79,2,79,13],[80,2,80,3],[80,4,80,5],[80,6,80,7],[80,8,80,9],[80,10,80,11],[80,12,80,13],[82,10,83,10],[82,11,83,11],[82,12,83,12],[82,13,83,13],[84,0,87,0],[88,0,91,0],[81,10,81,11],[81,12,81,13],[82,2,83,2],[82,3,83,3],[82,4,83,4],[82,5,83,5],[82,6,83,6],[82,7,83,7],[82,8,83,8],[82,9,83,9],[81,0,83,0],[81,1,83,1],[81,2,81,3],[81,4,81,5],[81,6,81,7],[81,8,81,9],[92,0,95,0],[98,0,99,1],[98,2,98,13],[99,2,99,3],[99,4,99,5],[99,6,99,7],[99,8,99,9],[99,10,99,11],[99,12,99,13],[101,10,102,10],[101,11,102,11],[101,12,102,12],[101,13,102,13],[103,0,106,0],[107,0,110,0],[100,10,100,11],[100,12,100,13],[101,2,102,2],[101,3,102,3],[101,4,102,4],[101,5,102,5],[101,6,102,6],[101,7,102,7],[101,8,102,8],[101,9,102,9],[100,0,102,0],[100,1,102,1],[100,2,100,3],[100,4,100,5],[100,6,100,7],[100,8,100,9],[111,0,114,0],[117,0,118,1],[117,2,117,13],[118,2,118,3],[118,4,118,5],[118,6,118,7],[118,8,118,9],[118,10,118,11],[118,12,118,13],[130,0,133,0],[120,10,121,10],[120,11,121,11],[120,12,121,12],[120,13,121,13],[122,0,125,0],[126,0,129,0],[119,10,119,11],[119,12,119,13],[120,2,121,2],[120,3,121,3],[120,4,121,4],[120,5,121,5],[120,6,121,6],[120,7,121,7],[120,8,121,8],[120,9,121,9],[119,0,121,0],[119,1,121,1],[119,2,119,3],[119,4,119,5],[119,6,119,7],[119,8,119,9]]}
[]
["CZF_30",30]
["Evaporator Air \n",null,"Condenser  Entering Air Temperature ˚F"]
[80,"°F DB",65,null,75,null,85,null,95,null,105,null,115,null,125]
["CFM","EWB†\n˚F","Capacity Mbtuh",null,"Capacity Mbtuh",null,"Capacity Mbtuh",null,"Capacity Mbtuh",null,"Capacity Mbtuh",null,"Capacity Mbtuh",null,"Capacity Mbtuh"]
[null,null,"Total","Sens.","Total","Sens.","Total","Sens.","Total","Sens.","Total","Sens.","Total","Sens.","Total","Sens."]
[null,null,null,null,null,null,null,null,null,null,null,null,null,null,null,null,null,"Total Factors",null,null,null,null,null,null,"Sens. %",null,null,null,null,null,null,"IDB Adj",null,null,null,null,null,null,"Sens Calc"]
[800,72,{"$f":"R8*$I$13","v":34.299999999999997},{"$f":"IF(AM8>C8,C8,AM8)","v":15.8},{"$f":"S8*$I$13","v":33.5},{"$f":"IF(AN8>E8,E8,AN8)","v":15.4},{"$f":"T8*$I$13","v":32.6},{"$f":"IF(AO8>G8,G8,AO8)","v":15.1},{"$f":"U8*$I$13","v":31.7},{"$f":"IF(AP8>I8,I8,AP8)","v":14.8},{"$f":"V8*$I$13","v":30},{"$f":"IF(AQ8>K8,K8,AQ8)","v":14.1},{"$f":"W8*$I$13","v":28.4},{"$f":"IF(AR8>M8,M8,AR8)","v":13.5},{"$f":"X8*$I$13","v":26.7},{"$f":"IF(AS8>O8,O8,AS8)","v":12.9},null,1.1433333333333333,1.1166666666666667,1.0866666666666667,1.0566666666666666,1,0.94666666666666666,0.89,0.46064139941690968,0.45970149253731346,0.46319018404907975,0.46687697160883285,0.47,0.47535211267605637,0.48314606741573035,1.06,1.06,1.06,1.06,1.06,1.06,1.06,{"$f":"Y8*C8+($A$4-80)*AF8*$A$8/1000","v":15.8},{"$f":"Z8*E8+($A$4-80)*AG8*$A$8/1000","v":15.4},{"$f":"AA8*G8+($A$4-80)*AH8*$A$8/1000","v":15.1},{"$f":"AB8*I8+($A$4-80)*AI8*$A$8/1000","v":14.8},{"$f":"AC8*K8+($A$4-80)*AJ8*$A$8/1000","v":14.1},{"$f":"AD8*M8+($A$4-80)*AK8*$A$8/1000","v":13.5},{"$f":"AE8*O8+($A$4-80)*AL8*$A$8/1000","v":12.9}]
[null,67,{"$f":"R9*$I$13","v":32.1},20.5,31.000000000000004,{"$f":"IF(AN9>E9,E9,AN9)","v":20},29.9,{"$f":"IF(AO9>G9,G9,AO9)","v":19.399999999999999},{"$f":"U9*$I$13","v":28.7},{"$f":"IF(AP9>I9,I9,AP9)","v":18.899999999999999},27.2,{"$f":"IF(AQ9>K9,K9,AQ9)","v":18.2},25.7,{"$f":"IF(AR9>M9,M9,AR9)","v":17.5},24.2,{"$f":"IF(AS9>O9,O9,AS9)","v":16.8},null,1.07,1.0333333333333334,0.99666666666666659,0.95666666666666667,0.90666666666666662,0.85666666666666669,0.80666666666666664,0.63862928348909653,0.64516129032258063,0.6488294314381271,0.65853658536585358,0.66911764705882348,0.68093385214007784,0.69421487603305787,1.06,1.06,1.06,1.06,1.06,1.06,1.06,{"$f":"Y9*C9+($A$4-80)*AF9*$A$8/1000","v":20.5},{"$f":"Z9*E9+($A$4-80)*AG9*$A$8/1000","v":20},{"$f":"AA9*G9+($A$4-80)*AH9*$A$8/1000","v":19.399999999999999},{"$f":"AB9*I9+($A$4-80)*AI9*$A$8/1000","v":18.899999999999999},{"$f":"AC9*K9+($A$4-80)*AJ9*$A$8/1000","v":18.2},{"$f":"AD9*M9+($A$4-80)*AK9*$A$8/1000","v":17.5},{"$f":"AE9*O9+($A$4-80)*AL9*$A$8/1000","v":16.8}]
[null,62,29.3,24.8,27.9,23.7,26.6,22.6,{"$f":"U10*$I$13","v":25.3},21.6,23.9,20.9,22.6,20.3,21.3,19.600000000000001,null,0.97666666666666668,0.92999999999999994,0.88666666666666671,0.84333333333333338,0.79666666666666663,0.75333333333333341,0.71000000000000008,0.84641638225255977,0.84946236559139787,0.84962406015037595,0.85375494071146252,0.87447698744769875,0.89823008849557517,0.92018779342723012,1.06,1.06,1.06,1.06,1.06,1.06,1.06,24.8,{"$f":"Z10*E10+($A$4-80)*AG10*$A$8/1000","v":23.7},{"$f":"AA10*G10+($A$4-80)*AH10*$A$8/1000","v":22.6},21.6,20.9,20.3,19.600000000000001]
[null,57,24.6,24.6,23.8,23.8,23.1,23.1,{"$f":"U11*$I$13","v":22.4},22.4,21.6,21.6,20.8,20.8,20.100000000000001,20.100000000000001,null,0.82000000000000006,0.79333333333333333,0.77,0.74666666666666659,0.72000000000000008,0.69333333333333336,0.67,1,1,1,1,1,1,1,1.06,1.06,1.06,1.06,1.06,1.06,1.06,24.6,{"$f":"Z11*E11+($A$4-80)*AG11*$A$8/1000","v":23.8},{"$f":"AA11*G11+($A$4-80)*AH11*$A$8/1000","v":23.1},{"$f":"AB11*I11+($A$4-80)*AI11*$A$8/1000","v":22.4},21.6,20.8,20.100000000000001]
[1000,72,36,16.8,35,16.5,34.1,16.3,{"$f":"U12*$I$13","v":33.1},16.100000000000001,31.4,15.4,29.8,14.7,28.1,14.1,null,1.2,1.1666666666666667,1.1366666666666667,1.1033333333333333,1.0466666666666666,0.9933333333333334,0.93666666666666676,0.46666666666666667,0.47142857142857142,0.47800586510263932,0.48640483383685801,0.49044585987261152,0.4932885906040268,0.50177935943060492,1.06,1.06,1.06,1.06,1.06,1.06,1.06,{"$f":"Y12*C12+($A$4-80)*AF12*$A$12/1000","v":16.8},{"$f":"Z12*E12+($A$4-80)*AG12*$A$12/1000","v":16.5},{"$f":"AA12*G12+($A$4-80)*AH12*$A$12/1000","v":16.3},{"$f":"AB12*I12+($A$4-80)*AI12*$A$12/1000","v":16.100000000000001},{"$f":"AC12*K12+($A$4-80)*AJ12*$A$12/1000","v":15.4},{"$f":"AD12*M12+($A$4-80)*AK12*$A$12/1000","v":14.7},{"$f":"AE12*O12+($A$4-80)*AL12*$A$12/1000","v":14.1}]
[null,67,33,22,32,21.7,31.000000000000004,21.300000000000004,{"$f":"B2","v":30},21,28.4,20.2,26.8,19.5,25.3,18.7,null,1.1000000000000001,1.0666666666666667,1.0333333333333334,1,0.94666666666666666,0.89333333333333331,0.84333333333333338,0.66666666666666663,0.67812499999999998,0.68709677419354842,0.7,0.71126760563380287,0.7276119402985074,0.73913043478260865,1.06,1.06,1.06,1.06,1.06,1.06,1.06,{"$f":"Y13*C13+($A$4-80)*AF13*$A$12/1000","v":22},{"$f":"Z13*E13+($A$4-80)*AG13*$A$12/1000","v":21.7},{"$f":"AA13*G13+($A$4-80)*AH13*$A$12/1000","v":21.300000000000004},{"$f":"AB13*I13+($A$4-80)*AI13*$A$12/1000","v":21},{"$f":"AC13*K13+($A$4-80)*AJ13*$A$12/1000","v":20.2},{"$f":"AD13*M13+($A$4-80)*AK13*$A$12/1000","v":19.5},{"$f":"AE13*O13+($A$4-80)*AL13*$A$12/1000","v":18.7}]
[null,62,30.5,27.5,29.2,26.4,27.9,25.2,{"$f":"U14*$I$13","v":26.7},24,25.3,23.3,23.9,22.7,22.6,22,null,1.0166666666666666,0.97333333333333327,0.92999999999999994,0.89,0.84333333333333338,0.79666666666666663,0.75333333333333341,0.90163934426229508,0.90410958904109584,0.90322580645161288,0.898876404494382,0.92094861660079053,0.94979079497907948,0.97345132743362828,1.06,1.06,1.06,1.06,1.06,1.06,1.06,27.5,{"$f":"Z14*E14+($A$4-80)*AG14*$A$12/1000","v":26.4},{"$f":"AA14*G14+($A$4-80)*AH14*$A$12/1000","v":25.2},24,23.3,22.7,22]
[null,57,26.9,26.9,25.8,25.8,24.6,24.6,23.5,23.5,22.9,22.9,22.3,22.3,21.7,21.7,null,0.89666666666666661,0.86,0.82000000000000006,0.78333333333333333,0.76333333333333331,0.7433333333333334,0.72333333333333327,1,1,1,1,1,1,1,1.06,1.06,1.06,1.06,1.06,1.06,1.06,26.9,{"$f":"Z15*E15+($A$4-80)*AG15*$A$12/1000","v":25.8},{"$f":"AA15*G15+($A$4-80)*AH15*$A$12/1000","v":24.6},23.5,22.9,22.3,21.7]
[1200,72,37.700000000000003,17.8,36.6,17.600000000000001,35.5,17.5,34.5,17.399999999999999,32.799999999999997,16.7,31.200000000000003,16.000000000000004,29.5,15.3,null,1.2566666666666668,1.22,1.1833333333333333,1.1499999999999999,1.0933333333333333,1.04,0.98333333333333328,0.47214854111405835,0.48087431693989074,0.49295774647887325,0.5043478260869565,0.50914634146341464,0.51282051282051289,0.51864406779661021,1.06,1.06,1.06,1.06,1.06,1.06,1.06,{"$f":"Y16*C16+($A$4-80)*AF16*$A$16/1000","v":17.8},{"$f":"Z16*E16+($A$4-80)*AG16*$A$16/1000","v":17.600000000000001},{"$f":"AA16*G16+($A$4-80)*AH16*$A$16/1000","v":17.5},{"$f":"AB16*I16+($A$4-80)*AI16*$A$16/1000","v":17.399999999999999},{"$f":"AC16*K16+($A$4-80)*AJ16*$A$16/1000","v":16.7},{"$f":"AD16*M16+($A$4-80)*AK16*$A$16/1000","v":16.000000000000004},{"$f":"AE16*O16+($A$4-80)*AL16*$A$16/1000","v":15.3}]
[null,67,33.9,23.5,33,23.3,32.1,23.2,31.300000000000004,23.100000000000005,29.6,22.3,27.9,21.4,26.3,20.6,null,1.1299999999999999,1.1000000000000001,1.07,1.0433333333333334,0.98666666666666669,0.92999999999999994,0.87666666666666671,0.69321533923303835,0.70606060606060606,0.72274143302180682,0.73801916932907352,0.7533783783783784,0.76702508960573479,0.78326996197718635,1.06,1.06,1.06,1.06,1.06,1.06,1.06,{"$f":"Y17*C17+($A$4-80)*AF17*$A$16/1000","v":23.5},{"$f":"Z17*E17+($A$4-80)*AG17*$A$16/1000","v":23.3},{"$f":"AA17*G17+($A$4-80)*AH17*$A$16/1000","v":23.2},{"$f":"AB17*I17+($A$4-80)*AI17*$A$16/1000","v":23.100000000000005},{"$f":"AC17*K17+($A$4-80)*AJ17*$A$16/1000","v":22.3},{"$f":"AD17*M17+($A$4-80)*AK17*$A$16/1000","v":21.4},{"$f":"AE17*O17+($A$4-80)*AL17*$A$16/1000","v":20.6}]
[null,62,31.8,30.3,30.5,29,29.3,27.7,28,26.5,26.6,25.7,25.2,25,23.9,23.9,null,1.06,1.0166666666666666,0.97666666666666668,0.93333333333333335,0.88666666666666671,0.84,0.79666666666666663,0.95283018867924529,0.95081967213114749,0.94539249146757676,0.9464285714285714,0.96616541353383456,0.99206349206349209,1,1.06,1.06,1.06,1.06,1.06,1.06,1.06,30.3,{"$f":"Z18*E18+($A$4-80)*AG18*$A$16/1000","v":29},{"$f":"AA18*G18+($A$4-80)*AH18*$A$16/1000","v":27.7},26.5,25.7,25,23.9]
[null,57,29.3,29.3,27.7,27.7,26.2,26.2,24.7,24.7,24.2,24.2,23.7,23.7,23.3,23.3,null,0.97666666666666668,0.92333333333333334,0.87333333333333329,0.82333333333333336,0.80666666666666664,0.78999999999999992,0.77666666666666673,1,1,1,1,1,1,1,1.06,1.06,1.06,1.06,1.06,1.06,1.06,29.3,{"$f":"Z19*E19+($A$4-80)*AG19*$A$16/1000","v":27.7},{"$f":"AA19*G19+($A$4-80)*AH19*$A$16/1000","v":26.2},24.7,24.2,23.7,23.3]

{"sheet":"CZF_36","index":5,"n_rows":19,"n_cols":45,"rows_kept":19,"cut":false,"hidden":true,"merged":[[2,0,2,1],[2,2,2,15],[3,2,3,3],[3,4,3,5],[3,6,3,7],[3,8,3,9],[3,10,3,11],[3,12,3,13],[3,14,3,15],[5,2,6,2],[5,3,6,3],[5,4,6,4],[5,5,6,5],[5,6,6,6],[5,7,6,7],[5,8,6,8],[4,0,6,0],[4,1,6,1],[4,2,4,3],[4,4,4,5],[4,6,4,7],[4,8,4,9],[5,9,6,9],[5,10,6,10],[5,11,6,11],[5,12,6,12],[5,13,6,13],[5,14,6,14],[5,15,6,15],[4,10,4,11],[4,12,4,13],[4,14,4,15],[24,10,24,11],[24,12,24,13],[25,2,26,2],[25,9,26,9],[25,10,26,10],[25,11,26,11],[25,12,26,12],[25,13,26,13],[7,0,10,0],[11,0,14,0],[15,0,18,0],[22,0,23,1],[22,2,22,13],[23,2,23,3],[23,4,23,5],[23,6,23,7],[23,8,23,9],[23,10,23,11],[23,12,23,13],[27,0,30,0],[25,3,26,3],[25,4,26,4],[25,5,26,5],[25,6,26,6],[25,7,26,7],[25,8,26,8],[31,0,34,0],[35,0,38,0],[24,0,26,0],[24,1,26,1],[24,2,24,3],[24,4,24,5],[24,6,24,7],[24,8,24,9],[41,0,42,1],[41,2,41,13],[42,2,42,3],[42,4,42,5],[42,6,42,7],[42,8,42,9],[42,10,42,11],[42,12,42,13],[44,10,45,10],[44,11,45,11],[44,12,45,12],[44,13,45,13],[46,0,49,0],[50,0,53,0],[43,10,43,11],[43,12,43,13],[44,2,45,2],[44,3,45,3],[44,4,45,4],[44,5,45,5],[44,6,45,6],[44,7,45,7],[44,8,45,8],[44,9,45,9],[43,0,45,0],[43,1,45,1],[43,2,43,3],[43,4,43,5],[43,6,43,7],[43,8,43,9],[54,0,57,0],[60,0,61,1],[60,2,60,13],[61,2,61,3],[61,4,61,5],[61,6,61,7],[61,8,61,9],[61,10,61,11],[61,12,61,13],[63,10,64,10],[63,11,64,11],[63,12,64,12],[63,13,64,13],[65,0,68,0],[69,0,72,0],[62,10,62,11],[62,12,62,13],[63,2,64,2],[63,3,64,3],[63,4,64,4],[63,5,64,5],[63,6,64,6],[63,7,64,7],[63,8,64,8],[63,9,64,9],[62,0,64,0],[62,1,64,1],[62,2,62,3],[62,4,62,5],[62,6,62,7],[62,8,62,9],[73,0,76,0],[79,0,80,1],[79,2,79,13],[80,2,80,3],[80,4,80,5],[80,6,80,7],[80,8,80,9],[80,10,80,11],[80,12,80,13],[82,10,83,10],[82,11,83,11],[82,12,83,12],[82,13,83,13],[84,0,87,0],[88,0,91,0],[81,10,81,11],[81,12,81,13],[82,2,83,2],[82,3,83,3],[82,4,83,4],[82,5,83,5],[82,6,83,6],[82,7,83,7],[82,8,83,8],[82,9,83,9],[81,0,83,0],[81,1,83,1],[81,2,81,3],[81,4,81,5],[81,6,81,7],[81,8,81,9],[92,0,95,0],[98,0,99,1],[98,2,98,13],[99,2,99,3],[99,4,99,5],[99,6,99,7],[99,8,99,9],[99,10,99,11],[99,12,99,13],[101,10,102,10],[101,11,102,11],[101,12,102,12],[101,13,102,13],[103,0,106,0],[107,0,110,0],[100,10,100,11],[100,12,100,13],[101,2,102,2],[101,3,102,3],[101,4,102,4],[101,5,102,5],[101,6,102,6],[101,7,102,7],[101,8,102,8],[101,9,102,9],[100,0,102,0],[100,1,102,1],[100,2,100,3],[100,4,100,5],[100,6,100,7],[100,8,100,9],[111,0,114,0],[117,0,118,1],[117,2,117,13],[118,2,118,3],[118,4,118,5],[118,6,118,7],[118,8,118,9],[118,10,118,11],[118,12,118,13],[130,0,133,0],[120,10,121,10],[120,11,121,11],[120,12,121,12],[120,13,121,13],[122,0,125,0],[126,0,129,0],[119,10,119,11],[119,12,119,13],[120,2,121,2],[120,3,121,3],[120,4,121,4],[120,5,121,5],[120,6,121,6],[120,7,121,7],[120,8,121,8],[120,9,121,9],[119,0,121,0],[119,1,121,1],[119,2,119,3],[119,4,119,5],[119,6,119,7],[119,8,119,9]]}
[]
["CZF_36"]
["Evaporator Air \n",null,"Condenser  Entering Air Temperature ˚F"]
[80,"°F DB",65,null,75,null,85,null,95,null,105,null,115,null,125]
["CFM","EWB†\n˚F","Capacity Mbtuh",null,"Capacity Mbtuh",null,"Capacity Mbtuh",null,"Capacity Mbtuh",null,"Capacity Mbtuh",null,"Capacity Mbtuh",null,"Capacity Mbtuh"]
[null,null,"Total","Sens.","Total","Sens.","Total","Sens.","Total","Sens.","Total","Sens.","Total","Sens.","Total","Sens."]
[null,null,null,null,null,null,null,null,null,null,null,null,null,null,null,null,null,"Total Factors",null,null,null,null,null,null,"Sens. %",null,null,null,null,null,null,"IDB Adj",null,null,null,null,null,null,"Sens Calc"]
[1000,72,{"$f":"R8*$I$13","v":0},{"$f":"IF(AM8>C8,C8,AM8)","v":0},{"$f":"S8*$I$13","v":0},{"$f":"IF(AN8>E8,E8,AN8)","v":0},{"$f":"T8*$I$13","v":0},{"$f":"IF(AO8>G8,G8,AO8)","v":0},{"$f":"U8*$I$13","v":0},{"$f":"IF(AP8>I8,I8,AP8)","v":0},{"$f":"V8*$I$13","v":0},{"$f":"IF(AQ8>K8,K8,AQ8)","v":0},{"$f":"W8*$I$13","v":0},{"$f":"IF(AR8>M8,M8,AR8)","v":0},{"$f":"X8*$I$13","v":0},{"$f":"IF(AS8>O8,O8,AS8)","v":0},null,1.1627906976744187,1.1279069767441861,1.0930232558139537,1.058139534883721,0.99709302325581395,0.93895348837209303,0.8808139534883721,0.52249999999999996,0.51546391752577325,0.50797872340425532,0.5,0.51603498542274051,0.53560371517027872,0.55775577557755773,1.06,1.06,1.06,1.06,1.06,1.06,1.06,{"$f":"Y8*C8+($A$4-80)*AF8*$A$8/1000","v":0},{"$f":"Z8*E8+($A$4-80)*AG8*$A$8/1000","v":0},{"$f":"AA8*G8+($A$4-80)*AH8*$A$8/1000","v":0},{"$f":"AB8*I8+($A$4-80)*AI8*$A$8/1000","v":0},{"$f":"AC8*K8+($A$4-80)*AJ8*$A$8/1000","v":0},{"$f":"AD8*M8+($A$4-80)*AK8*$A$8/1000","v":0},{"$f":"AE8*O8+($A$4-80)*AL8*$A$8/1000","v":0}]
[null,67,{"$f":"R9*$I$13","v":0},0,0,{"$f":"IF(AN9>E9,E9,AN9)","v":0},0,{"$f":"IF(AO9>G9,G9,AO9)","v":0},{"$f":"U9*$I$13","v":0},{"$f":"IF(AP9>I9,I9,AP9)","v":0},0,{"$f":"IF(AQ9>K9,K9,AQ9)","v":0},0,{"$f":"IF(AR9>M9,M9,AR9)","v":0},0,{"$f":"IF(AS9>O9,O9,AS9)","v":0},null,1.1133720930232558,1.069767441860465,1.0232558139534884,0.9767441860465117,0.91860465116279078,0.86337209302325579,0.80813953488372103,0.65796344647519589,0.6684782608695653,0.68181818181818177,0.69940476190476186,0.72151898734177211,0.74747474747474751,0.77338129496402874,1.06,1.06,1.06,1.06,1.06,1.06,1.06,{"$f":"Y9*C9+($A$4-80)*AF9*$A$8/1000","v":0},{"$f":"Z9*E9+($A$4-80)*AG9*$A$8/1000","v":0},{"$f":"AA9*G9+($A$4-80)*AH9*$A$8/1000","v":0},{"$f":"AB9*I9+($A$4-80)*AI9*$A$8/1000","v":0},{"$f":"AC9*K9+($A$4-80)*AJ9*$A$8/1000","v":0},{"$f":"AD9*M9+($A$4-80)*AK9*$A$8/1000","v":0},{"$f":"AE9*O9+($A$4-80)*AL9*$A$8/1000","v":0}]
[null,62,0,0,0,0,0,0,{"$f":"U10*$I$13","v":0},0,0,0,0,0,0,0,null,1.0174418604651163,0.97965116279069775,0.94186046511627908,0.90116279069767447,0.85465116279069764,0.80813953488372103,0.76453488372093026,0.86,0.87833827893175076,0.89814814814814825,0.92258064516129035,0.93877551020408168,0.9532374100719424,0.96958174904942962,1.06,1.06,1.06,1.06,1.06,1.06,1.06,0,{"$f":"Z10*E10+($A$4-80)*AG10*$A$8/1000","v":0},{"$f":"AA10*G10+($A$4-80)*AH10*$A$8/1000","v":0},0,0,0,0]
[null,57,0,0,0,0,0,0,{"$f":"U11*$I$13","v":0},0,0,0,0,0,0,0,null,0.96220930232558144,0.93604651162790709,0.90988372093023262,0.88372093023255816,0.83720930232558144,0.79360465116279078,0.75,1,1,1,1,1,1,1,1.06,1.06,1.06,1.06,1.06,1.06,1.06,0,{"$f":"Z11*E11+($A$4-80)*AG11*$A$8/1000","v":0},{"$f":"AA11*G11+($A$4-80)*AH11*$A$8/1000","v":0},{"$f":"AB11*I11+($A$4-80)*AI11*$A$8/1000","v":0},0,0,0]
[1200,72,0,0,0,0,0,0,{"$f":"U12*$I$13","v":0},0,0,0,0,0,0,0,null,1.2063953488372094,1.1627906976744187,1.1191860465116279,1.0784883720930234,1.0174418604651163,0.95930232558139539,0.89825581395348841,0.53253012048192772,0.53249999999999997,0.53246753246753242,0.52830188679245282,0.54285714285714282,0.5575757575757575,0.57605177993527512,1.06,1.06,1.06,1.06,1.06,1.06,1.06,{"$f":"Y12*C12+($A$4-80)*AF12*$A$12/1000","v":0},{"$f":"Z12*E12+($A$4-80)*AG12*$A$12/1000","v":0},{"$f":"AA12*G12+($A$4-80)*AH12*$A$12/1000","v":0},{"$f":"AB12*I12+($A$4-80)*AI12*$A$12/1000","v":0},{"$f":"AC12*K12+($A$4-80)*AJ12*$A$12/1000","v":0},{"$f":"AD12*M12+($A$4-80)*AK12*$A$12/1000","v":0},{"$f":"AE12*O12+($A$4-80)*AL12*$A$12/1000","v":0}]
[null,67,0,0,0,0,0,0,{"$f":"B2","v":0},0,0,0,0,0,0,0,null,1.1424418604651163,1.0959302325581397,1.0465116279069768,1,0.93895348837209303,0.8808139534883721,0.81976744186046513,0.69720101781170485,0.71087533156498672,0.72777777777777775,0.74418604651162801,0.77399380804953566,0.80198019801980203,0.84042553191489366,1.06,1.06,1.06,1.06,1.06,1.06,1.06,{"$f":"Y13*C13+($A$4-80)*AF13*$A$12/1000","v":0},{"$f":"Z13*E13+($A$4-80)*AG13*$A$12/1000","v":0},{"$f":"AA13*G13+($A$4-80)*AH13*$A$12/1000","v":0},{"$f":"AB13*I13+($A$4-80)*AI13*$A$12/1000","v":0},{"$f":"AC13*K13+($A$4-80)*AJ13*$A$12/1000","v":0},{"$f":"AD13*M13+($A$4-80)*AK13*$A$12/1000","v":0},{"$f":"AE13*O13+($A$4-80)*AL13*$A$12/1000","v":0}]
[null,62,0,0,0,0,0,0,{"$f":"U14*$I$13","v":0},0,0,0,0,0,0,0,null,1.0523255813953489,1.0145348837209303,0.9767441860465117,0.93895348837209303,0.88953488372093026,0.84593023255813959,0.79941860465116288,0.90607734806629814,0.92263610315186262,0.9375,0.95356037151702799,0.96405228758169925,0.9690721649484535,0.98181818181818181,1.06,1.06,1.06,1.06,1.06,1.06,1.06,0,{"$f":"Z14*E14+($A$4-80)*AG14*$A$12/1000","v":0},{"$f":"AA14*G14+($A$4-80)*AH14*$A$12/1000","v":0},0,0,0,0]
[null,57,0,0,0,0,0,0,0,0,0,0,0,0,0,0,null,0.99418604651162801,0.97093023255813948,0.94767441860465129,0.92441860465116288,0.87790697674418605,0.82848837209302328,0.78197674418604646,1,1,1,1,1,1,1,1.06,1.06,1.06,1.06,1.06,1.06,1.06,0,{"$f":"Z15*E15+($A$4-80)*AG15*$A$12/1000","v":0},{"$f":"AA15*G15+($A$4-80)*AH15*$A$12/1000","v":0},0,0,0,0]
[1400,72,0,0,0,0,0,0,0,0,0,0,0,0,0,0,null,1.25,1.2005813953488371,1.1482558139534884,1.0959302325581397,1.0348837209302326,0.9767441860465117,0.91860465116279078,0.54186046511627906,0.54721549636803879,0.55189873417721524,0.55968169761273212,0.5702247191011236,0.58333333333333337,0.59493670886075944,1.06,1.06,1.06,1.06,1.06,1.06,1.06,{"$f":"Y16*C16+($A$4-80)*AF16*$A$16/1000","v":0},{"$f":"Z16*E16+($A$4-80)*AG16*$A$16/1000","v":0},{"$f":"AA16*G16+($A$4-80)*AH16*$A$16/1000","v":0},{"$f":"AB16*I16+($A$4-80)*AI16*$A$16/1000","v":0},{"$f":"AC16*K16+($A$4-80)*AJ16*$A$16/1000","v":0},{"$f":"AD16*M16+($A$4-80)*AK16*$A$16/1000","v":0},{"$f":"AE16*O16+($A$4-80)*AL16*$A$16/1000","v":0}]
[null,67,0,0,0,0,0,0,0,0,0,0,0,0,0,0,null,1.1715116279069766,1.1220930232558139,1.0726744186046511,1.0232558139534884,0.95930232558139539,0.89534883720930236,0.83430232558139539,0.73449131513647647,0.75129533678756477,0.76693766937669383,0.78693181818181812,0.82121212121212128,0.86038961038961037,0.90243902439024393,1.06,1.06,1.06,1.06,1.06,1.06,1.06,{"$f":"Y17*C17+($A$4-80)*AF17*$A$16/1000","v":0},{"$f":"Z17*E17+($A$4-80)*AG17*$A$16/1000","v":0},{"$f":"AA17*G17+($A$4-80)*AH17*$A$16/1000","v":0},{"$f":"AB17*I17+($A$4-80)*AI17*$A$16/1000","v":0},{"$f":"AC17*K17+($A$4-80)*AJ17*$A$16/1000","v":0},{"$f":"AD17*M17+($A$4-80)*AK17*$A$16/1000","v":0},{"$f":"AE17*O17+($A$4-80)*AL17*$A$16/1000","v":0}]
[null,62,0,0,0,0,0,0,0,0,0,0,0,0,0,0,null,1.0872093023255813,1.0494186046511629,1.0116279069767442,0.97383720930232565,0.92441860465116288,0.8808139534883721,0.83430232558139539,0.95187165775401072,0.96121883656509699,0.97413793103448276,0.9880597014925373,0.99056603773584906,0.98679867986798675,0.98954703832752611,1.06,1.06,1.06,1.06,1.06,1.06,1.06,0,{"$f":"Z18*E18+($A$4-80)*AG18*$A$16/1000","v":0},{"$f":"AA18*G18+($A$4-80)*AH18*$A$16/1000","v":0},0,0,0,0]
[null,57,0,0,0,0,0,0,0,0,0,0,0,0,0,0,null,1.0232558139534884,1.0058139534883721,0.98546511627906974,0.96802325581395343,0.91569767441860472,0.86627906976744196,0.81686046511627919,1,1,1,0.99699699699699718,1,1,1,1.06,1.06,1.06,1.06,1.06,1.06,1.06,0,{"$f":"Z19*E19+($A$4-80)*AG19*$A$16/1000","v":0},{"$f":"AA19*G19+($A$4-80)*AH19*$A$16/1000","v":0},0,0,0,0]

{"sheet":"CZF_42","index":6,"n_rows":19,"n_cols":45,"rows_kept":19,"cut":false,"hidden":true,"merged":[[2,0,2,1],[2,2,2,15],[3,2,3,3],[3,4,3,5],[3,6,3,7],[3,8,3,9],[3,10,3,11],[3,12,3,13],[3,14,3,15],[5,2,6,2],[5,3,6,3],[5,4,6,4],[5,5,6,5],[5,6,6,6],[5,7,6,7],[5,8,6,8],[4,0,6,0],[4,1,6,1],[4,2,4,3],[4,4,4,5],[4,6,4,7],[4,8,4,9],[5,9,6,9],[5,10,6,10],[5,11,6,11],[5,12,6,12],[5,13,6,13],[5,14,6,14],[5,15,6,15],[4,10,4,11],[4,12,4,13],[4,14,4,15],[24,10,24,11],[24,12,24,13],[25,2,26,2],[25,9,26,9],[25,10,26,10],[25,11,26,11],[25,12,26,12],[25,13,26,13],[7,0,10,0],[11,0,14,0],[15,0,18,0],[22,0,23,1],[22,2,22,13],[23,2,23,3],[23,4,23,5],[23,6,23,7],[23,8,23,9],[23,10,23,11],[23,12,23,13],[27,0,30,0],[25,3,26,3],[25,4,26,4],[25,5,26,5],[25,6,26,6],[25,7,26,7],[25,8,26,8],[31,0,34,0],[35,0,38,0],[24,0,26,0],[24,1,26,1],[24,2,24,3],[24,4,24,5],[24,6,24,7],[24,8,24,9],[41,0,42,1],[41,2,41,13],[42,2,42,3],[42,4,42,5],[42,6,42,7],[42,8,42,9],[42,10,42,11],[42,12,42,13],[44,10,45,10],[44,11,45,11],[44,12,45,12],[44,13,45,13],[46,0,49,0],[50,0,53,0],[43,10,43,11],[43,12,43,13],[44,2,45,2],[44,3,45,3],[44,4,45,4],[44,5,45,5],[44,6,45,6],[44,7,45,7],[44,8,45,8],[44,9,45,9],[43,0,45,0],[43,1,45,1],[43,2,43,3],[43,4,43,5],[43,6,43,7],[43,8,43,9],[54,0,57,0],[60,0,61,1],[60,2,60,13],[61,2,61,3],[61,4,61,5],[61,6,61,7],[61,8,61,9],[61,10,61,11],[61,12,61,13],[63,10,64,10],[63,11,64,11],[63,12,64,12],[63,13,64,13],[65,0,68,0],[69,0,72,0],[62,10,62,11],[62,12,62,13],[63,2,64,2],[63,3,64,3],[63,4,64,4],[63,5,64,5],[63,6,64,6],[63,7,64,7],[63,8,64,8],[63,9,64,9],[62,0,64,0],[62,1,64,1],[62,2,62,3],[62,4,62,5],[62,6,62,7],[62,8,62,9],[73,0,76,0],[79,0,80,1],[79,2,79,13],[80,2,80,3],[80,4,80,5],[80,6,80,7],[80,8,80,9],[80,10,80,11],[80,12,80,13],[82,10,83,10],[82,11,83,11],[82,12,83,12],[82,13,83,13],[84,0,87,0],[88,0,91,0],[81,10,81,11],[81,12,81,13],[82,2,83,2],[82,3,83,3],[82,4,83,4],[82,5,83,5],[82,6,83,6],[82,7,83,7],[82,8,83,8],[82,9,83,9],[81,0,83,0],[81,1,83,1],[81,2,81,3],[81,4,81,5],[81,6,81,7],[81,8,81,9],[92,0,95,0],[98,0,99,1],[98,2,98,13],[99,2,99,3],[99,4,99,5],[99,6,99,7],[99,8,99,9],[99,10,99,11],[99,12,99,13],[101,10,102,10],[101,11,102,11],[101,12,102,12],[101,13,102,13],[103,0,106,0],[107,0,110,0],[100,10,100,11],[100,12,100,13],[101,2,102,2],[101,3,102,3],[101,4,102,4],[101,5,102,5],[101,6,102,6],[101,7,102,7],[101,8,102,8],[101,9,102,9],[100,0,102,0],[100,1,102,1],[100,2,100,3],[100,4,100,5],[100,6,100,7],[100,8,100,9],[111,0,114,0],[117,0,118,1],[117,2,117,13],[118,2,118,3],[118,4,118,5],[118,6,118,7],[118,8,118,9],[118,10,118,11],[118,12,118,13],[130,0,133,0],[120,10,121,10],[120,11,121,11],[120,12,121,12],[120,13,121,13],[122,0,125,0],[126,0,129,0],[119,10,119,11],[119,12,119,13],[120,2,121,2],[120,3,121,3],[120,4,121,4],[120,5,121,5],[120,6,121,6],[120,7,121,7],[120,8,121,8],[120,9,121,9],[119,0,121,0],[119,1,121,1],[119,2,119,3],[119,4,119,5],[119,6,119,7],[119,8,119,9]]}
[]
["CZF_42"]
["Evaporator Air \n",null,"Condenser  Entering Air Temperature ˚F"]
[80,"°F DB",65,null,75,null,85,null,95,null,105,null,115,null,125]
["CFM","EWB†\n˚F","Capacity Mbtuh",null,"Capacity Mbtuh",null,"Capacity Mbtuh",null,"Capacity Mbtuh",null,"Capacity Mbtuh",null,"Capacity Mbtuh",null,"Capacity Mbtuh"]
[null,null,"Total","Sens.","Total","Sens.","Total","Sens.","Total","Sens.","Total","Sens.","Total","Sens.","Total","Sens."]
[null,null,null,null,null,null,null,null,null,null,null,null,null,null,null,null,null,"Total Factors",null,null,null,null,null,null,"Sens. %",null,null,null,null,null,null,"IDB Adj",null,null,null,null,null,null,"Sens Calc"]
[1200,72,{"$f":"R8*$I$13","v":0},{"$f":"IF(AM8>C8,C8,AM8)","v":0},{"$f":"S8*$I$13","v":0},{"$f":"IF(AN8>E8,E8,AN8)","v":0},{"$f":"T8*$I$13","v":0},{"$f":"IF(AO8>G8,G8,AO8)","v":0},{"$f":"U8*$I$13","v":0},{"$f":"IF(AP8>I8,I8,AP8)","v":0},{"$f":"V8*$I$13","v":0},{"$f":"IF(AQ8>K8,K8,AQ8)","v":0},{"$f":"W8*$I$13","v":0},{"$f":"IF(AR8>M8,M8,AR8)","v":0},{"$f":"X8*$I$13","v":0},{"$f":"IF(AS8>O8,O8,AS8)","v":0},null,1.185542168674699,1.146987951807229,1.110843373493976,1.072289156626506,1.0120481927710843,0.95180722891566261,0.89156626506024095,0.48780487804878048,0.49369747899159661,0.4989154013015184,0.5056179775280899,0.51428571428571435,0.52405063291139242,0.53513513513513511,1.06,1.06,1.06,1.06,1.06,1.06,1.06,{"$f":"Y8*C8+($A$4-80)*AF8*$A$8/1000","v":0},{"$f":"Z8*E8+($A$4-80)*AG8*$A$8/1000","v":0},{"$f":"AA8*G8+($A$4-80)*AH8*$A$8/1000","v":0},{"$f":"AB8*I8+($A$4-80)*AI8*$A$8/1000","v":0},{"$f":"AC8*K8+($A$4-80)*AJ8*$A$8/1000","v":0},{"$f":"AD8*M8+($A$4-80)*AK8*$A$8/1000","v":0},{"$f":"AE8*O8+($A$4-80)*AL8*$A$8/1000","v":0}]
[null,67,{"$f":"R9*$I$13","v":0},0,0,{"$f":"IF(AN9>E9,E9,AN9)","v":0},0,{"$f":"IF(AO9>G9,G9,AO9)","v":0},{"$f":"U9*$I$13","v":0},{"$f":"IF(AP9>I9,I9,AP9)","v":0},0,{"$f":"IF(AQ9>K9,K9,AQ9)","v":0},0,{"$f":"IF(AR9>M9,M9,AR9)","v":0},0,{"$f":"IF(AS9>O9,O9,AS9)","v":0},null,1.1084337349397591,1.0674698795180722,1.0289156626506024,0.98795180722891562,0.92530120481927702,0.86506024096385536,0.80481927710843371,0.66304347826086951,0.67268623024830709,0.68149882903981263,0.69024390243902445,0.7109375,0.73537604456824512,0.76047904191616766,1.06,1.06,1.06,1.06,1.06,1.06,1.06,{"$f":"Y9*C9+($A$4-80)*AF9*$A$8/1000","v":0},{"$f":"Z9*E9+($A$4-80)*AG9*$A$8/1000","v":0},{"$f":"AA9*G9+($A$4-80)*AH9*$A$8/1000","v":0},{"$f":"AB9*I9+($A$4-80)*AI9*$A$8/1000","v":0},{"$f":"AC9*K9+($A$4-80)*AJ9*$A$8/1000","v":0},{"$f":"AD9*M9+($A$4-80)*AK9*$A$8/1000","v":0},{"$f":"AE9*O9+($A$4-80)*AL9*$A$8/1000","v":0}]
[null,62,0,0,0,0,0,0,{"$f":"U10*$I$13","v":0},0,0,0,0,0,0,0,null,1.0144578313253012,0.97590361445783136,0.9373493975903614,0.89879518072289155,0.8457831325301205,0.79277108433734933,0.74216867469879522,0.84798099762470314,0.86913580246913591,0.892030848329049,0.91689008042895459,0.94301994301994307,0.96960486322188455,1,1.06,1.06,1.06,1.06,1.06,1.06,1.06,0,{"$f":"Z10*E10+($A$4-80)*AG10*$A$8/1000","v":0},{"$f":"AA10*G10+($A$4-80)*AH10*$A$8/1000","v":0},0,0,0,0]
[null,57,0,0,0,0,0,0,{"$f":"U11*$I$13","v":0},0,0,0,0,0,0,0,null,0.94939759036144578,0.92771084337349397,0.90602409638554215,0.88192771084337351,0.83855421686746978,0.79518072289156627,0.75421686746987948,1,1,1,1,1,1,1,1.06,1.06,1.06,1.06,1.06,1.06,1.06,0,{"$f":"Z11*E11+($A$4-80)*AG11*$A$8/1000","v":0},{"$f":"AA11*G11+($A$4-80)*AH11*$A$8/1000","v":0},{"$f":"AB11*I11+($A$4-80)*AI11*$A$8/1000","v":0},0,0,0]
[1400,72,0,0,0,0,0,0,{"$f":"U12*$I$13","v":0},0,0,0,0,0,0,0,null,1.2144578313253012,1.1734939759036145,1.1301204819277109,1.0867469879518072,1.0240963855421688,0.96385542168674698,0.90361445783132532,0.5,0.50718685831622168,0.51599147121535183,0.5254988913525499,0.53647058823529414,0.55000000000000004,0.56266666666666676,1.06,1.06,1.06,1.06,1.06,1.06,1.06,{"$f":"Y12*C12+($A$4-80)*AF12*$A$12/1000","v":0},{"$f":"Z12*E12+($A$4-80)*AG12*$A$12/1000","v":0},{"$f":"AA12*G12+($A$4-80)*AH12*$A$12/1000","v":0},{"$f":"AB12*I12+($A$4-80)*AI12*$A$12/1000","v":0},{"$f":"AC12*K12+($A$4-80)*AJ12*$A$12/1000","v":0},{"$f":"AD12*M12+($A$4-80)*AK12*$A$12/1000","v":0},{"$f":"AE12*O12+($A$4-80)*AL12*$A$12/1000","v":0}]
[null,67,0,0,0,0,0,0,{"$f":"B2","v":0},0,0,0,0,0,0,0,null,1.1325301204819278,1.0891566265060242,1.0433734939759036,1,0.9373493975903614,0.87710843373493974,0.81445783132530114,0.69148936170212771,0.70353982300884954,0.71593533487297922,0.72771084337349401,0.75064267352185088,0.77747252747252749,0.80769230769230782,1.06,1.06,1.06,1.06,1.06,1.06,1.06,{"$f":"Y13*C13+($A$4-80)*AF13*$A$12/1000","v":0},{"$f":"Z13*E13+($A$4-80)*AG13*$A$12/1000","v":0},{"$f":"AA13*G13+($A$4-80)*AH13*$A$12/1000","v":0},{"$f":"AB13*I13+($A$4-80)*AI13*$A$12/1000","v":0},{"$f":"AC13*K13+($A$4-80)*AJ13*$A$12/1000","v":0},{"$f":"AD13*M13+($A$4-80)*AK13*$A$12/1000","v":0},{"$f":"AE13*O13+($A$4-80)*AL13*$A$12/1000","v":0}]
[null,62,0,0,0,0,0,0,{"$f":"U14*$I$13","v":0},0,0,0,0,0,0,0,null,1.0289156626506024,0.99277108433734951,0.95662650602409649,0.91807228915662653,0.86506024096385536,0.81445783132530114,0.7614457831325302,0.89695550351288045,0.91747572815533962,0.93954659949622155,0.96325459317585305,0.97771587743732602,0.99112426035502965,1,1.06,1.06,1.06,1.06,1.06,1.06,1.06,0,{"$f":"Z14*E14+($A$4-80)*AG14*$A$12/1000","v":0},{"$f":"AA14*G14+($A$4-80)*AH14*$A$12/1000","v":0},0,0,0,0]
[null,57,0,0,0,0,0,0,0,0,0,0,0,0,0,0,null,0.99277108433734951,0.96626506024096392,0.93975903614457834,0.91566265060240959,0.86987951807228914,0.82650602409638552,0.78072289156626506,1,1,1,1,1,1,1,1.06,1.06,1.06,1.06,1.06,1.06,1.06,0,{"$f":"Z15*E15+($A$4-80)*AG15*$A$12/1000","v":0},{"$f":"AA15*G15+($A$4-80)*AH15*$A$12/1000","v":0},0,0,0,0]
[1600,72,0,0,0,0,0,0,0,0,0,0,0,0,0,0,null,1.2457831325301205,1.1975903614457832,1.149397590361446,1.1012048192771084,1.03855421686747,0.97831325301204819,0.91566265060240959,0.51063829787234039,0.52112676056338025,0.53459119496855345,0.54704595185995619,0.55916473317865434,0.5714285714285714,0.58947368421052626,1.06,1.06,1.06,1.06,1.06,1.06,1.06,{"$f":"Y16*C16+($A$4-80)*AF16*$A$16/1000","v":0},{"$f":"Z16*E16+($A$4-80)*AG16*$A$16/1000","v":0},{"$f":"AA16*G16+($A$4-80)*AH16*$A$16/1000","v":0},{"$f":"AB16*I16+($A$4-80)*AI16*$A$16/1000","v":0},{"$f":"AC16*K16+($A$4-80)*AJ16*$A$16/1000","v":0},{"$f":"AD16*M16+($A$4-80)*AK16*$A$16/1000","v":0},{"$f":"AE16*O16+($A$4-80)*AL16*$A$16/1000","v":0}]
[null,67,0,0,0,0,0,0,0,0,0,0,0,0,0,0,null,1.1566265060240963,1.1084337349397591,1.0602409638554218,1.0120481927710843,0.94939759036144578,0.88674698795180718,0.82650602409638552,0.71875,0.73260869565217401,0.74772727272727268,0.76428571428571435,0.78934010152284273,0.81793478260869579,0.85131195335276977,1.06,1.06,1.06,1.06,1.06,1.06,1.06,{"$f":"Y17*C17+($A$4-80)*AF17*$A$16/1000","v":0},{"$f":"Z17*E17+($A$4-80)*AG17*$A$16/1000","v":0},{"$f":"AA17*G17+($A$4-80)*AH17*$A$16/1000","v":0},{"$f":"AB17*I17+($A$4-80)*AI17*$A$16/1000","v":0},{"$f":"AC17*K17+($A$4-80)*AJ17*$A$16/1000","v":0},{"$f":"AD17*M17+($A$4-80)*AK17*$A$16/1000","v":0},{"$f":"AE17*O17+($A$4-80)*AL17*$A$16/1000","v":0}]
[null,62,0,0,0,0,0,0,0,0,0,0,0,0,0,0,null,1.0433734939759036,1.0096385542168675,0.97349397590361442,0.93975903614457834,0.88674698795180718,0.83373493975903623,0.78072289156626506,0.94688221709006937,0.96420047732696901,0.98514851485148514,1,1,1,1,1.06,1.06,1.06,1.06,1.06,1.06,1.06,0,{"$f":"Z18*E18+($A$4-80)*AG18*$A$16/1000","v":0},{"$f":"AA18*G18+($A$4-80)*AH18*$A$16/1000","v":0},0,0,0,0]
[null,57,0,0,0,0,0,0,0,0,0,0,0,0,0,0,null,1.036144578313253,1.0072289156626506,0.97590361445783136,0.94698795180722883,0.90120481927710838,0.85542168674698793,0.80963855421686748,0.99767441860465111,1,1,1,1,1,1,1.06,1.06,1.06,1.06,1.06,1.06,1.06,0,{"$f":"Z19*E19+($A$4-80)*AG19*$A$16/1000","v":0},{"$f":"AA19*G19+($A$4-80)*AH19*$A$16/1000","v":0},0,0,0,0]

{"sheet":"CZF_48","index":7,"n_rows":19,"n_cols":45,"rows_kept":19,"cut":false,"hidden":true,"merged":[[2,0,2,1],[2,2,2,15],[3,2,3,3],[3,4,3,5],[3,6,3,7],[3,8,3,9],[3,10,3,11],[3,12,3,13],[3,14,3,15],[5,2,6,2],[5,3,6,3],[5,4,6,4],[5,5,6,5],[5,6,6,6],[5,7,6,7],[5,8,6,8],[4,0,6,0],[4,1,6,1],[4,2,4,3],[4,4,4,5],[4,6,4,7],[4,8,4,9],[5,9,6,9],[5,10,6,10],[5,11,6,11],[5,12,6,12],[5,13,6,13],[5,14,6,14],[5,15,6,15],[4,10,4,11],[4,12,4,13],[4,14,4,15],[24,10,24,11],[24,12,24,13],[25,2,26,2],[25,9,26,9],[25,10,26,10],[25,11,26,11],[25,12,26,12],[25,13,26,13],[7,0,10,0],[11,0,14,0],[15,0,18,0],[22,0,23,1],[22,2,22,13],[23,2,23,3],[23,4,23,5],[23,6,23,7],[23,8,23,9],[23,10,23,11],[23,12,23,13],[27,0,30,0],[25,3,26,3],[25,4,26,4],[25,5,26,5],[25,6,26,6],[25,7,26,7],[25,8,26,8],[31,0,34,0],[35,0,38,0],[24,0,26,0],[24,1,26,1],[24,2,24,3],[24,4,24,5],[24,6,24,7],[24,8,24,9],[41,0,42,1],[41,2,41,13],[42,2,42,3],[42,4,42,5],[42,6,42,7],[42,8,42,9],[42,10,42,11],[42,12,42,13],[44,10,45,10],[44,11,45,11],[44,12,45,12],[44,13,45,13],[46,0,49,0],[50,0,53,0],[43,10,43,11],[43,12,43,13],[44,2,45,2],[44,3,45,3],[44,4,45,4],[44,5,45,5],[44,6,45,6],[44,7,45,7],[44,8,45,8],[44,9,45,9],[43,0,45,0],[43,1,45,1],[43,2,43,3],[43,4,43,5],[43,6,43,7],[43,8,43,9],[54,0,57,0],[60,0,61,1],[60,2,60,13],[61,2,61,3],[61,4,61,5],[61,6,61,7],[61,8,61,9],[61,10,61,11],[61,12,61,13],[63,10,64,10],[63,11,64,11],[63,12,64,12],[63,13,64,13],[65,0,68,0],[69,0,72,0],[62,10,62,11],[62,12,62,13],[63,2,64,2],[63,3,64,3],[63,4,64,4],[63,5,64,5],[63,6,64,6],[63,7,64,7],[63,8,64,8],[63,9,64,9],[62,0,64,0],[62,1,64,1],[62,2,62,3],[62,4,62,5],[62,6,62,7],[62,8,62,9],[73,0,76,0],[79,0,80,1],[79,2,79,13],[80,2,80,3],[80,4,80,5],[80,6,80,7],[80,8,80,9],[80,10,80,11],[80,12,80,13],[82,10,83,10],[82,11,83,11],[82,12,83,12],[82,13,83,13],[84,0,87,0],[88,0,91,0],[81,10,81,11],[81,12,81,13],[82,2,83,2],[82,3,83,3],[82,4,83,4],[82,5,83,5],[82,6,83,6],[82,7,83,7],[82,8,83,8],[82,9,83,9],[81,0,83,0],[81,1,83,1],[81,2,81,3],[81,4,81,5],[81,6,81,7],[81,8,81,9],[92,0,95,0],[98,0,99,1],[98,2,98,13],[99,2,99,3],[99,4,99,5],[99,6,99,7],[99,8,99,9],[99,10,99,11],[99,12,99,13],[101,10,102,10],[101,11,102,11],[101,12,102,12],[101,13,102,13],[103,0,106,0],[107,0,110,0],[100,10,100,11],[100,12,100,13],[101,2,102,2],[101,3,102,3],[101,4,102,4],[101,5,102,5],[101,6,102,6],[101,7,102,7],[101,8,102,8],[101,9,102,9],[100,0,102,0],[100,1,102,1],[100,2,100,3],[100,4,100,5],[100,6,100,7],[100,8,100,9],[111,0,114,0],[117,0,118,1],[117,2,117,13],[118,2,118,3],[118,4,118,5],[118,6,118,7],[118,8,118,9],[118,10,118,11],[118,12,118,13],[130,0,133,0],[120,10,121,10],[120,11,121,11],[120,12,121,12],[120,13,121,13],[122,0,125,0],[126,0,129,0],[119,10,119,11],[119,12,119,13],[120,2,121,2],[120,3,121,3],[120,4,121,4],[120,5,121,5],[120,6,121,6],[120,7,121,7],[120,8,121,8],[120,9,121,9],[119,0,121,0],[119,1,121,1],[119,2,119,3],[119,4,119,5],[119,6,119,7],[119,8,119,9]]}
[]
["CZF_48"]
["Evaporator Air \n",null,"Condenser  Entering Air Temperature ˚F"]
[80,"°F DB",65,null,75,null,85,null,95,null,105,null,115,null,125]
["CFM","EWB†\n˚F","Capacity Mbtuh",null,"Capacity Mbtuh",null,"Capacity Mbtuh",null,"Capacity Mbtuh",null,"Capacity Mbtuh",null,"Capacity Mbtuh",null,"Capacity Mbtuh"]
[null,null,"Total","Sens.","Total","Sens.","Total","Sens.","Total","Sens.","Total","Sens.","Total","Sens.","Total","Sens."]
[null,null,null,null,null,null,null,null,null,null,null,null,null,null,null,null,null,"Total Factors",null,null,null,null,null,null,"Sens. %",null,null,null,null,null,null,"IDB Adj",null,null,null,null,null,null,"Sens Calc"]
[1400,72,{"$f":"R8*$I$13","v":0},{"$f":"IF(AM8>C8,C8,AM8)","v":0},{"$f":"S8*$I$13","v":0},{"$f":"IF(AN8>E8,E8,AN8)","v":0},{"$f":"T8*$I$13","v":0},{"$f":"IF(AO8>G8,G8,AO8)","v":0},{"$f":"U8*$I$13","v":0},{"$f":"IF(AP8>I8,I8,AP8)","v":0},{"$f":"V8*$I$13","v":0},{"$f":"IF(AQ8>K8,K8,AQ8)","v":0},{"$f":"W8*$I$13","v":0},{"$f":"IF(AR8>M8,M8,AR8)","v":0},{"$f":"X8*$I$13","v":0},{"$f":"IF(AS8>O8,O8,AS8)","v":0},null,1.2,1.1583333333333334,1.1187500000000001,1.0770833333333334,1.0208333333333333,0.96458333333333324,0.90833333333333333,0.46006944444444442,0.4694244604316547,0.47672253258845437,0.48742746615087035,0.49387755102040815,0.50323974082073442,0.51146788990825687,1.06,1.06,1.06,1.06,1.06,1.06,1.06,{"$f":"Y8*C8+($A$4-80)*AF8*$A$8/1000","v":0},{"$f":"Z8*E8+($A$4-80)*AG8*$A$8/1000","v":0},{"$f":"AA8*G8+($A$4-80)*AH8*$A$8/1000","v":0},{"$f":"AB8*I8+($A$4-80)*AI8*$A$8/1000","v":0},{"$f":"AC8*K8+($A$4-80)*AJ8*$A$8/1000","v":0},{"$f":"AD8*M8+($A$4-80)*AK8*$A$8/1000","v":0},{"$f":"AE8*O8+($A$4-80)*AL8*$A$8/1000","v":0}]
[null,67,{"$f":"R9*$I$13","v":0},0,0,{"$f":"IF(AN9>E9,E9,AN9)","v":0},0,{"$f":"IF(AO9>G9,G9,AO9)","v":0},{"$f":"U9*$I$13","v":0},{"$f":"IF(AP9>I9,I9,AP9)","v":0},0,{"$f":"IF(AQ9>K9,K9,AQ9)","v":0},0,{"$f":"IF(AR9>M9,M9,AR9)","v":0},0,{"$f":"IF(AS9>O9,O9,AS9)","v":0},null,1.10625,1.0666666666666667,1.0270833333333333,0.98749999999999993,0.93541666666666667,0.8833333333333333,0.83124999999999993,0.65160075329566858,0.6640625,0.67545638945233266,0.68987341772151911,0.7082405345211582,0.73113207547169812,0.75689223057644106,1.06,1.06,1.06,1.06,1.06,1.06,1.06,{"$f":"Y9*C9+($A$4-80)*AF9*$A$8/1000","v":0},{"$f":"Z9*E9+($A$4-80)*AG9*$A$8/1000","v":0},{"$f":"AA9*G9+($A$4-80)*AH9*$A$8/1000","v":0},{"$f":"AB9*I9+($A$4-80)*AI9*$A$8/1000","v":0},{"$f":"AC9*K9+($A$4-80)*AJ9*$A$8/1000","v":0},{"$f":"AD9*M9+($A$4-80)*AK9*$A$8/1000","v":0},{"$f":"AE9*O9+($A$4-80)*AL9*$A$8/1000","v":0}]
[null,62,0,0,0,0,0,0,{"$f":"U10*$I$13","v":0},0,0,0,0,0,0,0,null,1.0166666666666666,0.98541666666666661,0.95416666666666661,0.92291666666666661,0.86458333333333337,0.81041666666666667,0.75416666666666676,0.84221311475409844,0.86469344608879495,0.88864628820960712,0.91422121896162534,0.94457831325301211,0.97429305912596398,1,1.06,1.06,1.06,1.06,1.06,1.06,1.06,0,{"$f":"Z10*E10+($A$4-80)*AG10*$A$8/1000","v":0},{"$f":"AA10*G10+($A$4-80)*AH10*$A$8/1000","v":0},0,0,0,0]
[null,57,0,0,0,0,0,0,{"$f":"U11*$I$13","v":0},0,0,0,0,0,0,0,null,0.96666666666666667,0.9375,0.90833333333333333,0.87708333333333333,0.83750000000000002,0.79999999999999993,0.76041666666666663,1,1,1,1,1,1,1,1.06,1.06,1.06,1.06,1.06,1.06,1.06,0,{"$f":"Z11*E11+($A$4-80)*AG11*$A$8/1000","v":0},{"$f":"AA11*G11+($A$4-80)*AH11*$A$8/1000","v":0},{"$f":"AB11*I11+($A$4-80)*AI11*$A$8/1000","v":0},0,0,0]
[1600,72,0,0,0,0,0,0,{"$f":"U12*$I$13","v":0},0,0,0,0,0,0,0,null,1.2104166666666667,1.1708333333333334,1.1312499999999999,1.0916666666666666,1.0354166666666667,0.97916666666666663,0.92499999999999993,0.48192771084337349,0.48932384341637009,0.49539594843462248,0.50381679389312972,0.51509054325955739,0.52765957446808509,0.54054054054054057,1.06,1.06,1.06,1.06,1.06,1.06,1.06,{"$f":"Y12*C12+($A$4-80)*AF12*$A$12/1000","v":0},{"$f":"Z12*E12+($A$4-80)*AG12*$A$12/1000","v":0},{"$f":"AA12*G12+($A$4-80)*AH12*$A$12/1000","v":0},{"$f":"AB12*I12+($A$4-80)*AI12*$A$12/1000","v":0},{"$f":"AC12*K12+($A$4-80)*AJ12*$A$12/1000","v":0},{"$f":"AD12*M12+($A$4-80)*AK12*$A$12/1000","v":0},{"$f":"AE12*O12+($A$4-80)*AL12*$A$12/1000","v":0}]
[null,67,0,0,0,0,0,0,{"$f":"B2","v":0},0,0,0,0,0,0,0,null,1.1333333333333333,1.0875000000000001,1.04375,1,0.9458333333333333,0.89583333333333337,0.84375,0.68014705882352944,0.69348659003831414,0.7065868263473053,0.72083333333333333,0.74449339207048459,0.7697674418604652,0.79999999999999993,1.06,1.06,1.06,1.06,1.06,1.06,1.06,{"$f":"Y13*C13+($A$4-80)*AF13*$A$12/1000","v":0},{"$f":"Z13*E13+($A$4-80)*AG13*$A$12/1000","v":0},{"$f":"AA13*G13+($A$4-80)*AH13*$A$12/1000","v":0},{"$f":"AB13*I13+($A$4-80)*AI13*$A$12/1000","v":0},{"$f":"AC13*K13+($A$4-80)*AJ13*$A$12/1000","v":0},{"$f":"AD13*M13+($A$4-80)*AK13*$A$12/1000","v":0},{"$f":"AE13*O13+($A$4-80)*AL13*$A$12/1000","v":0}]
[null,62,0,0,0,0,0,0,{"$f":"U14*$I$13","v":0},0,0,0,0,0,0,0,null,1.04375,1.0062499999999999,0.97083333333333333,0.93541666666666667,0.8833333333333333,0.83333333333333337,0.78333333333333333,0.8782435129740519,0.90476190476190488,0.92918454935622308,0.95768374164810699,0.97405660377358483,0.99250000000000005,1,1.06,1.06,1.06,1.06,1.06,1.06,1.06,0,{"$f":"Z14*E14+($A$4-80)*AG14*$A$12/1000","v":0},{"$f":"AA14*G14+($A$4-80)*AH14*$A$12/1000","v":0},0,0,0,0]
[null,57,0,0,0,0,0,0,0,0,0,0,0,0,0,0,null,1.0020833333333334,0.97083333333333333,0.93958333333333333,0.90833333333333333,0.8666666666666667,0.82708333333333339,0.78541666666666676,1,1,1,1,1,1,1,1.06,1.06,1.06,1.06,1.06,1.06,1.06,0,{"$f":"Z15*E15+($A$4-80)*AG15*$A$12/1000","v":0},{"$f":"AA15*G15+($A$4-80)*AH15*$A$12/1000","v":0},0,0,0,0]
[1800,72,0,0,0,0,0,0,0,0,0,0,0,0,0,0,null,1.2208333333333334,1.1833333333333333,1.14375,1.10625,1.05,0.99583333333333324,0.94166666666666676,0.50511945392491464,0.50880281690140849,0.51548269581056472,0.51977401129943501,0.5357142857142857,0.55230125523012552,0.57079646017699115,1.06,1.06,1.06,1.06,1.06,1.06,1.06,{"$f":"Y16*C16+($A$4-80)*AF16*$A$16/1000","v":0},{"$f":"Z16*E16+($A$4-80)*AG16*$A$16/1000","v":0},{"$f":"AA16*G16+($A$4-80)*AH16*$A$16/1000","v":0},{"$f":"AB16*I16+($A$4-80)*AI16*$A$16/1000","v":0},{"$f":"AC16*K16+($A$4-80)*AJ16*$A$16/1000","v":0},{"$f":"AD16*M16+($A$4-80)*AK16*$A$16/1000","v":0},{"$f":"AE16*O16+($A$4-80)*AL16*$A$16/1000","v":0}]
[null,67,0,0,0,0,0,0,0,0,0,0,0,0,0,0,null,1.1583333333333334,1.1104166666666666,1.0604166666666666,1.0125,0.95833333333333337,0.90833333333333333,0.85625000000000007,0.70683453237410065,0.72045028142589118,0.73673870333988212,0.75102880658436211,0.78043478260869559,0.80733944954128445,0.84184914841849146,1.06,1.06,1.06,1.06,1.06,1.06,1.06,{"$f":"Y17*C17+($A$4-80)*AF17*$A$16/1000","v":0},{"$f":"Z17*E17+($A$4-80)*AG17*$A$16/1000","v":0},{"$f":"AA17*G17+($A$4-80)*AH17*$A$16/1000","v":0},{"$f":"AB17*I17+($A$4-80)*AI17*$A$16/1000","v":0},{"$f":"AC17*K17+($A$4-80)*AJ17*$A$16/1000","v":0},{"$f":"AD17*M17+($A$4-80)*AK17*$A$16/1000","v":0},{"$f":"AE17*O17+($A$4-80)*AL17*$A$16/1000","v":0}]
[null,62,0,0,0,0,0,0,0,0,0,0,0,0,0,0,null,1.0687499999999999,1.0291666666666666,0.98749999999999993,0.94791666666666663,0.9,0.85625000000000007,0.81041666666666667,0.91617933723196887,0.94129554655870451,0.97046413502109707,1,1,1,1,1.06,1.06,1.06,1.06,1.06,1.06,1.06,0,{"$f":"Z18*E18+($A$4-80)*AG18*$A$16/1000","v":0},{"$f":"AA18*G18+($A$4-80)*AH18*$A$16/1000","v":0},0,0,0,0]
[null,57,0,0,0,0,0,0,0,0,0,0,0,0,0,0,null,1.0374999999999999,1.0041666666666667,0.97083333333333333,0.93958333333333333,0.89583333333333337,0.85416666666666663,0.81041666666666667,1,1,1,1,1,1,1,1.06,1.06,1.06,1.06,1.06,1.06,1.06,0,{"$f":"Z19*E19+($A$4-80)*AG19*$A$16/1000","v":0},{"$f":"AA19*G19+($A$4-80)*AH19*$A$16/1000","v":0},0,0,0,0]

{"sheet":"CZF_60","index":8,"n_rows":19,"n_cols":45,"rows_kept":19,"cut":false,"hidden":true,"merged":[[2,0,2,1],[2,2,2,15],[3,2,3,3],[3,4,3,5],[3,6,3,7],[3,8,3,9],[3,10,3,11],[3,12,3,13],[3,14,3,15],[5,2,6,2],[5,3,6,3],[5,4,6,4],[5,5,6,5],[5,6,6,6],[5,7,6,7],[5,8,6,8],[4,0,6,0],[4,1,6,1],[4,2,4,3],[4,4,4,5],[4,6,4,7],[4,8,4,9],[5,9,6,9],[5,10,6,10],[5,11,6,11],[5,12,6,12],[5,13,6,13],[5,14,6,14],[5,15,6,15],[4,10,4,11],[4,12,4,13],[4,14,4,15],[24,10,24,11],[24,12,24,13],[25,2,26,2],[25,9,26,9],[25,10,26,10],[25,11,26,11],[25,12,26,12],[25,13,26,13],[7,0,10,0],[11,0,14,0],[15,0,18,0],[22,0,23,1],[22,2,22,13],[23,2,23,3],[23,4,23,5],[23,6,23,7],[23,8,23,9],[23,10,23,11],[23,12,23,13],[27,0,30,0],[25,3,26,3],[25,4,26,4],[25,5,26,5],[25,6,26,6],[25,7,26,7],[25,8,26,8],[31,0,34,0],[35,0,38,0],[24,0,26,0],[24,1,26,1],[24,2,24,3],[24,4,24,5],[24,6,24,7],[24,8,24,9],[41,0,42,1],[41,2,41,13],[42,2,42,3],[42,4,42,5],[42,6,42,7],[42,8,42,9],[42,10,42,11],[42,12,42,13],[44,10,45,10],[44,11,45,11],[44,12,45,12],[44,13,45,13],[46,0,49,0],[50,0,53,0],[43,10,43,11],[43,12,43,13],[44,2,45,2],[44,3,45,3],[44,4,45,4],[44,5,45,5],[44,6,45,6],[44,7,45,7],[44,8,45,8],[44,9,45,9],[43,0,45,0],[43,1,45,1],[43,2,43,3],[43,4,43,5],[43,6,43,7],[43,8,43,9],[54,0,57,0],[60,0,61,1],[60,2,60,13],[61,2,61,3],[61,4,61,5],[61,6,61,7],[61,8,61,9],[61,10,61,11],[61,12,61,13],[63,10,64,10],[63,11,64,11],[63,12,64,12],[63,13,64,13],[65,0,68,0],[69,0,72,0],[62,10,62,11],[62,12,62,13],[63,2,64,2],[63,3,64,3],[63,4,64,4],[63,5,64,5],[63,6,64,6],[63,7,64,7],[63,8,64,8],[63,9,64,9],[62,0,64,0],[62,1,64,1],[62,2,62,3],[62,4,62,5],[62,6,62,7],[62,8,62,9],[73,0,76,0],[79,0,80,1],[79,2,79,13],[80,2,80,3],[80,4,80,5],[80,6,80,7],[80,8,80,9],[80,10,80,11],[80,12,80,13],[82,10,83,10],[82,11,83,11],[82,12,83,12],[82,13,83,13],[84,0,87,0],[88,0,91,0],[81,10,81,11],[81,12,81,13],[82,2,83,2],[82,3,83,3],[82,4,83,4],[82,5,83,5],[82,6,83,6],[82,7,83,7],[82,8,83,8],[82,9,83,9],[81,0,83,0],[81,1,83,1],[81,2,81,3],[81,4,81,5],[81,6,81,7],[81,8,81,9],[92,0,95,0],[98,0,99,1],[98,2,98,13],[99,2,99,3],[99,4,99,5],[99,6,99,7],[99,8,99,9],[99,10,99,11],[99,12,99,13],[101,10,102,10],[101,11,102,11],[101,12,102,12],[101,13,102,13],[103,0,106,0],[107,0,110,0],[100,10,100,11],[100,12,100,13],[101,2,102,2],[101,3,102,3],[101,4,102,4],[101,5,102,5],[101,6,102,6],[101,7,102,7],[101,8,102,8],[101,9,102,9],[100,0,102,0],[100,1,102,1],[100,2,100,3],[100,4,100,5],[100,6,100,7],[100,8,100,9],[111,0,114,0],[117,0,118,1],[117,2,117,13],[118,2,118,3],[118,4,118,5],[118,6,118,7],[118,8,118,9],[118,10,118,11],[118,12,118,13],[130,0,133,0],[120,10,121,10],[120,11,121,11],[120,12,121,12],[120,13,121,13],[122,0,125,0],[126,0,129,0],[119,10,119,11],[119,12,119,13],[120,2,121,2],[120,3,121,3],[120,4,121,4],[120,5,121,5],[120,6,121,6],[120,7,121,7],[120,8,121,8],[120,9,121,9],[119,0,121,0],[119,1,121,1],[119,2,119,3],[119,4,119,5],[119,6,119,7],[119,8,119,9]]}
[]
["CZF_60"]
["Evaporator Air \n",null,"Condenser  Entering Air Temperature ˚F"]
[80,"°F DB",65,null,75,null,85,null,95,null,105,null,115,null,125]
["CFM","EWB†\n˚F","Capacity Mbtuh",null,"Capacity Mbtuh",null,"Capacity Mbtuh",null,"Capacity Mbtuh",null,"Capacity Mbtuh",null,"Capacity Mbtuh",null,"Capacity Mbtuh"]
[null,null,"Total","Sens.","Total","Sens.","Total","Sens.","Total","Sens.","Total","Sens.","Total","Sens.","Total","Sens."]
[null,null,null,null,null,null,null,null,null,null,null,null,null,null,null,null,null,"Total Factors",null,null,null,null,null,null,"Sens. %",null,null,null,null,null,null,"IDB Adj",null,null,null,null,null,null,"Sens Calc"]
[1500,72,{"$f":"R8*$I$13","v":0},{"$f":"IF(AM8>C8,C8,AM8)","v":0},{"$f":"S8*$I$13","v":0},{"$f":"IF(AN8>E8,E8,AN8)","v":0},{"$f":"T8*$I$13","v":0},{"$f":"IF(AO8>G8,G8,AO8)","v":0},{"$f":"U8*$I$13","v":0},{"$f":"IF(AP8>I8,I8,AP8)","v":0},{"$f":"V8*$I$13","v":0},{"$f":"IF(AQ8>K8,K8,AQ8)","v":0},{"$f":"W8*$I$13","v":0},{"$f":"IF(AR8>M8,M8,AR8)","v":0},{"$f":"X8*$I$13","v":0},{"$f":"IF(AS8>O8,O8,AS8)","v":0},null,1.1943925233644859,1.1532710280373832,1.1102803738317757,1.0691588785046731,1.0224299065420561,0.97757009345794388,0.93271028037383175,0.47261345852895148,0.47649918962722848,0.48148148148148151,0.48601398601398599,0.48263254113345516,0.47992351816443601,0.4769539078156313,1.06,1.06,1.06,1.06,1.06,1.06,1.06,{"$f":"Y8*C8+($A$4-80)*AF8*$A$8/1000","v":0},{"$f":"Z8*E8+($A$4-80)*AG8*$A$8/1000","v":0},{"$f":"AA8*G8+($A$4-80)*AH8*$A$8/1000","v":0},{"$f":"AB8*I8+($A$4-80)*AI8*$A$8/1000","v":0},{"$f":"AC8*K8+($A$4-80)*AJ8*$A$8/1000","v":0},{"$f":"AD8*M8+($A$4-80)*AK8*$A$8/1000","v":0},{"$f":"AE8*O8+($A$4-80)*AL8*$A$8/1000","v":0}]
[null,67,{"$f":"R9*$I$13","v":0},0,0,{"$f":"IF(AN9>E9,E9,AN9)","v":0},0,{"$f":"IF(AO9>G9,G9,AO9)","v":0},{"$f":"U9*$I$13","v":0},{"$f":"IF(AP9>I9,I9,AP9)","v":0},0,{"$f":"IF(AQ9>K9,K9,AQ9)","v":0},0,{"$f":"IF(AR9>M9,M9,AR9)","v":0},0,{"$f":"IF(AS9>O9,O9,AS9)","v":0},null,1.1028037383177569,1.0560747663551402,1.0093457943925233,0.96261682242990654,0.91401869158878501,0.86728971962616819,0.82056074766355136,0.63220338983050839,0.64601769911504425,0.66296296296296287,0.68155339805825244,0.6912065439672801,0.70258620689655182,0.71526195899772205,1.06,1.06,1.06,1.06,1.06,1.06,1.06,{"$f":"Y9*C9+($A$4-80)*AF9*$A$8/1000","v":0},{"$f":"Z9*E9+($A$4-80)*AG9*$A$8/1000","v":0},{"$f":"AA9*G9+($A$4-80)*AH9*$A$8/1000","v":0},{"$f":"AB9*I9+($A$4-80)*AI9*$A$8/1000","v":0},{"$f":"AC9*K9+($A$4-80)*AJ9*$A$8/1000","v":0},{"$f":"AD9*M9+($A$4-80)*AK9*$A$8/1000","v":0},{"$f":"AE9*O9+($A$4-80)*AL9*$A$8/1000","v":0}]
[null,62,0,0,0,0,0,0,{"$f":"U10*$I$13","v":0},0,0,0,0,0,0,0,null,1.0841121495327102,1.0261682242990653,0.96635514018691593,0.90841121495327104,0.8373831775700934,0.76822429906542056,0.69906542056074761,0.77758620689655178,0.80510018214936252,0.83752417794970979,0.87242798353909456,0.89508928571428581,0.92214111922141118,0.9545454545454547,1.06,1.06,1.06,1.06,1.06,1.06,1.06,0,{"$f":"Z10*E10+($A$4-80)*AG10*$A$8/1000","v":0},{"$f":"AA10*G10+($A$4-80)*AH10*$A$8/1000","v":0},0,0,0,0]
[null,57,0,0,0,0,0,0,{"$f":"U11*$I$13","v":0},0,0,0,0,0,0,0,null,1.0261682242990653,0.97009345794392521,0.91214953271028032,0.85420560747663554,0.81869158878504666,0.78504672897196259,0.75140186915887852,0.94717668488160289,0.94797687861271684,0.9508196721311476,0.95404814004376359,0.95205479452054809,0.95,0.94776119402985071,1.06,1.06,1.06,1.06,1.06,1.06,1.06,0,{"$f":"Z11*E11+($A$4-80)*AG11*$A$8/1000","v":0},{"$f":"AA11*G11+($A$4-80)*AH11*$A$8/1000","v":0},{"$f":"AB11*I11+($A$4-80)*AI11*$A$8/1000","v":0},0,0,0]
[1700,72,0,0,0,0,0,0,{"$f":"U12*$I$13","v":0},0,0,0,0,0,0,0,null,1.244859813084112,1.1869158878504673,1.1308411214953271,1.0728971962616822,1.0336448598130841,0.99626168224299061,0.95700934579439256,0.47747747747747754,0.48661417322834644,0.49586776859504134,0.50696864111498263,0.50090415913200725,0.49530956848030017,0.490234375,1.06,1.06,1.06,1.06,1.06,1.06,1.06,{"$f":"Y12*C12+($A$4-80)*AF12*$A$12/1000","v":0},{"$f":"Z12*E12+($A$4-80)*AG12*$A$12/1000","v":0},{"$f":"AA12*G12+($A$4-80)*AH12*$A$12/1000","v":0},{"$f":"AB12*I12+($A$4-80)*AI12*$A$12/1000","v":0},{"$f":"AC12*K12+($A$4-80)*AJ12*$A$12/1000","v":0},{"$f":"AD12*M12+($A$4-80)*AK12*$A$12/1000","v":0},{"$f":"AE12*O12+($A$4-80)*AL12*$A$12/1000","v":0}]
[null,67,0,0,0,0,0,0,{"$f":"B2","v":0},0,0,0,0,0,0,0,null,1.1233644859813083,1.0822429906542055,1.0411214953271029,1,0.94392523364485981,0.891588785046729,0.8373831775700934,0.65723793677204656,0.67012089810017272,0.6840215439856373,0.69906542056074761,0.71287128712871284,0.72746331236897277,0.7455357142857143,1.06,1.06,1.06,1.06,1.06,1.06,1.06,{"$f":"Y13*C13+($A$4-80)*AF13*$A$12/1000","v":0},{"$f":"Z13*E13+($A$4-80)*AG13*$A$12/1000","v":0},{"$f":"AA13*G13+($A$4-80)*AH13*$A$12/1000","v":0},{"$f":"AB13*I13+($A$4-80)*AI13*$A$12/1000","v":0},{"$f":"AC13*K13+($A$4-80)*AJ13*$A$12/1000","v":0},{"$f":"AD13*M13+($A$4-80)*AK13*$A$12/1000","v":0},{"$f":"AE13*O13+($A$4-80)*AL13*$A$12/1000","v":0}]
[null,62,0,0,0,0,0,0,{"$f":"U14*$I$13","v":0},0,0,0,0,0,0,0,null,1.1009345794392522,1.0411214953271029,0.97943925233644857,0.9196261682242991,0.84859813084112146,0.7813084112149532,0.71214953271028036,0.81833616298811551,0.84560143626570916,0.87786259541984735,0.91260162601626005,0.92511013215859039,0.93779904306220108,0.95538057742782145,1.06,1.06,1.06,1.06,1.06,1.06,1.06,0,{"$f":"Z14*E14+($A$4-80)*AG14*$A$12/1000","v":0},{"$f":"AA14*G14+($A$4-80)*AH14*$A$12/1000","v":0},0,0,0,0]
[null,57,0,0,0,0,0,0,0,0,0,0,0,0,0,0,null,1.0616822429906541,1.0056074766355139,0.94953271028037378,0.89345794392523359,0.85420560747663554,0.81495327102803738,0.77570093457943923,0.94190140845070425,0.94609665427509293,0.95078740157480313,0.95397489539748959,0.9518599562363238,0.95183486238532111,0.95180722891566261,1.06,1.06,1.06,1.06,1.06,1.06,1.06,0,{"$f":"Z15*E15+($A$4-80)*AG15*$A$12/1000","v":0},{"$f":"AA15*G15+($A$4-80)*AH15*$A$12/1000","v":0},0,0,0,0]
[1900,72,0,0,0,0,0,0,0,0,0,0,0,0,0,0,null,1.2953271028037383,1.2224299065420561,1.1514018691588785,1.0785046728971963,1.044859813084112,1.0130841121495329,0.98130841121495327,0.48340548340548345,0.49541284403669716,0.50974025974025972,0.52512998266897748,0.51878354203935606,0.51107011070110697,0.50285714285714278,1.06,1.06,1.06,1.06,1.06,1.06,1.06,{"$f":"Y16*C16+($A$4-80)*AF16*$A$16/1000","v":0},{"$f":"Z16*E16+($A$4-80)*AG16*$A$16/1000","v":0},{"$f":"AA16*G16+($A$4-80)*AH16*$A$16/1000","v":0},{"$f":"AB16*I16+($A$4-80)*AI16*$A$16/1000","v":0},{"$f":"AC16*K16+($A$4-80)*AJ16*$A$16/1000","v":0},{"$f":"AD16*M16+($A$4-80)*AK16*$A$16/1000","v":0},{"$f":"AE16*O16+($A$4-80)*AL16*$A$16/1000","v":0}]
[null,67,0,0,0,0,0,0,0,0,0,0,0,0,0,0,null,1.1457943925233645,1.108411214953271,1.0728971962616822,1.0373831775700935,0.97570093457943929,0.91401869158878501,0.85420560747663554,0.68189233278955952,0.69308600337268134,0.70383275261324041,0.71531531531531534,0.73180076628352497,0.75255623721881382,0.77461706783369799,1.06,1.06,1.06,1.06,1.06,1.06,1.06,{"$f":"Y17*C17+($A$4-80)*AF17*$A$16/1000","v":0},{"$f":"Z17*E17+($A$4-80)*AG17*$A$16/1000","v":0},{"$f":"AA17*G17+($A$4-80)*AH17*$A$16/1000","v":0},{"$f":"AB17*I17+($A$4-80)*AI17*$A$16/1000","v":0},{"$f":"AC17*K17+($A$4-80)*AJ17*$A$16/1000","v":0},{"$f":"AD17*M17+($A$4-80)*AK17*$A$16/1000","v":0},{"$f":"AE17*O17+($A$4-80)*AL17*$A$16/1000","v":0}]
[null,62,0,0,0,0,0,0,0,0,0,0,0,0,0,0,null,1.1158878504672898,1.0542056074766355,0.99252336448598133,0.93084112149532705,0.86168224299065421,0.79439252336448596,0.7271028037383177,0.85762144053601341,0.88652482269503552,0.91713747645951038,0.9538152610441768,0.95444685466377432,0.95294117647058818,0.95372750642673532,1.06,1.06,1.06,1.06,1.06,1.06,1.06,0,{"$f":"Z18*E18+($A$4-80)*AG18*$A$16/1000","v":0},{"$f":"AA18*G18+($A$4-80)*AH18*$A$16/1000","v":0},0,0,0,0]
[null,57,0,0,0,0,0,0,0,0,0,0,0,0,0,0,null,1.0953271028037384,1.0429906542056073,0.98878504672897194,0.93457943925233644,0.88785046728971961,0.84485981308411218,0.79999999999999993,0.94027303754266212,0.94265232974910407,0.94896030245746699,0.95400000000000007,0.95368421052631569,0.95353982300884954,0.95327102803738317,1.06,1.06,1.06,1.06,1.06,1.06,1.06,0,{"$f":"Z19*E19+($A$4-80)*AG19*$A$16/1000","v":0},{"$f":"AA19*G19+($A$4-80)*AH19*$A$16/1000","v":0},0,0,0,0]

{"sheet":"CZH_24","index":9,"n_rows":19,"n_cols":45,"rows_kept":19,"cut":false,"hidden":true,"merged":[[2,0,2,1],[2,2,2,15],[3,2,3,3],[3,4,3,5],[3,6,3,7],[3,8,3,9],[3,10,3,11],[3,12,3,13],[3,14,3,15],[5,2,6,2],[5,3,6,3],[5,4,6,4],[5,5,6,5],[5,6,6,6],[5,7,6,7],[5,8,6,8],[4,0,6,0],[4,1,6,1],[4,2,4,3],[4,4,4,5],[4,6,4,7],[4,8,4,9],[5,9,6,9],[5,10,6,10],[5,11,6,11],[5,12,6,12],[5,13,6,13],[5,14,6,14],[5,15,6,15],[4,10,4,11],[4,12,4,13],[4,14,4,15],[24,10,24,11],[24,12,24,13],[25,2,26,2],[25,9,26,9],[25,10,26,10],[25,11,26,11],[25,12,26,12],[25,13,26,13],[7,0,10,0],[11,0,14,0],[15,0,18,0],[22,0,23,1],[22,2,22,13],[23,2,23,3],[23,4,23,5],[23,6,23,7],[23,8,23,9],[23,10,23,11],[23,12,23,13],[27,0,30,0],[25,3,26,3],[25,4,26,4],[25,5,26,5],[25,6,26,6],[25,7,26,7],[25,8,26,8],[31,0,34,0],[35,0,38,0],[24,0,26,0],[24,1,26,1],[24,2,24,3],[24,4,24,5],[24,6,24,7],[24,8,24,9],[41,0,42,1],[41,2,41,13],[42,2,42,3],[42,4,42,5],[42,6,42,7],[42,8,42,9],[42,10,42,11],[42,12,42,13],[44,10,45,10],[44,11,45,11],[44,12,45,12],[44,13,45,13],[46,0,49,0],[50,0,53,0],[43,10,43,11],[43,12,43,13],[44,2,45,2],[44,3,45,3],[44,4,45,4],[44,5,45,5],[44,6,45,6],[44,7,45,7],[44,8,45,8],[44,9,45,9],[43,0,45,0],[43,1,45,1],[43,2,43,3],[43,4,43,5],[43,6,43,7],[43,8,43,9],[54,0,57,0],[60,0,61,1],[60,2,60,13],[61,2,61,3],[61,4,61,5],[61,6,61,7],[61,8,61,9],[61,10,61,11],[61,12,61,13],[63,10,64,10],[63,11,64,11],[63,12,64,12],[63,13,64,13],[65,0,68,0],[69,0,72,0],[62,10,62,11],[62,12,62,13],[63,2,64,2],[63,3,64,3],[63,4,64,4],[63,5,64,5],[63,6,64,6],[63,7,64,7],[63,8,64,8],[63,9,64,9],[62,0,64,0],[62,1,64,1],[62,2,62,3],[62,4,62,5],[62,6,62,7],[62,8,62,9],[73,0,76,0],[79,0,80,1],[79,2,79,13],[80,2,80,3],[80,4,80,5],[80,6,80,7],[80,8,80,9],[80,10,80,11],[80,12,80,13],[82,10,83,10],[82,11,83,11],[82,12,83,12],[82,13,83,13],[84,0,87,0],[88,0,91,0],[81,10,81,11],[81,12,81,13],[82,2,83,2],[82,3,83,3],[82,4,83,4],[82,5,83,5],[82,6,83,6],[82,7,83,7],[82,8,83,8],[82,9,83,9],[81,0,83,0],[81,1,83,1],[81,2,81,3],[81,4,81,5],[81,6,81,7],[81,8,81,9],[92,0,95,0],[98,0,99,1],[98,2,98,13],[99,2,99,3],[99,4,99,5],[99,6,99,7],[99,8,99,9],[99,10,99,11],[99,12,99,13],[101,10,102,10],[101,11,102,11],[101,12,102,12],[101,13,102,13],[103,0,106,0],[107,0,110,0],[100,10,100,11],[100,12,100,13],[101,2,102,2],[101,3,102,3],[101,4,102,4],[101,5,102,5],[101,6,102,6],[101,7,102,7],[101,8,102,8],[101,9,102,9],[100,0,102,0],[100,1,102,1],[100,2,100,3],[100,4,100,5],[100,6,100,7],[100,8,100,9],[111,0,114,0],[117,0,118,1],[117,2,117,13],[118,2,118,3],[118,4,118,5],[118,6,118,7],[118,8,118,9],[118,10,118,11],[118,12,118,13],[130,0,133,0],[120,10,121,10],[120,11,121,11],[120,12,121,12],[120,13,121,13],[122,0,125,0],[126,0,129,0],[119,10,119,11],[119,12,119,13],[120,2,121,2],[120,3,121,3],[120,4,121,4],[120,5,121,5],[120,6,121,6],[120,7,121,7],[120,8,121,8],[120,9,121,9],[119,0,121,0],[119,1,121,1],[119,2,119,3],[119,4,119,5],[119,6,119,7],[119,8,119,9]]}
[]
["CZH_24"]
["Evaporator Air \n",null,"Condenser  Entering Air Temperature ˚F"]
[80,"°F DB",65,null,75,null,85,null,95,null,105,null,115,null,125]
["CFM","EWB†\n˚F","Capacity Mbtuh",null,"Capacity Mbtuh",null,"Capacity Mbtuh",null,"Capacity Mbtuh",null,"Capacity Mbtuh",null,"Capacity Mbtuh",null,"Capacity Mbtuh"]
[null,null,"Total","Sens.","Total","Sens.","Total","Sens.","Total","Sens.","Total","Sens.","Total","Sens.","Total","Sens."]
[null,null,null,null,null,null,null,null,null,null,null,null,null,null,null,null,null,"Total Factors",null,null,null,null,null,null,"Sens. %",null,null,null,null,null,null,"IDB Adj",null,null,null,null,null,null,"Sens Calc"]
[800,72,{"$f":"R8*$I$13","v":0},{"$f":"IF(AM8>C8,C8,AM8)","v":0},{"$f":"S8*$I$13","v":0},{"$f":"IF(AN8>E8,E8,AN8)","v":0},{"$f":"T8*$I$13","v":0},{"$f":"IF(AO8>G8,G8,AO8)","v":0},{"$f":"U8*$I$13","v":0},{"$f":"IF(AP8>I8,I8,AP8)","v":0},{"$f":"V8*$I$13","v":0},{"$f":"IF(AQ8>K8,K8,AQ8)","v":0},{"$f":"W8*$I$13","v":0},{"$f":"IF(AR8>M8,M8,AR8)","v":0},{"$f":"X8*$I$13","v":0},{"$f":"IF(AS8>O8,O8,AS8)","v":0},null,1.2625,1.2,1.1375,1.075,1.0208333333333333,0.97083333333333333,0.91666666666666663,0.49504950495049505,0.49305555555555552,0.49450549450549447,0.49224806201550386,0.5061224489795918,0.5236051502145922,0.54090909090909089,1.06,1.06,1.06,1.06,1.06,1.06,1.06,{"$f":"Y8*C8+($A$4-80)*AF8*$A$8/1000","v":0},{"$f":"Z8*E8+($A$4-80)*AG8*$A$8/1000","v":0},{"$f":"AA8*G8+($A$4-80)*AH8*$A$8/1000","v":0},{"$f":"AB8*I8+($A$4-80)*AI8*$A$8/1000","v":0},{"$f":"AC8*K8+($A$4-80)*AJ8*$A$8/1000","v":0},{"$f":"AD8*M8+($A$4-80)*AK8*$A$8/1000","v":0},{"$f":"AE8*O8+($A$4-80)*AL8*$A$8/1000","v":0}]
[null,67,{"$f":"R9*$I$13","v":0},0,0,{"$f":"IF(AN9>E9,E9,AN9)","v":0},0,{"$f":"IF(AO9>G9,G9,AO9)","v":0},{"$f":"U9*$I$13","v":0},{"$f":"IF(AP9>I9,I9,AP9)","v":0},0,{"$f":"IF(AQ9>K9,K9,AQ9)","v":0},0,{"$f":"IF(AR9>M9,M9,AR9)","v":0},0,{"$f":"IF(AS9>O9,O9,AS9)","v":0},null,1.1208333333333333,1.0708333333333333,1.0208333333333333,0.97083333333333333,0.92499999999999993,0.8833333333333333,0.83750000000000002,0.64684014869888473,0.65758754863813229,0.67346938775510201,0.6909871244635194,0.71621621621621623,0.74056603773584906,0.77114427860696511,1.06,1.06,1.06,1.06,1.06,1.06,1.06,{"$f":"Y9*C9+($A$4-80)*AF9*$A$8/1000","v":0},{"$f":"Z9*E9+($A$4-80)*AG9*$A$8/1000","v":0},{"$f":"AA9*G9+($A$4-80)*AH9*$A$8/1000","v":0},{"$f":"AB9*I9+($A$4-80)*AI9*$A$8/1000","v":0},{"$f":"AC9*K9+($A$4-80)*AJ9*$A$8/1000","v":0},{"$f":"AD9*M9+($A$4-80)*AK9*$A$8/1000","v":0},{"$f":"AE9*O9+($A$4-80)*AL9*$A$8/1000","v":0}]
[null,62,0,0,0,0,0,0,{"$f":"U10*$I$13","v":0},0,0,0,0,0,0,0,null,1.0416666666666667,1,0.95833333333333337,0.91666666666666663,0.87916666666666676,0.83750000000000002,0.79999999999999993,0.84799999999999998,0.85833333333333339,0.86956521739130432,0.88181818181818172,0.90047393364928907,0.92039800995024867,0.94270833333333348,1.06,1.06,1.06,1.06,1.06,1.06,1.06,0,{"$f":"Z10*E10+($A$4-80)*AG10*$A$8/1000","v":0},{"$f":"AA10*G10+($A$4-80)*AH10*$A$8/1000","v":0},0,0,0,0]
[null,57,0,0,0,0,0,0,{"$f":"U11*$I$13","v":0},0,0,0,0,0,0,0,null,0.97499999999999998,0.95000000000000007,0.92499999999999993,0.90416666666666667,0.87083333333333324,0.83750000000000002,0.80833333333333324,0.9358974358974359,0.92543859649122806,0.91891891891891886,0.90322580645161299,0.90430622009569372,0.90547263681592027,0.90206185567010311,1.06,1.06,1.06,1.06,1.06,1.06,1.06,0,{"$f":"Z11*E11+($A$4-80)*AG11*$A$8/1000","v":0},{"$f":"AA11*G11+($A$4-80)*AH11*$A$8/1000","v":0},{"$f":"AB11*I11+($A$4-80)*AI11*$A$8/1000","v":0},0,0,0]
[900,72,0,0,0,0,0,0,{"$f":"U12*$I$13","v":0},0,0,0,0,0,0,0,null,1.2833333333333334,1.2249999999999999,1.1624999999999999,1.1041666666666667,1.0458333333333334,0.99583333333333324,0.94166666666666676,0.50649350649350644,0.50680272108843538,0.50896057347670254,0.50943396226415094,0.52988047808764938,0.54393305439330553,0.5663716814159292,1.06,1.06,1.06,1.06,1.06,1.06,1.06,{"$f":"Y12*C12+($A$4-80)*AF12*$A$12/1000","v":0},{"$f":"Z12*E12+($A$4-80)*AG12*$A$12/1000","v":0},{"$f":"AA12*G12+($A$4-80)*AH12*$A$12/1000","v":0},{"$f":"AB12*I12+($A$4-80)*AI12*$A$12/1000","v":0},{"$f":"AC12*K12+($A$4-80)*AJ12*$A$12/1000","v":0},{"$f":"AD12*M12+($A$4-80)*AK12*$A$12/1000","v":0},{"$f":"AE12*O12+($A$4-80)*AL12*$A$12/1000","v":0}]
[null,67,0,0,0,0,0,0,{"$f":"B2","v":0},0,0,0,0,0,0,0,null,1.1500000000000001,1.0999999999999999,1.05,1,0.95000000000000007,0.9,0.85,0.67753623188405787,0.69318181818181823,0.70634920634920639,0.72083333333333333,0.75,0.78240740740740733,0.81862745098039214,1.06,1.06,1.06,1.06,1.06,1.06,1.06,{"$f":"Y13*C13+($A$4-80)*AF13*$A$12/1000","v":0},{"$f":"Z13*E13+($A$4-80)*AG13*$A$12/1000","v":0},{"$f":"AA13*G13+($A$4-80)*AH13*$A$12/1000","v":0},{"$f":"AB13*I13+($A$4-80)*AI13*$A$12/1000","v":0},{"$f":"AC13*K13+($A$4-80)*AJ13*$A$12/1000","v":0},{"$f":"AD13*M13+($A$4-80)*AK13*$A$12/1000","v":0},{"$f":"AE13*O13+($A$4-80)*AL13*$A$12/1000","v":0}]
[null,62,0,0,0,0,0,0,{"$f":"U14*$I$13","v":0},0,0,0,0,0,0,0,null,1.0666666666666667,1.0291666666666666,0.98749999999999993,0.95000000000000007,0.90833333333333333,0.87083333333333324,0.83333333333333337,0.87499999999999989,0.87854251012145745,0.88607594936708867,0.89473684210526305,0.90825688073394495,0.91866028708133973,0.93,1.06,1.06,1.06,1.06,1.06,1.06,1.06,0,{"$f":"Z14*E14+($A$4-80)*AG14*$A$12/1000","v":0},{"$f":"AA14*G14+($A$4-80)*AH14*$A$12/1000","v":0},0,0,0,0]
[null,57,0,0,0,0,0,0,0,0,0,0,0,0,0,0,null,1.0374999999999999,1.0041666666666667,0.97499999999999998,0.94166666666666676,0.90833333333333333,0.87916666666666676,0.84583333333333333,0.92771084337349408,0.92116182572614103,0.91025641025641035,0.90265486725663702,0.90366972477064211,0.90047393364928907,0.90147783251231528,1.06,1.06,1.06,1.06,1.06,1.06,1.06,0,{"$f":"Z15*E15+($A$4-80)*AG15*$A$12/1000","v":0},{"$f":"AA15*G15+($A$4-80)*AH15*$A$12/1000","v":0},0,0,0,0]
[1000,72,0,0,0,0,0,0,0,0,0,0,0,0,0,0,null,1.3083333333333333,1.25,1.1916666666666667,1.1291666666666667,1.075,1.0208333333333333,0.96250000000000002,0.51910828025477707,0.52,0.52447552447552448,0.52767527675276749,0.54651162790697672,0.56326530612244896,0.58874458874458868,1.06,1.06,1.06,1.06,1.06,1.06,1.06,{"$f":"Y16*C16+($A$4-80)*AF16*$A$16/1000","v":0},{"$f":"Z16*E16+($A$4-80)*AG16*$A$16/1000","v":0},{"$f":"AA16*G16+($A$4-80)*AH16*$A$16/1000","v":0},{"$f":"AB16*I16+($A$4-80)*AI16*$A$16/1000","v":0},{"$f":"AC16*K16+($A$4-80)*AJ16*$A$16/1000","v":0},{"$f":"AD16*M16+($A$4-80)*AK16*$A$16/1000","v":0},{"$f":"AE16*O16+($A$4-80)*AL16*$A$16/1000","v":0}]
[null,67,0,0,0,0,0,0,0,0,0,0,0,0,0,0,null,1.175,1.1291666666666667,1.0791666666666666,1.0291666666666666,0.97083333333333333,0.92083333333333339,0.8666666666666667,0.7127659574468086,0.71955719557195563,0.73359073359073368,0.74898785425101222,0.78111587982832609,0.81447963800904977,0.85576923076923073,1.06,1.06,1.06,1.06,1.06,1.06,1.06,{"$f":"Y17*C17+($A$4-80)*AF17*$A$16/1000","v":0},{"$f":"Z17*E17+($A$4-80)*AG17*$A$16/1000","v":0},{"$f":"AA17*G17+($A$4-80)*AH17*$A$16/1000","v":0},{"$f":"AB17*I17+($A$4-80)*AI17*$A$16/1000","v":0},{"$f":"AC17*K17+($A$4-80)*AJ17*$A$16/1000","v":0},{"$f":"AD17*M17+($A$4-80)*AK17*$A$16/1000","v":0},{"$f":"AE17*O17+($A$4-80)*AL17*$A$16/1000","v":0}]
[null,62,0,0,0,0,0,0,0,0,0,0,0,0,0,0,null,1.0916666666666666,1.0541666666666667,1.0166666666666666,0.97916666666666663,0.94166666666666676,0.90416666666666667,0.8666666666666667,0.90076335877862601,0.90118577075098816,0.90573770491803285,0.90638297872340423,0.91150442477876104,0.9124423963133641,0.91826923076923084,1.06,1.06,1.06,1.06,1.06,1.06,1.06,0,{"$f":"Z18*E18+($A$4-80)*AG18*$A$16/1000","v":0},{"$f":"AA18*G18+($A$4-80)*AH18*$A$16/1000","v":0},0,0,0,0]
[null,57,0,0,0,0,0,0,0,0,0,0,0,0,0,0,null,1.0958333333333334,1.0583333333333333,1.0208333333333333,0.98333333333333339,0.95000000000000007,0.91666666666666663,0.8833333333333333,0.92775665399239537,0.91732283464566933,0.91020408163265309,0.89830508474576265,0.89912280701754388,0.9,0.90094339622641517,1.06,1.06,1.06,1.06,1.06,1.06,1.06,0,{"$f":"Z19*E19+($A$4-80)*AG19*$A$16/1000","v":0},{"$f":"AA19*G19+($A$4-80)*AH19*$A$16/1000","v":0},0,0,0,0]

{"sheet":"CZH_36","index":10,"n_rows":19,"n_cols":45,"rows_kept":19,"cut":false,"hidden":true,"merged":[[2,0,2,1],[2,2,2,15],[3,2,3,3],[3,4,3,5],[3,6,3,7],[3,8,3,9],[3,10,3,11],[3,12,3,13],[3,14,3,15],[5,2,6,2],[5,3,6,3],[5,4,6,4],[5,5,6,5],[5,6,6,6],[5,7,6,7],[5,8,6,8],[4,0,6,0],[4,1,6,1],[4,2,4,3],[4,4,4,5],[4,6,4,7],[4,8,4,9],[5,9,6,9],[5,10,6,10],[5,11,6,11],[5,12,6,12],[5,13,6,13],[5,14,6,14],[5,15,6,15],[4,10,4,11],[4,12,4,13],[4,14,4,15],[24,10,24,11],[24,12,24,13],[25,2,26,2],[25,9,26,9],[25,10,26,10],[25,11,26,11],[25,12,26,12],[25,13,26,13],[7,0,10,0],[11,0,14,0],[15,0,18,0],[22,0,23,1],[22,2,22,13],[23,2,23,3],[23,4,23,5],[23,6,23,7],[23,8,23,9],[23,10,23,11],[23,12,23,13],[27,0,30,0],[25,3,26,3],[25,4,26,4],[25,5,26,5],[25,6,26,6],[25,7,26,7],[25,8,26,8],[31,0,34,0],[35,0,38,0],[24,0,26,0],[24,1,26,1],[24,2,24,3],[24,4,24,5],[24,6,24,7],[24,8,24,9],[41,0,42,1],[41,2,41,13],[42,2,42,3],[42,4,42,5],[42,6,42,7],[42,8,42,9],[42,10,42,11],[42,12,42,13],[44,10,45,10],[44,11,45,11],[44,12,45,12],[44,13,45,13],[46,0,49,0],[50,0,53,0],[43,10,43,11],[43,12,43,13],[44,2,45,2],[44,3,45,3],[44,4,45,4],[44,5,45,5],[44,6,45,6],[44,7,45,7],[44,8,45,8],[44,9,45,9],[43,0,45,0],[43,1,45,1],[43,2,43,3],[43,4,43,5],[43,6,43,7],[43,8,43,9],[54,0,57,0],[60,0,61,1],[60,2,60,13],[61,2,61,3],[61,4,61,5],[61,6,61,7],[61,8,61,9],[61,10,61,11],[61,12,61,13],[63,10,64,10],[63,11,64,11],[63,12,64,12],[63,13,64,13],[65,0,68,0],[69,0,72,0],[62,10,62,11],[62,12,62,13],[63,2,64,2],[63,3,64,3],[63,4,64,4],[63,5,64,5],[63,6,64,6],[63,7,64,7],[63,8,64,8],[63,9,64,9],[62,0,64,0],[62,1,64,1],[62,2,62,3],[62,4,62,5],[62,6,62,7],[62,8,62,9],[73,0,76,0],[79,0,80,1],[79,2,79,13],[80,2,80,3],[80,4,80,5],[80,6,80,7],[80,8,80,9],[80,10,80,11],[80,12,80,13],[82,10,83,10],[82,11,83,11],[82,12,83,12],[82,13,83,13],[84,0,87,0],[88,0,91,0],[81,10,81,11],[81,12,81,13],[82,2,83,2],[82,3,83,3],[82,4,83,4],[82,5,83,5],[82,6,83,6],[82,7,83,7],[82,8,83,8],[82,9,83,9],[81,0,83,0],[81,1,83,1],[81,2,81,3],[81,4,81,5],[81,6,81,7],[81,8,81,9],[92,0,95,0],[98,0,99,1],[98,2,98,13],[99,2,99,3],[99,4,99,5],[99,6,99,7],[99,8,99,9],[99,10,99,11],[99,12,99,13],[101,10,102,10],[101,11,102,11],[101,12,102,12],[101,13,102,13],[103,0,106,0],[107,0,110,0],[100,10,100,11],[100,12,100,13],[101,2,102,2],[101,3,102,3],[101,4,102,4],[101,5,102,5],[101,6,102,6],[101,7,102,7],[101,8,102,8],[101,9,102,9],[100,0,102,0],[100,1,102,1],[100,2,100,3],[100,4,100,5],[100,6,100,7],[100,8,100,9],[111,0,114,0],[117,0,118,1],[117,2,117,13],[118,2,118,3],[118,4,118,5],[118,6,118,7],[118,8,118,9],[118,10,118,11],[118,12,118,13],[130,0,133,0],[120,10,121,10],[120,11,121,11],[120,12,121,12],[120,13,121,13],[122,0,125,0],[126,0,129,0],[119,10,119,11],[119,12,119,13],[120,2,121,2],[120,3,121,3],[120,4,121,4],[120,5,121,5],[120,6,121,6],[120,7,121,7],[120,8,121,8],[120,9,121,9],[119,0,121,0],[119,1,121,1],[119,2,119,3],[119,4,119,5],[119,6,119,7],[119,8,119,9]]}
[]
["CZH_36"]
["Evaporator Air \n",null,"Condenser  Entering Air Temperature ˚F"]
[80,"°F DB",65,null,75,null,85,null,95,null,105,null,115,null,125]
["CFM","EWB†\n˚F","Capacity Mbtuh",null,"Capacity Mbtuh",null,"Capacity Mbtuh",null,"Capacity Mbtuh",null,"Capacity Mbtuh",null,"Capacity Mbtuh",null,"Capacity Mbtuh"]
[null,null,"Total","Sens.","Total","Sens.","Total","Sens.","Total","Sens.","Total","Sens.","Total","Sens.","Total","Sens."]
[null,null,null,null,null,null,null,null,null,null,null,null,null,null,null,null,null,"Total Factors",null,null,null,null,null,null,"Sens. %",null,null,null,null,null,null,"IDB Adj",null,null,null,null,null,null,"Sens Calc"]
[1125,72,{"$f":"R8*$I$13","v":0},{"$f":"IF(AM8>C8,C8,AM8)","v":0},{"$f":"S8*$I$13","v":0},{"$f":"IF(AN8>E8,E8,AN8)","v":0},{"$f":"T8*$I$13","v":0},{"$f":"IF(AO8>G8,G8,AO8)","v":0},{"$f":"U8*$I$13","v":0},{"$f":"IF(AP8>I8,I8,AP8)","v":0},{"$f":"V8*$I$13","v":0},{"$f":"IF(AQ8>K8,K8,AQ8)","v":0},{"$f":"W8*$I$13","v":0},{"$f":"IF(AR8>M8,M8,AR8)","v":0},{"$f":"X8*$I$13","v":0},{"$f":"IF(AS8>O8,O8,AS8)","v":0},null,1.2000000000000002,1.1583333333333334,1.1138888888888889,1.0722222222222222,1.0138888888888888,0.95833333333333337,0.89999999999999991,0.48379629629629622,0.48681055155875297,0.49376558603491272,0.5,0.50958904109589043,0.52173913043478259,0.53703703703703698,1.06,1.06,1.06,1.06,1.06,1.06,1.06,{"$f":"Y8*C8+($A$4-80)*AF8*$A$8/1000","v":0},{"$f":"Z8*E8+($A$4-80)*AG8*$A$8/1000","v":0},{"$f":"AA8*G8+($A$4-80)*AH8*$A$8/1000","v":0},{"$f":"AB8*I8+($A$4-80)*AI8*$A$8/1000","v":0},{"$f":"AC8*K8+($A$4-80)*AJ8*$A$8/1000","v":0},{"$f":"AD8*M8+($A$4-80)*AK8*$A$8/1000","v":0},{"$f":"AE8*O8+($A$4-80)*AL8*$A$8/1000","v":0}]
[null,67,{"$f":"R9*$I$13","v":0},0,0,{"$f":"IF(AN9>E9,E9,AN9)","v":0},0,{"$f":"IF(AO9>G9,G9,AO9)","v":0},{"$f":"U9*$I$13","v":0},{"$f":"IF(AP9>I9,I9,AP9)","v":0},0,{"$f":"IF(AQ9>K9,K9,AQ9)","v":0},0,{"$f":"IF(AR9>M9,M9,AR9)","v":0},0,{"$f":"IF(AS9>O9,O9,AS9)","v":0},null,1.1222222222222222,1.0750000000000002,1.0277777777777777,0.98333333333333328,0.93055555555555558,0.88055555555555554,0.82777777777777783,0.65346534653465349,0.66666666666666663,0.67837837837837844,0.68926553672316382,0.70746268656716416,0.72555205047318616,0.74832214765100669,1.06,1.06,1.06,1.06,1.06,1.06,1.06,{"$f":"Y9*C9+($A$4-80)*AF9*$A$8/1000","v":0},{"$f":"Z9*E9+($A$4-80)*AG9*$A$8/1000","v":0},{"$f":"AA9*G9+($A$4-80)*AH9*$A$8/1000","v":0},{"$f":"AB9*I9+($A$4-80)*AI9*$A$8/1000","v":0},{"$f":"AC9*K9+($A$4-80)*AJ9*$A$8/1000","v":0},{"$f":"AD9*M9+($A$4-80)*AK9*$A$8/1000","v":0},{"$f":"AE9*O9+($A$4-80)*AL9*$A$8/1000","v":0}]
[null,62,0,0,0,0,0,0,{"$f":"U10*$I$13","v":0},0,0,0,0,0,0,0,null,1.0166666666666666,0.98333333333333328,0.9472222222222223,0.91388888888888886,0.875,0.83888888888888891,0.8027777777777777,0.84972677595628421,0.8615819209039548,0.87976539589442815,0.8936170212765957,0.88571428571428568,0.8741721854304636,0.86159169550173009,1.06,1.06,1.06,1.06,1.06,1.06,1.06,0,{"$f":"Z10*E10+($A$4-80)*AG10*$A$8/1000","v":0},{"$f":"AA10*G10+($A$4-80)*AH10*$A$8/1000","v":0},0,0,0,0]
[null,57,0,0,0,0,0,0,{"$f":"U11*$I$13","v":0},0,0,0,0,0,0,0,null,1.0722222222222222,1.0222222222222221,0.97222222222222221,0.92222222222222228,0.88055555555555554,0.83888888888888891,0.79444444444444451,0.86269430051813456,0.87500000000000011,0.88571428571428568,0.89759036144578308,0.89274447949526814,0.89072847682119205,0.89160839160839156,1.06,1.06,1.06,1.06,1.06,1.06,1.06,0,{"$f":"Z11*E11+($A$4-80)*AG11*$A$8/1000","v":0},{"$f":"AA11*G11+($A$4-80)*AH11*$A$8/1000","v":0},{"$f":"AB11*I11+($A$4-80)*AI11*$A$8/1000","v":0},0,0,0]
[1225,72,0,0,0,0,0,0,{"$f":"U12*$I$13","v":0},0,0,0,0,0,0,0,null,1.2194444444444443,1.1777777777777778,1.1333333333333333,1.088888888888889,1.0277777777777777,0.96666666666666656,0.90555555555555556,0.49202733485193628,0.49528301886792453,0.50245098039215685,0.51020408163265307,0.52162162162162162,0.53735632183908044,0.5521472392638036,1.06,1.06,1.06,1.06,1.06,1.06,1.06,{"$f":"Y12*C12+($A$4-80)*AF12*$A$12/1000","v":0},{"$f":"Z12*E12+($A$4-80)*AG12*$A$12/1000","v":0},{"$f":"AA12*G12+($A$4-80)*AH12*$A$12/1000","v":0},{"$f":"AB12*I12+($A$4-80)*AI12*$A$12/1000","v":0},{"$f":"AC12*K12+($A$4-80)*AJ12*$A$12/1000","v":0},{"$f":"AD12*M12+($A$4-80)*AK12*$A$12/1000","v":0},{"$f":"AE12*O12+($A$4-80)*AL12*$A$12/1000","v":0}]
[null,67,0,0,0,0,0,0,{"$f":"B2","v":0},0,0,0,0,0,0,0,null,1.1416666666666666,1.0944444444444443,1.0472222222222223,1,0.94444444444444442,0.89166666666666672,0.83888888888888891,0.67153284671532842,0.68274111675126903,0.69496021220159143,0.71111111111111114,0.72941176470588243,0.74766355140186913,0.77152317880794707,1.06,1.06,1.06,1.06,1.06,1.06,1.06,{"$f":"Y13*C13+($A$4-80)*AF13*$A$12/1000","v":0},{"$f":"Z13*E13+($A$4-80)*AG13*$A$12/1000","v":0},{"$f":"AA13*G13+($A$4-80)*AH13*$A$12/1000","v":0},{"$f":"AB13*I13+($A$4-80)*AI13*$A$12/1000","v":0},{"$f":"AC13*K13+($A$4-80)*AJ13*$A$12/1000","v":0},{"$f":"AD13*M13+($A$4-80)*AK13*$A$12/1000","v":0},{"$f":"AE13*O13+($A$4-80)*AL13*$A$12/1000","v":0}]
[null,62,0,0,0,0,0,0,{"$f":"U14*$I$13","v":0},0,0,0,0,0,0,0,null,1.0388888888888888,1.0027777777777778,0.96666666666666656,0.93055555555555558,0.89444444444444449,0.85833333333333328,0.8222222222222223,0.86363636363636365,0.87811634349030465,0.89367816091954033,0.90746268656716411,0.89440993788819867,0.88025889967637538,0.8682432432432432,1.06,1.06,1.06,1.06,1.06,1.06,1.06,0,{"$f":"Z14*E14+($A$4-80)*AG14*$A$12/1000","v":0},{"$f":"AA14*G14+($A$4-80)*AH14*$A$12/1000","v":0},0,0,0,0]
[null,57,0,0,0,0,0,0,0,0,0,0,0,0,0,0,null,1.1111111111111112,1.0583333333333333,1.0055555555555555,0.95000000000000007,0.90555555555555556,0.86111111111111116,0.81666666666666665,0.86250000000000004,0.87139107611548561,0.88397790055248615,0.89766081871345016,0.8926380368098159,0.89032258064516134,0.88775510204081642,1.06,1.06,1.06,1.06,1.06,1.06,1.06,0,{"$f":"Z15*E15+($A$4-80)*AG15*$A$12/1000","v":0},{"$f":"AA15*G15+($A$4-80)*AH15*$A$12/1000","v":0},0,0,0,0]
[1325,72,0,0,0,0,0,0,0,0,0,0,0,0,0,0,null,1.2416666666666667,1.1972222222222222,1.1527777777777777,1.1055555555555554,1.0416666666666667,0.97500000000000009,0.91111111111111098,0.49664429530201337,0.50348027842227372,0.51084337349397591,0.52010050251256279,0.53333333333333333,0.54985754985754987,0.57012195121951226,1.06,1.06,1.06,1.06,1.06,1.06,1.06,{"$f":"Y16*C16+($A$4-80)*AF16*$A$16/1000","v":0},{"$f":"Z16*E16+($A$4-80)*AG16*$A$16/1000","v":0},{"$f":"AA16*G16+($A$4-80)*AH16*$A$16/1000","v":0},{"$f":"AB16*I16+($A$4-80)*AI16*$A$16/1000","v":0},{"$f":"AC16*K16+($A$4-80)*AJ16*$A$16/1000","v":0},{"$f":"AD16*M16+($A$4-80)*AK16*$A$16/1000","v":0},{"$f":"AE16*O16+($A$4-80)*AL16*$A$16/1000","v":0}]
[null,67,0,0,0,0,0,0,0,0,0,0,0,0,0,0,null,1.1638888888888888,1.1138888888888889,1.0666666666666667,1.0166666666666666,0.96111111111111114,0.90555555555555556,0.85000000000000009,0.68496420047732698,0.69825436408977548,0.71354166666666663,0.7295081967213114,0.74855491329479762,0.76993865030674846,0.79411764705882348,1.06,1.06,1.06,1.06,1.06,1.06,1.06,{"$f":"Y17*C17+($A$4-80)*AF17*$A$16/1000","v":0},{"$f":"Z17*E17+($A$4-80)*AG17*$A$16/1000","v":0},{"$f":"AA17*G17+($A$4-80)*AH17*$A$16/1000","v":0},{"$f":"AB17*I17+($A$4-80)*AI17*$A$16/1000","v":0},{"$f":"AC17*K17+($A$4-80)*AJ17*$A$16/1000","v":0},{"$f":"AD17*M17+($A$4-80)*AK17*$A$16/1000","v":0},{"$f":"AE17*O17+($A$4-80)*AL17*$A$16/1000","v":0}]
[null,62,0,0,0,0,0,0,0,0,0,0,0,0,0,0,null,1.0611111111111111,1.0222222222222221,0.98333333333333328,0.94444444444444442,0.91111111111111098,0.875,0.84166666666666667,0.87696335078534027,0.89130434782608692,0.90960451977401147,0.92647058823529416,0.90548780487804881,0.88888888888888884,0.86798679867986794,1.06,1.06,1.06,1.06,1.06,1.06,1.06,0,{"$f":"Z18*E18+($A$4-80)*AG18*$A$16/1000","v":0},{"$f":"AA18*G18+($A$4-80)*AH18*$A$16/1000","v":0},0,0,0,0]
[null,57,0,0,0,0,0,0,0,0,0,0,0,0,0,0,null,1.1472222222222221,1.0916666666666666,1.036111111111111,0.97777777777777786,0.93055555555555558,0.88611111111111107,0.83888888888888891,0.86440677966101709,0.87277353689567427,0.88203753351206438,0.89488636363636354,0.89253731343283582,0.88714733542319757,0.88741721854304645,1.06,1.06,1.06,1.06,1.06,1.06,1.06,0,{"$f":"Z19*E19+($A$4-80)*AG19*$A$16/1000","v":0},{"$f":"AA19*G19+($A$4-80)*AH19*$A$16/1000","v":0},0,0,0,0]

{"sheet":"CZH_48","index":11,"n_rows":19,"n_cols":45,"rows_kept":19,"cut":false,"hidden":true,"merged":[[2,0,2,1],[2,2,2,15],[3,2,3,3],[3,4,3,5],[3,6,3,7],[3,8,3,9],[3,10,3,11],[3,12,3,13],[3,14,3,15],[5,2,6,2],[5,3,6,3],[5,4,6,4],[5,5,6,5],[5,6,6,6],[5,7,6,7],[5,8,6,8],[4,0,6,0],[4,1,6,1],[4,2,4,3],[4,4,4,5],[4,6,4,7],[4,8,4,9],[5,9,6,9],[5,10,6,10],[5,11,6,11],[5,12,6,12],[5,13,6,13],[5,14,6,14],[5,15,6,15],[4,10,4,11],[4,12,4,13],[4,14,4,15],[24,10,24,11],[24,12,24,13],[25,2,26,2],[25,9,26,9],[25,10,26,10],[25,11,26,11],[25,12,26,12],[25,13,26,13],[7,0,10,0],[11,0,14,0],[15,0,18,0],[22,0,23,1],[22,2,22,13],[23,2,23,3],[23,4,23,5],[23,6,23,7],[23,8,23,9],[23,10,23,11],[23,12,23,13],[27,0,30,0],[25,3,26,3],[25,4,26,4],[25,5,26,5],[25,6,26,6],[25,7,26,7],[25,8,26,8],[31,0,34,0],[35,0,38,0],[24,0,26,0],[24,1,26,1],[24,2,24,3],[24,4,24,5],[24,6,24,7],[24,8,24,9],[41,0,42,1],[41,2,41,13],[42,2,42,3],[42,4,42,5],[42,6,42,7],[42,8,42,9],[42,10,42,11],[42,12,42,13],[44,10,45,10],[44,11,45,11],[44,12,45,12],[44,13,45,13],[46,0,49,0],[50,0,53,0],[43,10,43,11],[43,12,43,13],[44,2,45,2],[44,3,45,3],[44,4,45,4],[44,5,45,5],[44,6,45,6],[44,7,45,7],[44,8,45,8],[44,9,45,9],[43,0,45,0],[43,1,45,1],[43,2,43,3],[43,4,43,5],[43,6,43,7],[43,8,43,9],[54,0,57,0],[60,0,61,1],[60,2,60,13],[61,2,61,3],[61,4,61,5],[61,6,61,7],[61,8,61,9],[61,10,61,11],[61,12,61,13],[63,10,64,10],[63,11,64,11],[63,12,64,12],[63,13,64,13],[65,0,68,0],[69,0,72,0],[62,10,62,11],[62,12,62,13],[63,2,64,2],[63,3,64,3],[63,4,64,4],[63,5,64,5],[63,6,64,6],[63,7,64,7],[63,8,64,8],[63,9,64,9],[62,0,64,0],[62,1,64,1],[62,2,62,3],[62,4,62,5],[62,6,62,7],[62,8,62,9],[73,0,76,0],[79,0,80,1],[79,2,79,13],[80,2,80,3],[80,4,80,5],[80,6,80,7],[80,8,80,9],[80,10,80,11],[80,12,80,13],[82,10,83,10],[82,11,83,11],[82,12,83,12],[82,13,83,13],[84,0,87,0],[88,0,91,0],[81,10,81,11],[81,12,81,13],[82,2,83,2],[82,3,83,3],[82,4,83,4],[82,5,83,5],[82,6,83,6],[82,7,83,7],[82,8,83,8],[82,9,83,9],[81,0,83,0],[81,1,83,1],[81,2,81,3],[81,4,81,5],[81,6,81,7],[81,8,81,9],[92,0,95,0],[98,0,99,1],[98,2,98,13],[99,2,99,3],[99,4,99,5],[99,6,99,7],[99,8,99,9],[99,10,99,11],[99,12,99,13],[101,10,102,10],[101,11,102,11],[101,12,102,12],[101,13,102,13],[103,0,106,0],[107,0,110,0],[100,10,100,11],[100,12,100,13],[101,2,102,2],[101,3,102,3],[101,4,102,4],[101,5,102,5],[101,6,102,6],[101,7,102,7],[101,8,102,8],[101,9,102,9],[100,0,102,0],[100,1,102,1],[100,2,100,3],[100,4,100,5],[100,6,100,7],[100,8,100,9],[111,0,114,0],[117,0,118,1],[117,2,117,13],[118,2,118,3],[118,4,118,5],[118,6,118,7],[118,8,118,9],[118,10,118,11],[118,12,118,13],[130,0,133,0],[120,10,121,10],[120,11,121,11],[120,12,121,12],[120,13,121,13],[122,0,125,0],[126,0,129,0],[119,10,119,11],[119,12,119,13],[120,2,121,2],[120,3,121,3],[120,4,121,4],[120,5,121,5],[120,6,121,6],[120,7,121,7],[120,8,121,8],[120,9,121,9],[119,0,121,0],[119,1,121,1],[119,2,119,3],[119,4,119,5],[119,6,119,7],[119,8,119,9]]}
[]
["CZH_48"]
["Evaporator Air \n",null,"Condenser  Entering Air Temperature ˚F"]
[80,"°F DB",65,null,75,null,85,null,95,null,105,null,115,null,125]
["CFM","EWB†\n˚F","Capacity Mbtuh",null,"Capacity Mbtuh",null,"Capacity Mbtuh",null,"Capacity Mbtuh",null,"Capacity Mbtuh",null,"Capacity Mbtuh",null,"Capacity Mbtuh"]
[null,null,"Total","Sens.","Total","Sens.","Total","Sens.","Total","Sens.","Total","Sens.","Total","Sens.","Total","Sens."]
[null,null,null,null,null,null,null,null,null,null,null,null,null,null,null,null,null,"Total Factors",null,null,null,null,null,null,"Sens. %",null,null,null,null,null,null,"IDB Adj",null,null,null,null,null,null,"Sens Calc"]
[1600,72,{"$f":"R8*$I$13","v":0},{"$f":"IF(AM8>C8,C8,AM8)","v":0},{"$f":"S8*$I$13","v":0},{"$f":"IF(AN8>E8,E8,AN8)","v":0},{"$f":"T8*$I$13","v":0},{"$f":"IF(AO8>G8,G8,AO8)","v":0},{"$f":"U8*$I$13","v":0},{"$f":"IF(AP8>I8,I8,AP8)","v":0},{"$f":"V8*$I$13","v":0},{"$f":"IF(AQ8>K8,K8,AQ8)","v":0},{"$f":"W8*$I$13","v":0},{"$f":"IF(AR8>M8,M8,AR8)","v":0},{"$f":"X8*$I$13","v":0},{"$f":"IF(AS8>O8,O8,AS8)","v":0},null,1.2170212765957447,1.1680851063829787,1.1191489361702127,1.0702127659574467,1.0085106382978724,0.94893617021276599,0.88936170212765953,0.48951048951048948,0.49362477231329693,0.49809885931558934,0.5029821073558649,0.51054852320675104,0.51793721973094176,0.52631578947368429,1.06,1.06,1.06,1.06,1.06,1.06,1.06,{"$f":"Y8*C8+($A$4-80)*AF8*$A$8/1000","v":0},{"$f":"Z8*E8+($A$4-80)*AG8*$A$8/1000","v":0},{"$f":"AA8*G8+($A$4-80)*AH8*$A$8/1000","v":0},{"$f":"AB8*I8+($A$4-80)*AI8*$A$8/1000","v":0},{"$f":"AC8*K8+($A$4-80)*AJ8*$A$8/1000","v":0},{"$f":"AD8*M8+($A$4-80)*AK8*$A$8/1000","v":0},{"$f":"AE8*O8+($A$4-80)*AL8*$A$8/1000","v":0}]
[null,67,{"$f":"R9*$I$13","v":0},0,0,{"$f":"IF(AN9>E9,E9,AN9)","v":0},0,{"$f":"IF(AO9>G9,G9,AO9)","v":0},{"$f":"U9*$I$13","v":0},{"$f":"IF(AP9>I9,I9,AP9)","v":0},0,{"$f":"IF(AQ9>K9,K9,AQ9)","v":0},0,{"$f":"IF(AR9>M9,M9,AR9)","v":0},0,{"$f":"IF(AS9>O9,O9,AS9)","v":0},null,1.1212765957446809,1.0787234042553193,1.0340425531914894,0.99148936170212765,0.93404255319148932,0.87872340425531914,0.82340425531914896,0.66603415559772294,0.67652859960552258,0.68724279835390945,0.69957081545064381,0.71526195899772205,0.73123486682808725,0.74935400516795858,1.06,1.06,1.06,1.06,1.06,1.06,1.06,{"$f":"Y9*C9+($A$4-80)*AF9*$A$8/1000","v":0},{"$f":"Z9*E9+($A$4-80)*AG9*$A$8/1000","v":0},{"$f":"AA9*G9+($A$4-80)*AH9*$A$8/1000","v":0},{"$f":"AB9*I9+($A$4-80)*AI9*$A$8/1000","v":0},{"$f":"AC9*K9+($A$4-80)*AJ9*$A$8/1000","v":0},{"$f":"AD9*M9+($A$4-80)*AK9*$A$8/1000","v":0},{"$f":"AE9*O9+($A$4-80)*AL9*$A$8/1000","v":0}]
[null,62,0,0,0,0,0,0,{"$f":"U10*$I$13","v":0},0,0,0,0,0,0,0,null,1.0297872340425531,0.99787234042553186,0.96595744680851059,0.93191489361702118,0.87659574468085111,0.81914893617021278,0.76382978723404249,0.86570247933884292,0.87846481876332627,0.88986784140969166,0.90639269406392708,0.92233009708737856,0.94545454545454544,0.96935933147632303,1.06,1.06,1.06,1.06,1.06,1.06,1.06,0,{"$f":"Z10*E10+($A$4-80)*AG10*$A$8/1000","v":0},{"$f":"AA10*G10+($A$4-80)*AH10*$A$8/1000","v":0},0,0,0,0]
[null,57,0,0,0,0,0,0,{"$f":"U11*$I$13","v":0},0,0,0,0,0,0,0,null,1.0021276595744681,0.96808510638297873,0.93191489361702118,0.89787234042553199,0.86170212765957444,0.82765957446808502,0.79361702127659572,0.97239915074309968,0.96923076923076923,0.97031963470319638,0.96682464454976291,0.95802469135802459,0.94858611825192807,0.93833780160857916,1.06,1.06,1.06,1.06,1.06,1.06,1.06,0,{"$f":"Z11*E11+($A$4-80)*AG11*$A$8/1000","v":0},{"$f":"AA11*G11+($A$4-80)*AH11*$A$8/1000","v":0},{"$f":"AB11*I11+($A$4-80)*AI11*$A$8/1000","v":0},0,0,0]
[1700,72,0,0,0,0,0,0,{"$f":"U12*$I$13","v":0},0,0,0,0,0,0,0,null,1.225531914893617,1.176595744680851,1.1276595744680851,1.0787234042553193,1.0148936170212766,0.9553191489361702,0.8936170212765957,0.48958333333333331,0.49547920433996384,0.50188679245283019,0.50887573964497035,0.51572327044025157,0.52338530066815148,0.53333333333333333,1.06,1.06,1.06,1.06,1.06,1.06,1.06,{"$f":"Y12*C12+($A$4-80)*AF12*$A$12/1000","v":0},{"$f":"Z12*E12+($A$4-80)*AG12*$A$12/1000","v":0},{"$f":"AA12*G12+($A$4-80)*AH12*$A$12/1000","v":0},{"$f":"AB12*I12+($A$4-80)*AI12*$A$12/1000","v":0},{"$f":"AC12*K12+($A$4-80)*AJ12*$A$12/1000","v":0},{"$f":"AD12*M12+($A$4-80)*AK12*$A$12/1000","v":0},{"$f":"AE12*O12+($A$4-80)*AL12*$A$12/1000","v":0}]
[null,67,0,0,0,0,0,0,{"$f":"B2","v":0},0,0,0,0,0,0,0,null,1.1319148936170214,1.0872340425531914,1.0446808510638299,1,0.94042553191489364,0.88297872340425532,0.82553191489361699,0.67481203007518786,0.6868884540117417,0.69653767820773937,0.71063829787234034,0.72624434389140269,0.74698795180722888,0.76804123711340211,1.06,1.06,1.06,1.06,1.06,1.06,1.06,{"$f":"Y13*C13+($A$4-80)*AF13*$A$12/1000","v":0},{"$f":"Z13*E13+($A$4-80)*AG13*$A$12/1000","v":0},{"$f":"AA13*G13+($A$4-80)*AH13*$A$12/1000","v":0},{"$f":"AB13*I13+($A$4-80)*AI13*$A$12/1000","v":0},{"$f":"AC13*K13+($A$4-80)*AJ13*$A$12/1000","v":0},{"$f":"AD13*M13+($A$4-80)*AK13*$A$12/1000","v":0},{"$f":"AE13*O13+($A$4-80)*AL13*$A$12/1000","v":0}]
[null,62,0,0,0,0,0,0,{"$f":"U14*$I$13","v":0},0,0,0,0,0,0,0,null,1.0468085106382978,1.0127659574468086,0.97872340425531912,0.94468085106382971,0.88297872340425532,0.82553191489361699,0.76808510638297878,0.87195121951219501,0.88445378151260501,0.89782608695652166,0.91441441441441451,0.93253012048192774,0.95360824742268047,0.97506925207756234,1.06,1.06,1.06,1.06,1.06,1.06,1.06,0,{"$f":"Z14*E14+($A$4-80)*AG14*$A$12/1000","v":0},{"$f":"AA14*G14+($A$4-80)*AH14*$A$12/1000","v":0},0,0,0,0]
[null,57,0,0,0,0,0,0,0,0,0,0,0,0,0,0,null,1.0191489361702126,0.98297872340425541,0.94680851063829785,0.91063829787234041,0.87446808510638296,0.84042553191489366,0.80638297872340425,0.97494780793319424,0.97402597402597402,0.97078651685393269,0.96962616822429915,0.95863746958637464,0.94683544303797462,0.93403693931398413,1.06,1.06,1.06,1.06,1.06,1.06,1.06,0,{"$f":"Z15*E15+($A$4-80)*AG15*$A$12/1000","v":0},{"$f":"AA15*G15+($A$4-80)*AH15*$A$12/1000","v":0},0,0,0,0]
[1800,72,0,0,0,0,0,0,0,0,0,0,0,0,0,0,null,1.2340425531914894,1.1851063829787234,1.1361702127659574,1.0851063829787233,1.0234042553191489,0.96170212765957452,0.89999999999999991,0.48965517241379308,0.4973070017953321,0.5056179775280899,0.51568627450980398,0.5218295218295218,0.52876106194690264,0.53664302600472813,1.06,1.06,1.06,1.06,1.06,1.06,1.06,{"$f":"Y16*C16+($A$4-80)*AF16*$A$16/1000","v":0},{"$f":"Z16*E16+($A$4-80)*AG16*$A$16/1000","v":0},{"$f":"AA16*G16+($A$4-80)*AH16*$A$16/1000","v":0},{"$f":"AB16*I16+($A$4-80)*AI16*$A$16/1000","v":0},{"$f":"AC16*K16+($A$4-80)*AJ16*$A$16/1000","v":0},{"$f":"AD16*M16+($A$4-80)*AK16*$A$16/1000","v":0},{"$f":"AE16*O16+($A$4-80)*AL16*$A$16/1000","v":0}]
[null,67,0,0,0,0,0,0,0,0,0,0,0,0,0,0,null,1.1425531914893619,1.0978723404255319,1.053191489361702,1.0085106382978724,0.94680851063829785,0.88936170212765953,0.82978723404255317,0.68342644320297952,0.69573643410852704,0.70707070707070707,0.72151898734177222,0.73932584269662915,0.75837320574162681,0.78205128205128205,1.06,1.06,1.06,1.06,1.06,1.06,1.06,{"$f":"Y17*C17+($A$4-80)*AF17*$A$16/1000","v":0},{"$f":"Z17*E17+($A$4-80)*AG17*$A$16/1000","v":0},{"$f":"AA17*G17+($A$4-80)*AH17*$A$16/1000","v":0},{"$f":"AB17*I17+($A$4-80)*AI17*$A$16/1000","v":0},{"$f":"AC17*K17+($A$4-80)*AJ17*$A$16/1000","v":0},{"$f":"AD17*M17+($A$4-80)*AK17*$A$16/1000","v":0},{"$f":"AE17*O17+($A$4-80)*AL17*$A$16/1000","v":0}]
[null,62,0,0,0,0,0,0,0,0,0,0,0,0,0,0,null,1.0638297872340425,1.027659574468085,0.99148936170212765,0.95319148936170206,0.89148936170212767,0.82978723404255317,0.77021276595744692,0.878,0.89233954451345765,0.90772532188841193,0.9241071428571429,0.94272076372315039,0.96153846153846156,0.98342541436464082,1.06,1.06,1.06,1.06,1.06,1.06,1.06,0,{"$f":"Z18*E18+($A$4-80)*AG18*$A$16/1000","v":0},{"$f":"AA18*G18+($A$4-80)*AH18*$A$16/1000","v":0},0,0,0,0]
[null,57,0,0,0,0,0,0,0,0,0,0,0,0,0,0,null,1.0361702127659576,0.99787234042553186,0.96170212765957452,0.92340425531914894,0.8872340425531916,0.85319148936170219,0.81914893617021278,0.97741273100616011,0.97654584221748397,0.97345132743362828,0.97235023041474666,0.95923261390887282,0.9451371571072319,0.93246753246753245,1.06,1.06,1.06,1.06,1.06,1.06,1.06,0,{"$f":"Z19*E19+($A$4-80)*AG19*$A$16/1000","v":0},{"$f":"AA19*G19+($A$4-80)*AH19*$A$16/1000","v":0},0,0,0,0]

{"sheet":"CZH_60","index":12,"n_rows":19,"n_cols":45,"rows_kept":19,"cut":false,"hidden":true,"merged":[[2,0,2,1],[2,2,2,15],[3,2,3,3],[3,4,3,5],[3,6,3,7],[3,8,3,9],[3,10,3,11],[3,12,3,13],[3,14,3,15],[5,2,6,2],[5,3,6,3],[5,4,6,4],[5,5,6,5],[5,6,6,6],[5,7,6,7],[5,8,6,8],[4,0,6,0],[4,1,6,1],[4,2,4,3],[4,4,4,5],[4,6,4,7],[4,8,4,9],[5,9,6,9],[5,10,6,10],[5,11,6,11],[5,12,6,12],[5,13,6,13],[5,14,6,14],[5,15,6,15],[4,10,4,11],[4,12,4,13],[4,14,4,15],[24,10,24,11],[24,12,24,13],[25,2,26,2],[25,9,26,9],[25,10,26,10],[25,11,26,11],[25,12,26,12],[25,13,26,13],[7,0,10,0],[11,0,14,0],[15,0,18,0],[22,0,23,1],[22,2,22,13],[23,2,23,3],[23,4,23,5],[23,6,23,7],[23,8,23,9],[23,10,23,11],[23,12,23,13],[27,0,30,0],[25,3,26,3],[25,4,26,4],[25,5,26,5],[25,6,26,6],[25,7,26,7],[25,8,26,8],[31,0,34,0],[35,0,38,0],[24,0,26,0],[24,1,26,1],[24,2,24,3],[24,4,24,5],[24,6,24,7],[24,8,24,9],[41,0,42,1],[41,2,41,13],[42,2,42,3],[42,4,42,5],[42,6,42,7],[42,8,42,9],[42,10,42,11],[42,12,42,13],[44,10,45,10],[44,11,45,11],[44,12,45,12],[44,13,45,13],[46,0,49,0],[50,0,53,0],[43,10,43,11],[43,12,43,13],[44,2,45,2],[44,3,45,3],[44,4,45,4],[44,5,45,5],[44,6,45,6],[44,7,45,7],[44,8,45,8],[44,9,45,9],[43,0,45,0],[43,1,45,1],[43,2,43,3],[43,4,43,5],[43,6,43,7],[43,8,43,9],[54,0,57,0],[60,0,61,1],[60,2,60,13],[61,2,61,3],[61,4,61,5],[61,6,61,7],[61,8,61,9],[61,10,61,11],[61,12,61,13],[63,10,64,10],[63,11,64,11],[63,12,64,12],[63,13,64,13],[65,0,68,0],[69,0,72,0],[62,10,62,11],[62,12,62,13],[63,2,64,2],[63,3,64,3],[63,4,64,4],[63,5,64,5],[63,6,64,6],[63,7,64,7],[63,8,64,8],[63,9,64,9],[62,0,64,0],[62,1,64,1],[62,2,62,3],[62,4,62,5],[62,6,62,7],[62,8,62,9],[73,0,76,0],[79,0,80,1],[79,2,79,13],[80,2,80,3],[80,4,80,5],[80,6,80,7],[80,8,80,9],[80,10,80,11],[80,12,80,13],[82,10,83,10],[82,11,83,11],[82,12,83,12],[82,13,83,13],[84,0,87,0],[88,0,91,0],[81,10,81,11],[81,12,81,13],[82,2,83,2],[82,3,83,3],[82,4,83,4],[82,5,83,5],[82,6,83,6],[82,7,83,7],[82,8,83,8],[82,9,83,9],[81,0,83,0],[81,1,83,1],[81,2,81,3],[81,4,81,5],[81,6,81,7],[81,8,81,9],[92,0,95,0],[98,0,99,1],[98,2,98,13],[99,2,99,3],[99,4,99,5],[99,6,99,7],[99,8,99,9],[99,10,99,11],[99,12,99,13],[101,10,102,10],[101,11,102,11],[101,12,102,12],[101,13,102,13],[103,0,106,0],[107,0,110,0],[100,10,100,11],[100,12,100,13],[101,2,102,2],[101,3,102,3],[101,4,102,4],[101,5,102,5],[101,6,102,6],[101,7,102,7],[101,8,102,8],[101,9,102,9],[100,0,102,0],[100,1,102,1],[100,2,100,3],[100,4,100,5],[100,6,100,7],[100,8,100,9],[111,0,114,0],[117,0,118,1],[117,2,117,13],[118,2,118,3],[118,4,118,5],[118,6,118,7],[118,8,118,9],[118,10,118,11],[118,12,118,13],[130,0,133,0],[120,10,121,10],[120,11,121,11],[120,12,121,12],[120,13,121,13],[122,0,125,0],[126,0,129,0],[119,10,119,11],[119,12,119,13],[120,2,121,2],[120,3,121,3],[120,4,121,4],[120,5,121,5],[120,6,121,6],[120,7,121,7],[120,8,121,8],[120,9,121,9],[119,0,121,0],[119,1,121,1],[119,2,119,3],[119,4,119,5],[119,6,119,7],[119,8,119,9]]}
[]
["CZH_60"]
["Evaporator Air \n",null,"Condenser  Entering Air Temperature ˚F"]
[80,"°F DB",65,null,75,null,85,null,95,null,105,null,115,null,125]
["CFM","EWB†\n˚F","Capacity Mbtuh",null,"Capacity Mbtuh",null,"Capacity Mbtuh",null,"Capacity Mbtuh",null,"Capacity Mbtuh",null,"Capacity Mbtuh",null,"Capacity Mbtuh"]
[null,null,"Total","Sens.","Total","Sens.","Total","Sens.","Total","Sens.","Total","Sens.","Total","Sens.","Total","Sens."]
[null,null,null,null,null,null,null,null,null,null,null,null,null,null,null,null,null,"Total Factors",null,null,null,null,null,null,"Sens. %",null,null,null,null,null,null,"IDB Adj",null,null,null,null,null,null,"Sens Calc"]
[1775,72,{"$f":"R8*$I$13","v":0},{"$f":"IF(AM8>C8,C8,AM8)","v":0},{"$f":"S8*$I$13","v":0},{"$f":"IF(AN8>E8,E8,AN8)","v":0},{"$f":"T8*$I$13","v":0},{"$f":"IF(AO8>G8,G8,AO8)","v":0},{"$f":"U8*$I$13","v":0},{"$f":"IF(AP8>I8,I8,AP8)","v":0},{"$f":"V8*$I$13","v":0},{"$f":"IF(AQ8>K8,K8,AQ8)","v":0},{"$f":"W8*$I$13","v":0},{"$f":"IF(AR8>M8,M8,AR8)","v":0},{"$f":"X8*$I$13","v":0},{"$f":"IF(AS8>O8,O8,AS8)","v":0},null,1.2068965517241379,1.1637931034482758,1.1189655172413795,1.0741379310344827,1.0068965517241379,0.94310344827586212,0.87758620689655165,0.4885714285714286,0.49333333333333329,0.50077041602465322,0.5088282504012841,0.5154109589041096,0.52285191956124311,0.53045186640471509,1.06,1.06,1.06,1.06,1.06,1.06,1.06,{"$f":"Y8*C8+($A$4-80)*AF8*$A$8/1000","v":0},{"$f":"Z8*E8+($A$4-80)*AG8*$A$8/1000","v":0},{"$f":"AA8*G8+($A$4-80)*AH8*$A$8/1000","v":0},{"$f":"AB8*I8+($A$4-80)*AI8*$A$8/1000","v":0},{"$f":"AC8*K8+($A$4-80)*AJ8*$A$8/1000","v":0},{"$f":"AD8*M8+($A$4-80)*AK8*$A$8/1000","v":0},{"$f":"AE8*O8+($A$4-80)*AL8*$A$8/1000","v":0}]
[null,67,{"$f":"R9*$I$13","v":0},0,0,{"$f":"IF(AN9>E9,E9,AN9)","v":0},0,{"$f":"IF(AO9>G9,G9,AO9)","v":0},{"$f":"U9*$I$13","v":0},{"$f":"IF(AP9>I9,I9,AP9)","v":0},0,{"$f":"IF(AQ9>K9,K9,AQ9)","v":0},0,{"$f":"IF(AR9>M9,M9,AR9)","v":0},0,{"$f":"IF(AS9>O9,O9,AS9)","v":0},null,1.0982758620689657,1.0620689655172415,1.0258620689655173,0.98965517241379308,0.92931034482758623,0.87068965517241381,0.81379310344827593,0.62637362637362637,0.64935064935064934,0.67394957983193282,0.70034843205574915,0.71799628942486093,0.73663366336633673,0.75847457627118631,1.06,1.06,1.06,1.06,1.06,1.06,1.06,{"$f":"Y9*C9+($A$4-80)*AF9*$A$8/1000","v":0},{"$f":"Z9*E9+($A$4-80)*AG9*$A$8/1000","v":0},{"$f":"AA9*G9+($A$4-80)*AH9*$A$8/1000","v":0},{"$f":"AB9*I9+($A$4-80)*AI9*$A$8/1000","v":0},{"$f":"AC9*K9+($A$4-80)*AJ9*$A$8/1000","v":0},{"$f":"AD9*M9+($A$4-80)*AK9*$A$8/1000","v":0},{"$f":"AE9*O9+($A$4-80)*AL9*$A$8/1000","v":0}]
[null,62,0,0,0,0,0,0,{"$f":"U10*$I$13","v":0},0,0,0,0,0,0,0,null,1.0758620689655172,1.0241379310344827,0.97241379310344822,0.92068965517241375,0.86896551724137927,0.81896551724137934,0.76896551724137929,0.88461538461538469,0.89393939393939403,0.90602836879432624,0.91760299625468167,0.93849206349206349,0.96000000000000008,0.98654708520179368,1.06,1.06,1.06,1.06,1.06,1.06,1.06,0,{"$f":"Z10*E10+($A$4-80)*AG10*$A$8/1000","v":0},{"$f":"AA10*G10+($A$4-80)*AH10*$A$8/1000","v":0},0,0,0,0]
[null,57,0,0,0,0,0,0,{"$f":"U11*$I$13","v":0},0,0,0,0,0,0,0,null,1.0275862068965518,0.99655172413793103,0.96551724137931039,0.93448275862068975,0.87068965517241381,0.80862068965517242,0.74655172413793103,0.96979865771812068,0.96885813148788935,0.96607142857142858,0.96309963099631002,0.97029702970297027,0.97867803837953093,0.98614318706697468,1.06,1.06,1.06,1.06,1.06,1.06,1.06,0,{"$f":"Z11*E11+($A$4-80)*AG11*$A$8/1000","v":0},{"$f":"AA11*G11+($A$4-80)*AH11*$A$8/1000","v":0},{"$f":"AB11*I11+($A$4-80)*AI11*$A$8/1000","v":0},0,0,0]
[1875,72,0,0,0,0,0,0,{"$f":"U12*$I$13","v":0},0,0,0,0,0,0,0,null,1.2155172413793103,1.1689655172413793,1.1241379310344828,1.0775862068965518,1.0120689655172415,0.94827586206896552,0.88448275862068959,0.49078014184397167,0.49705014749262544,0.50306748466257667,0.51039999999999996,0.51788756388415669,0.52727272727272723,0.53606237816764135,1.06,1.06,1.06,1.06,1.06,1.06,1.06,{"$f":"Y12*C12+($A$4-80)*AF12*$A$12/1000","v":0},{"$f":"Z12*E12+($A$4-80)*AG12*$A$12/1000","v":0},{"$f":"AA12*G12+($A$4-80)*AH12*$A$12/1000","v":0},{"$f":"AB12*I12+($A$4-80)*AI12*$A$12/1000","v":0},{"$f":"AC12*K12+($A$4-80)*AJ12*$A$12/1000","v":0},{"$f":"AD12*M12+($A$4-80)*AK12*$A$12/1000","v":0},{"$f":"AE12*O12+($A$4-80)*AL12*$A$12/1000","v":0}]
[null,67,0,0,0,0,0,0,{"$f":"B2","v":0},0,0,0,0,0,0,0,null,1.1258620689655172,1.0844827586206895,1.0413793103448277,1,0.93793103448275861,0.87758620689655165,0.81896551724137934,0.65543644716692184,0.67249602543720188,0.69039735099337751,0.71034482758620698,0.72794117647058831,0.74852652259332031,0.76842105263157889,1.06,1.06,1.06,1.06,1.06,1.06,1.06,{"$f":"Y13*C13+($A$4-80)*AF13*$A$12/1000","v":0},{"$f":"Z13*E13+($A$4-80)*AG13*$A$12/1000","v":0},{"$f":"AA13*G13+($A$4-80)*AH13*$A$12/1000","v":0},{"$f":"AB13*I13+($A$4-80)*AI13*$A$12/1000","v":0},{"$f":"AC13*K13+($A$4-80)*AJ13*$A$12/1000","v":0},{"$f":"AD13*M13+($A$4-80)*AK13*$A$12/1000","v":0},{"$f":"AE13*O13+($A$4-80)*AL13*$A$12/1000","v":0}]
[null,62,0,0,0,0,0,0,{"$f":"U14*$I$13","v":0},0,0,0,0,0,0,0,null,1.0775862068965518,1.0275862068965518,0.97758620689655173,0.92931034482758623,0.87931034482758619,0.82931034482758625,0.78103448275862064,0.89439999999999997,0.90604026845637586,0.91710758377425039,0.92949907235621532,0.94509803921568636,0.96673596673596673,0.98675496688741737,1.06,1.06,1.06,1.06,1.06,1.06,1.06,0,{"$f":"Z14*E14+($A$4-80)*AG14*$A$12/1000","v":0},{"$f":"AA14*G14+($A$4-80)*AH14*$A$12/1000","v":0},0,0,0,0]
[null,57,0,0,0,0,0,0,0,0,0,0,0,0,0,0,null,1.0465517241379312,1.0137931034482759,0.98103448275862071,0.94827586206896552,0.88620689655172413,0.82758620689655171,0.76724137931034486,0.9670510708401977,0.96598639455782309,0.96309314586994721,0.96181818181818179,0.9688715953307393,0.97499999999999998,0.98426966292134821,1.06,1.06,1.06,1.06,1.06,1.06,1.06,0,{"$f":"Z15*E15+($A$4-80)*AG15*$A$12/1000","v":0},{"$f":"AA15*G15+($A$4-80)*AH15*$A$12/1000","v":0},0,0,0,0]
[1975,72,0,0,0,0,0,0,0,0,0,0,0,0,0,0,null,1.2224137931034484,1.1741379310344826,1.1275862068965519,1.0793103448275863,1.0155172413793103,0.95344827586206893,0.8896551724137931,0.49365303244005637,0.49926578560939799,0.50611620795107026,0.51437699680511184,0.5212224108658744,0.52983725135623871,0.54069767441860461,1.06,1.06,1.06,1.06,1.06,1.06,1.06,{"$f":"Y16*C16+($A$4-80)*AF16*$A$16/1000","v":0},{"$f":"Z16*E16+($A$4-80)*AG16*$A$16/1000","v":0},{"$f":"AA16*G16+($A$4-80)*AH16*$A$16/1000","v":0},{"$f":"AB16*I16+($A$4-80)*AI16*$A$16/1000","v":0},{"$f":"AC16*K16+($A$4-80)*AJ16*$A$16/1000","v":0},{"$f":"AD16*M16+($A$4-80)*AK16*$A$16/1000","v":0},{"$f":"AE16*O16+($A$4-80)*AL16*$A$16/1000","v":0}]
[null,67,0,0,0,0,0,0,0,0,0,0,0,0,0,0,null,1.1551724137931034,1.106896551724138,1.0586206896551724,1.010344827586207,0.94655172413793098,0.88448275862068959,0.82241379310344831,0.68208955223880596,0.69314641744548289,0.7052117263843648,0.72013651877133111,0.73770491803278693,0.75828460038986356,0.78197064989517806,1.06,1.06,1.06,1.06,1.06,1.06,1.06,{"$f":"Y17*C17+($A$4-80)*AF17*$A$16/1000","v":0},{"$f":"Z17*E17+($A$4-80)*AG17*$A$16/1000","v":0},{"$f":"AA17*G17+($A$4-80)*AH17*$A$16/1000","v":0},{"$f":"AB17*I17+($A$4-80)*AI17*$A$16/1000","v":0},{"$f":"AC17*K17+($A$4-80)*AJ17*$A$16/1000","v":0},{"$f":"AD17*M17+($A$4-80)*AK17*$A$16/1000","v":0},{"$f":"AE17*O17+($A$4-80)*AL17*$A$16/1000","v":0}]
[null,62,0,0,0,0,0,0,0,0,0,0,0,0,0,0,null,1.0775862068965518,1.0310344827586206,0.98275862068965514,0.93620689655172407,0.88793103448275867,0.83965517241379317,0.79137931034482756,0.90560000000000007,0.91638795986622068,0.92982456140350878,0.94290976058931875,0.9553398058252428,0.9691991786447639,0.98692810457516333,1.06,1.06,1.06,1.06,1.06,1.06,1.06,0,{"$f":"Z18*E18+($A$4-80)*AG18*$A$16/1000","v":0},{"$f":"AA18*G18+($A$4-80)*AH18*$A$16/1000","v":0},0,0,0,0]
[null,57,0,0,0,0,0,0,0,0,0,0,0,0,0,0,null,1.0637931034482759,1.0293103448275862,0.9948275862068966,0.96034482758620698,0.90172413793103445,0.84482758620689657,0.78965517241379302,0.96434359805510528,0.96314907872696809,0.96187175043327555,0.96050269299820457,0.96749521988527731,0.97346938775510206,0.97816593886462877,1.06,1.06,1.06,1.06,1.06,1.06,1.06,0,{"$f":"Z19*E19+($A$4-80)*AG19*$A$16/1000","v":0},{"$f":"AA19*G19+($A$4-80)*AH19*$A$16/1000","v":0},0,0,0,0]

{"sheet":"TCHD_18","index":13,"n_rows":19,"n_cols":45,"rows_kept":19,"cut":false,"hidden":true,"merged":[[2,0,2,1],[2,2,2,15],[3,2,3,3],[3,4,3,5],[3,6,3,7],[3,8,3,9],[3,10,3,11],[3,12,3,13],[3,14,3,15],[5,2,6,2],[5,3,6,3],[5,4,6,4],[5,5,6,5],[5,6,6,6],[5,7,6,7],[5,8,6,8],[4,0,6,0],[4,1,6,1],[4,2,4,3],[4,4,4,5],[4,6,4,7],[4,8,4,9],[5,9,6,9],[5,10,6,10],[5,11,6,11],[5,12,6,12],[5,13,6,13],[5,14,6,14],[5,15,6,15],[4,10,4,11],[4,12,4,13],[4,14,4,15],[24,10,24,11],[24,12,24,13],[25,2,26,2],[25,9,26,9],[25,10,26,10],[25,11,26,11],[25,12,26,12],[25,13,26,13],[7,0,10,0],[11,0,14,0],[15,0,18,0],[22,0,23,1],[22,2,22,13],[23,2,23,3],[23,4,23,5],[23,6,23,7],[23,8,23,9],[23,10,23,11],[23,12,23,13],[27,0,30,0],[25,3,26,3],[25,4,26,4],[25,5,26,5],[25,6,26,6],[25,7,26,7],[25,8,26,8],[31,0,34,0],[35,0,38,0],[24,0,26,0],[24,1,26,1],[24,2,24,3],[24,4,24,5],[24,6,24,7],[24,8,24,9],[41,0,42,1],[41,2,41,13],[42,2,42,3],[42,4,42,5],[42,6,42,7],[42,8,42,9],[42,10,42,11],[42,12,42,13],[44,10,45,10],[44,11,45,11],[44,12,45,12],[44,13,45,13],[46,0,49,0],[50,0,53,0],[43,10,43,11],[43,12,43,13],[44,2,45,2],[44,3,45,3],[44,4,45,4],[44,5,45,5],[44,6,45,6],[44,7,45,7],[44,8,45,8],[44,9,45,9],[43,0,45,0],[43,1,45,1],[43,2,43,3],[43,4,43,5],[43,6,43,7],[43,8,43,9],[54,0,57,0],[60,0,61,1],[60,2,60,13],[61,2,61,3],[61,4,61,5],[61,6,61,7],[61,8,61,9],[61,10,61,11],[61,12,61,13],[63,10,64,10],[63,11,64,11],[63,12,64,12],[63,13,64,13],[65,0,68,0],[69,0,72,0],[62,10,62,11],[62,12,62,13],[63,2,64,2],[63,3,64,3],[63,4,64,4],[63,5,64,5],[63,6,64,6],[63,7,64,7],[63,8,64,8],[63,9,64,9],[62,0,64,0],[62,1,64,1],[62,2,62,3],[62,4,62,5],[62,6,62,7],[62,8,62,9],[73,0,76,0],[79,0,80,1],[79,2,79,13],[80,2,80,3],[80,4,80,5],[80,6,80,7],[80,8,80,9],[80,10,80,11],[80,12,80,13],[82,10,83,10],[82,11,83,11],[82,12,83,12],[82,13,83,13],[84,0,87,0],[88,0,91,0],[81,10,81,11],[81,12,81,13],[82,2,83,2],[82,3,83,3],[82,4,83,4],[82,5,83,5],[82,6,83,6],[82,7,83,7],[82,8,83,8],[82,9,83,9],[81,0,83,0],[81,1,83,1],[81,2,81,3],[81,4,81,5],[81,6,81,7],[81,8,81,9],[92,0,95,0],[98,0,99,1],[98,2,98,13],[99,2,99,3],[99,4,99,5],[99,6,99,7],[99,8,99,9],[99,10,99,11],[99,12,99,13],[101,10,102,10],[101,11,102,11],[101,12,102,12],[101,13,102,13],[103,0,106,0],[107,0,110,0],[100,10,100,11],[100,12,100,13],[101,2,102,2],[101,3,102,3],[101,4,102,4],[101,5,102,5],[101,6,102,6],[101,7,102,7],[101,8,102,8],[101,9,102,9],[100,0,102,0],[100,1,102,1],[100,2,100,3],[100,4,100,5],[100,6,100,7],[100,8,100,9],[111,0,114,0],[117,0,118,1],[117,2,117,13],[118,2,118,3],[118,4,118,5],[118,6,118,7],[118,8,118,9],[118,10,118,11],[118,12,118,13],[130,0,133,0],[120,10,121,10],[120,11,121,11],[120,12,121,12],[120,13,121,13],[122,0,125,0],[126,0,129,0],[119,10,119,11],[119,12,119,13],[120,2,121,2],[120,3,121,3],[120,4,121,4],[120,5,121,5],[120,6,121,6],[120,7,121,7],[120,8,121,8],[120,9,121,9],[119,0,121,0],[119,1,121,1],[119,2,119,3],[119,4,119,5],[119,6,119,7],[119,8,119,9]]}
[]
["TCHD_18"]
["Evaporator Air \n",null,"Condenser  Entering Air Temperature ˚F"]
[80,"°F DB",65,null,75,null,85,null,95,null,105,null,115,null,125]
["CFM","EWB†\n˚F","Capacity Mbtuh",null,"Capacity Mbtuh",null,"Capacity Mbtuh",null,"Capacity Mbtuh",null,"Capacity Mbtuh",null,"Capacity Mbtuh",null,"Capacity Mbtuh"]
[null,null,"Total","Sens.","Total","Sens.","Total","Sens.","Total","Sens.","Total","Sens.","Total","Sens.","Total","Sens."]
[null,null,null,null,null,null,null,null,null,null,null,null,null,null,null,null,null,"Total Factors",null,null,null,null,null,null,"Sens. %",null,null,null,null,null,null,"IDB Adj",null,null,null,null,null,null,"Sens Calc"]
[450,72,{"$f":"R8*$I$13","v":0},{"$f":"IF(AM8>C8,C8,AM8)","v":0},{"$f":"S8*$I$13","v":0},{"$f":"IF(AN8>E8,E8,AN8)","v":0},{"$f":"T8*$I$13","v":0},{"$f":"IF(AO8>G8,G8,AO8)","v":0},{"$f":"U8*$I$13","v":0},{"$f":"IF(AP8>I8,I8,AP8)","v":0},{"$f":"V8*$I$13","v":0},{"$f":"IF(AQ8>K8,K8,AQ8)","v":0},{"$f":"W8*$I$13","v":0},{"$f":"IF(AR8>M8,M8,AR8)","v":0},{"$f":"X8*$I$13","v":0},{"$f":"IF(AS8>O8,O8,AS8)","v":0},null,1.1944444444444444,1.1499999999999999,1.1111111111111112,1.0666666666666667,1.0055555555555555,0.93888888888888877,0.87777777777777777,0.46046511627906977,0.46376811594202899,0.46500000000000002,0.46354166666666669,0.46961325966850825,0.47337278106508879,0.48101265822784806,1.06,1.06,1.06,1.06,1.06,1.06,1.06,{"$f":"Y8*C8+($A$4-80)*AF8*$A$8/1000","v":0},{"$f":"Z8*E8+($A$4-80)*AG8*$A$8/1000","v":0},{"$f":"AA8*G8+($A$4-80)*AH8*$A$8/1000","v":0},{"$f":"AB8*I8+($A$4-80)*AI8*$A$8/1000","v":0},{"$f":"AC8*K8+($A$4-80)*AJ8*$A$8/1000","v":0},{"$f":"AD8*M8+($A$4-80)*AK8*$A$8/1000","v":0},{"$f":"AE8*O8+($A$4-80)*AL8*$A$8/1000","v":0}]
[null,67,{"$f":"R9*$I$13","v":0},0,0,{"$f":"IF(AN9>E9,E9,AN9)","v":0},0,{"$f":"IF(AO9>G9,G9,AO9)","v":0},{"$f":"U9*$I$13","v":0},{"$f":"IF(AP9>I9,I9,AP9)","v":0},0,{"$f":"IF(AQ9>K9,K9,AQ9)","v":0},0,{"$f":"IF(AR9>M9,M9,AR9)","v":0},0,{"$f":"IF(AS9>O9,O9,AS9)","v":0},null,1.0944444444444443,1.0499999999999998,1.0055555555555555,0.96111111111111114,0.88888888888888884,0.81666666666666665,0.74444444444444446,0.61928934010152281,0.62433862433862441,0.62983425414364635,0.63583815028901736,0.65,0.66666666666666674,0.68656716417910446,1.06,1.06,1.06,1.06,1.06,1.06,1.06,{"$f":"Y9*C9+($A$4-80)*AF9*$A$8/1000","v":0},{"$f":"Z9*E9+($A$4-80)*AG9*$A$8/1000","v":0},{"$f":"AA9*G9+($A$4-80)*AH9*$A$8/1000","v":0},{"$f":"AB9*I9+($A$4-80)*AI9*$A$8/1000","v":0},{"$f":"AC9*K9+($A$4-80)*AJ9*$A$8/1000","v":0},{"$f":"AD9*M9+($A$4-80)*AK9*$A$8/1000","v":0},{"$f":"AE9*O9+($A$4-80)*AL9*$A$8/1000","v":0}]
[null,62,0,0,0,0,0,0,{"$f":"U10*$I$13","v":0},0,0,0,0,0,0,0,null,1.0111111111111111,0.96111111111111114,0.91666666666666663,0.87222222222222223,0.80555555555555558,0.75,0.68888888888888888,0.79670329670329676,0.80346820809248554,0.80606060606060614,0.80891719745222934,0.84137931034482749,0.85925925925925928,0.89516129032258063,1.06,1.06,1.06,1.06,1.06,1.06,1.06,0,{"$f":"Z10*E10+($A$4-80)*AG10*$A$8/1000","v":0},{"$f":"AA10*G10+($A$4-80)*AH10*$A$8/1000","v":0},0,0,0,0]
[null,57,0,0,0,0,0,0,{"$f":"U11*$I$13","v":0},0,0,0,0,0,0,0,null,0.96111111111111114,0.89999999999999991,0.83888888888888891,0.77777777777777779,0.74444444444444446,0.70555555555555549,0.67222222222222217,0.95953757225433534,0.96913580246913578,0.98013245033112595,1,0.9925373134328358,0.99212598425196852,0.99173553719008267,1.06,1.06,1.06,1.06,1.06,1.06,1.06,0,{"$f":"Z11*E11+($A$4-80)*AG11*$A$8/1000","v":0},{"$f":"AA11*G11+($A$4-80)*AH11*$A$8/1000","v":0},{"$f":"AB11*I11+($A$4-80)*AI11*$A$8/1000","v":0},0,0,0]
[600,72,0,0,0,0,0,0,{"$f":"U12*$I$13","v":0},0,0,0,0,0,0,0,null,1.25,1.1944444444444444,1.1388888888888888,1.088888888888889,1.0277777777777777,0.96666666666666656,0.90555555555555556,0.47555555555555551,0.48837209302325579,0.49756097560975604,0.51020408163265307,0.51351351351351349,0.51724137931034486,0.5214723926380368,1.06,1.06,1.06,1.06,1.06,1.06,1.06,{"$f":"Y12*C12+($A$4-80)*AF12*$A$12/1000","v":0},{"$f":"Z12*E12+($A$4-80)*AG12*$A$12/1000","v":0},{"$f":"AA12*G12+($A$4-80)*AH12*$A$12/1000","v":0},{"$f":"AB12*I12+($A$4-80)*AI12*$A$12/1000","v":0},{"$f":"AC12*K12+($A$4-80)*AJ12*$A$12/1000","v":0},{"$f":"AD12*M12+($A$4-80)*AK12*$A$12/1000","v":0},{"$f":"AE12*O12+($A$4-80)*AL12*$A$12/1000","v":0}]
[null,67,0,0,0,0,0,0,{"$f":"B2","v":0},0,0,0,0,0,0,0,null,1.1444444444444446,1.0944444444444443,1.0499999999999998,1,0.93333333333333335,0.8666666666666667,0.8,0.68932038834951448,0.69543147208121825,0.69312169312169314,0.7,0.7142857142857143,0.73717948717948723,0.75694444444444442,1.06,1.06,1.06,1.06,1.06,1.06,1.06,{"$f":"Y13*C13+($A$4-80)*AF13*$A$12/1000","v":0},{"$f":"Z13*E13+($A$4-80)*AG13*$A$12/1000","v":0},{"$f":"AA13*G13+($A$4-80)*AH13*$A$12/1000","v":0},{"$f":"AB13*I13+($A$4-80)*AI13*$A$12/1000","v":0},{"$f":"AC13*K13+($A$4-80)*AJ13*$A$12/1000","v":0},{"$f":"AD13*M13+($A$4-80)*AK13*$A$12/1000","v":0},{"$f":"AE13*O13+($A$4-80)*AL13*$A$12/1000","v":0}]
[null,62,0,0,0,0,0,0,{"$f":"U14*$I$13","v":0},0,0,0,0,0,0,0,null,1.0555555555555556,1.0111111111111111,0.97222222222222221,0.93333333333333335,0.8666666666666667,0.80555555555555558,0.74444444444444446,0.88947368421052619,0.90109890109890101,0.90285714285714291,0.9107142857142857,0.92948717948717952,0.93793103448275861,0.95522388059701491,1.06,1.06,1.06,1.06,1.06,1.06,1.06,0,{"$f":"Z14*E14+($A$4-80)*AG14*$A$12/1000","v":0},{"$f":"AA14*G14+($A$4-80)*AH14*$A$12/1000","v":0},0,0,0,0]
[null,57,0,0,0,0,0,0,0,0,0,0,0,0,0,0,null,1.0499999999999998,0.98888888888888893,0.9277777777777777,0.8666666666666667,0.8222222222222223,0.77777777777777779,0.73333333333333328,0.95238095238095244,0.96629213483146059,0.98203592814371254,1,1,1,0.99242424242424243,1.06,1.06,1.06,1.06,1.06,1.06,1.06,0,{"$f":"Z15*E15+($A$4-80)*AG15*$A$12/1000","v":0},{"$f":"AA15*G15+($A$4-80)*AH15*$A$12/1000","v":0},0,0,0,0]
[750,72,0,0,0,0,0,0,0,0,0,0,0,0,0,0,null,1.2999999999999998,1.2388888888888889,1.1722222222222223,1.1055555555555554,1.0499999999999998,0.99444444444444435,0.93333333333333335,0.49572649572649574,0.5112107623318386,0.5308056872037914,0.55276381909547745,0.55555555555555558,0.55865921787709505,0.56547619047619047,1.06,1.06,1.06,1.06,1.06,1.06,1.06,{"$f":"Y16*C16+($A$4-80)*AF16*$A$16/1000","v":0},{"$f":"Z16*E16+($A$4-80)*AG16*$A$16/1000","v":0},{"$f":"AA16*G16+($A$4-80)*AH16*$A$16/1000","v":0},{"$f":"AB16*I16+($A$4-80)*AI16*$A$16/1000","v":0},{"$f":"AC16*K16+($A$4-80)*AJ16*$A$16/1000","v":0},{"$f":"AD16*M16+($A$4-80)*AK16*$A$16/1000","v":0},{"$f":"AE16*O16+($A$4-80)*AL16*$A$16/1000","v":0}]
[null,67,0,0,0,0,0,0,0,0,0,0,0,0,0,0,null,1.1944444444444444,1.1388888888888888,1.088888888888889,1.0388888888888888,0.97777777777777786,0.91666666666666663,0.86111111111111116,0.75348837209302322,0.76097560975609757,0.76020408163265307,0.75935828877005351,0.77840909090909083,0.79999999999999993,0.8193548387096774,1.06,1.06,1.06,1.06,1.06,1.06,1.06,{"$f":"Y17*C17+($A$4-80)*AF17*$A$16/1000","v":0},{"$f":"Z17*E17+($A$4-80)*AG17*$A$16/1000","v":0},{"$f":"AA17*G17+($A$4-80)*AH17*$A$16/1000","v":0},{"$f":"AB17*I17+($A$4-80)*AI17*$A$16/1000","v":0},{"$f":"AC17*K17+($A$4-80)*AJ17*$A$16/1000","v":0},{"$f":"AD17*M17+($A$4-80)*AK17*$A$16/1000","v":0},{"$f":"AE17*O17+($A$4-80)*AL17*$A$16/1000","v":0}]
[null,62,0,0,0,0,0,0,0,0,0,0,0,0,0,0,null,1.0944444444444443,1.0611111111111111,1.0277777777777777,1,0.9277777777777777,0.8666666666666667,0.8,0.97969543147208127,0.98429319371727741,0.99459459459459454,0.99444444444444435,1,1,1,1.06,1.06,1.06,1.06,1.06,1.06,1.06,0,{"$f":"Z18*E18+($A$4-80)*AG18*$A$16/1000","v":0},{"$f":"AA18*G18+($A$4-80)*AH18*$A$16/1000","v":0},0,0,0,0]
[null,57,0,0,0,0,0,0,0,0,0,0,0,0,0,0,null,1.1333333333333333,1.0777777777777777,1.0166666666666666,0.96111111111111114,0.90555555555555556,0.85000000000000009,0.79444444444444451,0.9509803921568627,0.96391752577319589,0.98360655737704916,1,1,1,1,1.06,1.06,1.06,1.06,1.06,1.06,1.06,0,{"$f":"Z19*E19+($A$4-80)*AG19*$A$16/1000","v":0},{"$f":"AA19*G19+($A$4-80)*AH19*$A$16/1000","v":0},0,0,0,0]

{"sheet":"TCHD_24","index":14,"n_rows":19,"n_cols":45,"rows_kept":19,"cut":false,"hidden":true,"merged":[[2,0,2,1],[2,2,2,15],[3,2,3,3],[3,4,3,5],[3,6,3,7],[3,8,3,9],[3,10,3,11],[3,12,3,13],[3,14,3,15],[5,2,6,2],[5,3,6,3],[5,4,6,4],[5,5,6,5],[5,6,6,6],[5,7,6,7],[5,8,6,8],[4,0,6,0],[4,1,6,1],[4,2,4,3],[4,4,4,5],[4,6,4,7],[4,8,4,9],[5,9,6,9],[5,10,6,10],[5,11,6,11],[5,12,6,12],[5,13,6,13],[5,14,6,14],[5,15,6,15],[4,10,4,11],[4,12,4,13],[4,14,4,15],[24,10,24,11],[24,12,24,13],[25,2,26,2],[25,9,26,9],[25,10,26,10],[25,11,26,11],[25,12,26,12],[25,13,26,13],[7,0,10,0],[11,0,14,0],[15,0,18,0],[22,0,23,1],[22,2,22,13],[23,2,23,3],[23,4,23,5],[23,6,23,7],[23,8,23,9],[23,10,23,11],[23,12,23,13],[27,0,30,0],[25,3,26,3],[25,4,26,4],[25,5,26,5],[25,6,26,6],[25,7,26,7],[25,8,26,8],[31,0,34,0],[35,0,38,0],[24,0,26,0],[24,1,26,1],[24,2,24,3],[24,4,24,5],[24,6,24,7],[24,8,24,9],[41,0,42,1],[41,2,41,13],[42,2,42,3],[42,4,42,5],[42,6,42,7],[42,8,42,9],[42,10,42,11],[42,12,42,13],[44,10,45,10],[44,11,45,11],[44,12,45,12],[44,13,45,13],[46,0,49,0],[50,0,53,0],[43,10,43,11],[43,12,43,13],[44,2,45,2],[44,3,45,3],[44,4,45,4],[44,5,45,5],[44,6,45,6],[44,7,45,7],[44,8,45,8],[44,9,45,9],[43,0,45,0],[43,1,45,1],[43,2,43,3],[43,4,43,5],[43,6,43,7],[43,8,43,9],[54,0,57,0],[60,0,61,1],[60,2,60,13],[61,2,61,3],[61,4,61,5],[61,6,61,7],[61,8,61,9],[61,10,61,11],[61,12,61,13],[63,10,64,10],[63,11,64,11],[63,12,64,12],[63,13,64,13],[65,0,68,0],[69,0,72,0],[62,10,62,11],[62,12,62,13],[63,2,64,2],[63,3,64,3],[63,4,64,4],[63,5,64,5],[63,6,64,6],[63,7,64,7],[63,8,64,8],[63,9,64,9],[62,0,64,0],[62,1,64,1],[62,2,62,3],[62,4,62,5],[62,6,62,7],[62,8,62,9],[73,0,76,0],[79,0,80,1],[79,2,79,13],[80,2,80,3],[80,4,80,5],[80,6,80,7],[80,8,80,9],[80,10,80,11],[80,12,80,13],[82,10,83,10],[82,11,83,11],[82,12,83,12],[82,13,83,13],[84,0,87,0],[88,0,91,0],[81,10,81,11],[81,12,81,13],[82,2,83,2],[82,3,83,3],[82,4,83,4],[82,5,83,5],[82,6,83,6],[82,7,83,7],[82,8,83,8],[82,9,83,9],[81,0,83,0],[81,1,83,1],[81,2,81,3],[81,4,81,5],[81,6,81,7],[81,8,81,9],[92,0,95,0],[98,0,99,1],[98,2,98,13],[99,2,99,3],[99,4,99,5],[99,6,99,7],[99,8,99,9],[99,10,99,11],[99,12,99,13],[101,10,102,10],[101,11,102,11],[101,12,102,12],[101,13,102,13],[103,0,106,0],[107,0,110,0],[100,10,100,11],[100,12,100,13],[101,2,102,2],[101,3,102,3],[101,4,102,4],[101,5,102,5],[101,6,102,6],[101,7,102,7],[101,8,102,8],[101,9,102,9],[100,0,102,0],[100,1,102,1],[100,2,100,3],[100,4,100,5],[100,6,100,7],[100,8,100,9],[111,0,114,0],[117,0,118,1],[117,2,117,13],[118,2,118,3],[118,4,118,5],[118,6,118,7],[118,8,118,9],[118,10,118,11],[118,12,118,13],[130,0,133,0],[120,10,121,10],[120,11,121,11],[120,12,121,12],[120,13,121,13],[122,0,125,0],[126,0,129,0],[119,10,119,11],[119,12,119,13],[120,2,121,2],[120,3,121,3],[120,4,121,4],[120,5,121,5],[120,6,121,6],[120,7,121,7],[120,8,121,8],[120,9,121,9],[119,0,121,0],[119,1,121,1],[119,2,119,3],[119,4,119,5],[119,6,119,7],[119,8,119,9]]}
[]
["TCHD_24",24]
["Evaporator Air \n",null,"Condenser  Entering Air Temperature ˚F"]
[80,"°F DB",65,null,75,null,85,null,95,null,105,null,115,null,125]
["CFM","EWB†\n˚F","Capacity Mbtuh",null,"Capacity Mbtuh",null,"Capacity Mbtuh",null,"Capacity Mbtuh",null,"Capacity Mbtuh",null,"Capacity Mbtuh",null,"Capacity Mbtuh"]
[null,null,"Total","Sens.","Total","Sens.","Total","Sens.","Total","Sens.","Total","Sens.","Total","Sens.","Total","Sens."]
[null,null,null,null,null,null,null,null,null,null,null,null,null,null,null,null,null,"Total Factors",null,null,null,null,null,null,"Sens. %",null,null,null,null,null,null,"IDB Adj",null,null,null,null,null,null,"Sens Calc"]
[600,72,{"$f":"R8*$I$13","v":28.307692307692307},{"$f":"IF(AM8>C8,C8,AM8)","v":12.512820512820511},{"$f":"S8*$I$13","v":27.384615384615383},{"$f":"IF(AN8>E8,E8,AN8)","v":12.205128205128206},{"$f":"T8*$I$13","v":26.461538461538463},{"$f":"IF(AO8>G8,G8,AO8)","v":11.897435897435898},{"$f":"U8*$I$13","v":25.641025641025642},{"$f":"IF(AP8>I8,I8,AP8)","v":11.692307692307693},{"$f":"V8*$I$13","v":24.102564102564102},{"$f":"IF(AQ8>K8,K8,AQ8)","v":11.076923076923078},{"$f":"W8*$I$13","v":22.564102564102566},{"$f":"IF(AR8>M8,M8,AR8)","v":10.564102564102566},{"$f":"X8*$I$13","v":21.128205128205131},{"$f":"IF(AS8>O8,O8,AS8)","v":10.051282051282053},null,1.1794871794871795,1.141025641025641,1.1025641025641026,1.0683760683760684,1.0042735042735043,0.94017094017094027,0.88034188034188043,0.44202898550724634,0.44569288389513112,0.44961240310077516,0.45600000000000002,0.45957446808510644,0.4681818181818182,0.47572815533980584,1.06,1.06,1.06,1.06,1.06,1.06,1.06,{"$f":"Y8*C8+($A$4-80)*AF8*$A$8/1000","v":12.512820512820511},{"$f":"Z8*E8+($A$4-80)*AG8*$A$8/1000","v":12.205128205128206},{"$f":"AA8*G8+($A$4-80)*AH8*$A$8/1000","v":11.897435897435898},{"$f":"AB8*I8+($A$4-80)*AI8*$A$8/1000","v":11.692307692307693},{"$f":"AC8*K8+($A$4-80)*AJ8*$A$8/1000","v":11.076923076923078},{"$f":"AD8*M8+($A$4-80)*AK8*$A$8/1000","v":10.564102564102566},{"$f":"AE8*O8+($A$4-80)*AL8*$A$8/1000","v":10.051282051282053}]
[null,67,{"$f":"R9*$I$13","v":26.153846153846157},16.102564102564102,25.230769230769234,{"$f":"IF(AN9>E9,E9,AN9)","v":15.692307692307693},24.205128205128212,{"$f":"IF(AO9>G9,G9,AO9)","v":15.179487179487184},{"$f":"U9*$I$13","v":23.282051282051281},{"$f":"IF(AP9>I9,I9,AP9)","v":14.76923076923077},21.846153846153847,{"$f":"IF(AQ9>K9,K9,AQ9)","v":14.153846153846155},20.30769230769231,{"$f":"IF(AR9>M9,M9,AR9)","v":13.435897435897436},18.871794871794872,{"$f":"IF(AS9>O9,O9,AS9)","v":12.820512820512821},null,1.0897435897435899,1.0512820512820513,1.0085470085470087,0.97008547008547008,0.91025641025641035,0.84615384615384626,0.78632478632478631,0.61568627450980384,0.62195121951219512,0.6271186440677966,0.63436123348017626,0.647887323943662,0.66161616161616155,0.67934782608695654,1.06,1.06,1.06,1.06,1.06,1.06,1.06,{"$f":"Y9*C9+($A$4-80)*AF9*$A$8/1000","v":16.102564102564102},{"$f":"Z9*E9+($A$4-80)*AG9*$A$8/1000","v":15.692307692307693},{"$f":"AA9*G9+($A$4-80)*AH9*$A$8/1000","v":15.179487179487184},{"$f":"AB9*I9+($A$4-80)*AI9*$A$8/1000","v":14.76923076923077},{"$f":"AC9*K9+($A$4-80)*AJ9*$A$8/1000","v":14.153846153846155},{"$f":"AD9*M9+($A$4-80)*AK9*$A$8/1000","v":13.435897435897436},{"$f":"AE9*O9+($A$4-80)*AL9*$A$8/1000","v":12.820512820512821}]
[null,62,23.794871794871796,18.76923076923077,22.76923076923077,18.358974358974358,21.846153846153847,17.948717948717949,{"$f":"U10*$I$13","v":20.923076923076923},17.53846153846154,19.692307692307693,17.025641025641029,18.564102564102569,16.512820512820518,17.435897435897438,16.102564102564102,null,0.99145299145299148,0.94871794871794879,0.91025641025641035,0.87179487179487181,0.82051282051282048,0.77350427350427364,0.72649572649572658,0.78879310344827591,0.80630630630630629,0.82159624413145538,0.83823529411764719,0.86458333333333348,0.88950276243093929,0.92352941176470582,1.06,1.06,1.06,1.06,1.06,1.06,1.06,18.76923076923077,{"$f":"Z10*E10+($A$4-80)*AG10*$A$8/1000","v":18.358974358974358},{"$f":"AA10*G10+($A$4-80)*AH10*$A$8/1000","v":17.948717948717949},17.53846153846154,17.025641025641029,16.512820512820518,16.102564102564102]
[null,57,20.923076923076923,20.512820512820515,20.61538461538462,20.102564102564106,20.205128205128204,19.589743589743591,{"$f":"U11*$I$13","v":19.897435897435898},19.179487179487179,18.974358974358978,18.256410256410263,18.051282051282055,17.333333333333336,17.128205128205128,16.410256410256409,null,0.87179487179487181,0.85897435897435914,0.84188034188034189,0.829059829059829,0.79059829059829068,0.75213675213675224,0.71367521367521369,0.98039215686274517,0.97512437810945274,0.96954314720812196,0.96391752577319589,0.96216216216216222,0.9602272727272726,0.95808383233532934,1.06,1.06,1.06,1.06,1.06,1.06,1.06,20.512820512820515,{"$f":"Z11*E11+($A$4-80)*AG11*$A$8/1000","v":20.102564102564106},{"$f":"AA11*G11+($A$4-80)*AH11*$A$8/1000","v":19.589743589743591},{"$f":"AB11*I11+($A$4-80)*AI11*$A$8/1000","v":19.179487179487179},18.256410256410263,17.333333333333336,16.410256410256409]
[800,72,29.435897435897438,13.743589743589746,28.512820512820511,13.538461538461537,27.589743589743588,13.333333333333332,{"$f":"U12*$I$13","v":26.564102564102566},13.128205128205131,25.025641025641029,12.512820512820515,23.487179487179485,11.999999999999998,21.948717948717949,11.487179487179485,null,1.2264957264957266,1.188034188034188,1.1495726495726495,1.1068376068376069,1.0427350427350428,0.9786324786324786,0.9145299145299145,0.4668989547038328,0.47482014388489208,0.48327137546468402,0.49420849420849428,0.5,0.51091703056768556,0.52336448598130836,1.06,1.06,1.06,1.06,1.06,1.06,1.06,{"$f":"Y12*C12+($A$4-80)*AF12*$A$12/1000","v":13.743589743589746},{"$f":"Z12*E12+($A$4-80)*AG12*$A$12/1000","v":13.538461538461537},{"$f":"AA12*G12+($A$4-80)*AH12*$A$12/1000","v":13.333333333333332},{"$f":"AB12*I12+($A$4-80)*AI12*$A$12/1000","v":13.128205128205131},{"$f":"AC12*K12+($A$4-80)*AJ12*$A$12/1000","v":12.512820512820515},{"$f":"AD12*M12+($A$4-80)*AK12*$A$12/1000","v":11.999999999999998},{"$f":"AE12*O12+($A$4-80)*AL12*$A$12/1000","v":11.487179487179485}]
[null,67,27.384615384615383,18.256410256410259,26.256410256410259,17.641025641025639,25.128205128205131,17.128205128205128,{"$f":"B2","v":24},16.512820512820515,22.46153846153846,16,21.025641025641029,15.487179487179489,19.589743589743591,14.871794871794872,null,1.141025641025641,1.0940170940170941,1.0470085470085471,1,0.9358974358974359,0.87606837606837618,0.81623931623931634,0.66666666666666674,0.67187499999999989,0.68163265306122445,0.68803418803418814,0.71232876712328774,0.73658536585365852,0.75916230366492143,1.06,1.06,1.06,1.06,1.06,1.06,1.06,{"$f":"Y13*C13+($A$4-80)*AF13*$A$12/1000","v":18.256410256410259},{"$f":"Z13*E13+($A$4-80)*AG13*$A$12/1000","v":17.641025641025639},{"$f":"AA13*G13+($A$4-80)*AH13*$A$12/1000","v":17.128205128205128},{"$f":"AB13*I13+($A$4-80)*AI13*$A$12/1000","v":16.512820512820515},{"$f":"AC13*K13+($A$4-80)*AJ13*$A$12/1000","v":16},{"$f":"AD13*M13+($A$4-80)*AK13*$A$12/1000","v":15.487179487179489},{"$f":"AE13*O13+($A$4-80)*AL13*$A$12/1000","v":14.871794871794872}]
[null,62,24.923076923076927,21.333333333333336,24,21.025641025641029,22.974358974358974,20.717948717948719,{"$f":"U14*$I$13","v":22.051282051282051},20.410256410256409,20.923076923076923,19.384615384615387,19.794871794871796,18.461538461538463,18.666666666666668,17.435897435897438,null,1.0384615384615385,1,0.95726495726495731,0.91880341880341887,0.87179487179487181,0.82478632478632485,0.77777777777777779,0.8559670781893004,0.87606837606837618,0.9017857142857143,0.9255813953488371,0.92647058823529416,0.93264248704663211,0.93406593406593408,1.06,1.06,1.06,1.06,1.06,1.06,1.06,21.333333333333336,{"$f":"Z14*E14+($A$4-80)*AG14*$A$12/1000","v":21.025641025641029},{"$f":"AA14*G14+($A$4-80)*AH14*$A$12/1000","v":20.717948717948719},20.410256410256409,19.384615384615387,18.461538461538463,17.435897435897438]
[null,57,23.076923076923077,22.46153846153846,22.564102564102566,21.948717948717949,22.051282051282051,21.333333333333332,21.53846153846154,20.820512820512821,20.512820512820515,19.692307692307693,19.384615384615387,18.666666666666671,18.358974358974358,17.641025641025639,null,0.96153846153846156,0.94017094017094027,0.91880341880341887,0.89743589743589747,0.85470085470085477,0.80769230769230771,0.7649572649572649,0.97333333333333327,0.97272727272727266,0.96744186046511627,0.96666666666666667,0.96,0.96296296296296302,0.96089385474860334,1.06,1.06,1.06,1.06,1.06,1.06,1.06,22.46153846153846,{"$f":"Z15*E15+($A$4-80)*AG15*$A$12/1000","v":21.948717948717949},{"$f":"AA15*G15+($A$4-80)*AH15*$A$12/1000","v":21.333333333333332},20.820512820512821,19.692307692307693,18.666666666666671,17.641025641025639]
[1000,72,30.564102564102569,14.974358974358976,29.641025641025642,14.871794871794874,28.615384615384613,14.666666666666668,27.589743589743588,14.564102564102564,25.948717948717952,13.948717948717951,24.307692307692307,13.435897435897436,22.666666666666668,12.820512820512821,null,1.2735042735042736,1.2350427350427351,1.1923076923076923,1.1495726495726495,1.0811965811965814,1.0128205128205128,0.94444444444444453,0.48993288590604023,0.5017301038062284,0.51254480286738358,0.52788104089219334,0.53754940711462451,0.5527426160337553,0.56561085972850678,1.06,1.06,1.06,1.06,1.06,1.06,1.06,{"$f":"Y16*C16+($A$4-80)*AF16*$A$16/1000","v":14.974358974358976},{"$f":"Z16*E16+($A$4-80)*AG16*$A$16/1000","v":14.871794871794874},{"$f":"AA16*G16+($A$4-80)*AH16*$A$16/1000","v":14.666666666666668},{"$f":"AB16*I16+($A$4-80)*AI16*$A$16/1000","v":14.564102564102564},{"$f":"AC16*K16+($A$4-80)*AJ16*$A$16/1000","v":13.948717948717951},{"$f":"AD16*M16+($A$4-80)*AK16*$A$16/1000","v":13.435897435897436},{"$f":"AE16*O16+($A$4-80)*AL16*$A$16/1000","v":12.820512820512821}]
[null,67,28.615384615384613,20.410256410256409,27.282051282051285,19.692307692307693,26.051282051282051,18.974358974358974,24.717948717948723,18.256410256410259,23.179487179487182,17.846153846153847,21.743589743589745,17.435897435897438,20.30769230769231,16.923076923076923,null,1.1923076923076923,1.1367521367521369,1.0854700854700854,1.02991452991453,0.96581196581196593,0.90598290598290598,0.84615384615384626,0.71326164874551967,0.72180451127819545,0.72834645669291342,0.7385892116182573,0.76991150442477863,0.80188679245283023,0.83333333333333326,1.06,1.06,1.06,1.06,1.06,1.06,1.06,{"$f":"Y17*C17+($A$4-80)*AF17*$A$16/1000","v":20.410256410256409},{"$f":"Z17*E17+($A$4-80)*AG17*$A$16/1000","v":19.692307692307693},{"$f":"AA17*G17+($A$4-80)*AH17*$A$16/1000","v":18.974358974358974},{"$f":"AB17*I17+($A$4-80)*AI17*$A$16/1000","v":18.256410256410259},{"$f":"AC17*K17+($A$4-80)*AJ17*$A$16/1000","v":17.846153846153847},{"$f":"AD17*M17+($A$4-80)*AK17*$A$16/1000","v":17.435897435897438},{"$f":"AE17*O17+($A$4-80)*AL17*$A$16/1000","v":16.923076923076923}]
[null,62,26.051282051282051,23.897435897435898,25.128205128205131,23.692307692307697,24.205128205128212,23.487179487179489,23.282051282051281,23.179487179487179,22.153846153846157,21.743589743589745,21.025641025641029,20.307692307692314,19.897435897435898,18.871794871794872,null,1.0854700854700854,1.0470085470085471,1.0085470085470087,0.97008547008547008,0.92307692307692324,0.87606837606837618,0.829059829059829,0.91732283464566933,0.94285714285714295,0.97033898305084731,0.99559471365638774,0.9814814814814814,0.96585365853658545,0.94845360824742264,1.06,1.06,1.06,1.06,1.06,1.06,1.06,23.897435897435898,{"$f":"Z18*E18+($A$4-80)*AG18*$A$16/1000","v":23.692307692307697},{"$f":"AA18*G18+($A$4-80)*AH18*$A$16/1000","v":23.487179487179489},23.179487179487179,21.743589743589745,20.307692307692314,18.871794871794872]
[null,57,25.333333333333336,24.410256410256416,24.61538461538462,23.794871794871799,23.897435897435901,23.179487179487186,23.179487179487182,22.46153846153846,21.948717948717949,21.230769230769234,20.820512820512825,20.102564102564106,19.589743589743591,18.871794871794872,null,1.0555555555555556,1.0256410256410258,0.99572649572649585,0.96581196581196593,0.9145299145299145,0.86752136752136766,0.81623931623931634,0.96356275303643735,0.96666666666666667,0.96995708154506444,0.96902654867256621,0.96728971962616828,0.96551724137931039,0.96335078534031404,1.06,1.06,1.06,1.06,1.06,1.06,1.06,24.410256410256416,{"$f":"Z19*E19+($A$4-80)*AG19*$A$16/1000","v":23.794871794871799},{"$f":"AA19*G19+($A$4-80)*AH19*$A$16/1000","v":23.179487179487186},22.46153846153846,21.230769230769234,20.102564102564106,18.871794871794872]

{"sheet":"TCHD_30","index":15,"n_rows":19,"n_cols":45,"rows_kept":19,"cut":false,"hidden":true,"merged":[[2,0,2,1],[2,2,2,15],[3,2,3,3],[3,4,3,5],[3,6,3,7],[3,8,3,9],[3,10,3,11],[3,12,3,13],[3,14,3,15],[5,2,6,2],[5,3,6,3],[5,4,6,4],[5,5,6,5],[5,6,6,6],[5,7,6,7],[5,8,6,8],[4,0,6,0],[4,1,6,1],[4,2,4,3],[4,4,4,5],[4,6,4,7],[4,8,4,9],[5,9,6,9],[5,10,6,10],[5,11,6,11],[5,12,6,12],[5,13,6,13],[5,14,6,14],[5,15,6,15],[4,10,4,11],[4,12,4,13],[4,14,4,15],[24,10,24,11],[24,12,24,13],[25,2,26,2],[25,9,26,9],[25,10,26,10],[25,11,26,11],[25,12,26,12],[25,13,26,13],[7,0,10,0],[11,0,14,0],[15,0,18,0],[22,0,23,1],[22,2,22,13],[23,2,23,3],[23,4,23,5],[23,6,23,7],[23,8,23,9],[23,10,23,11],[23,12,23,13],[27,0,30,0],[25,3,26,3],[25,4,26,4],[25,5,26,5],[25,6,26,6],[25,7,26,7],[25,8,26,8],[31,0,34,0],[35,0,38,0],[24,0,26,0],[24,1,26,1],[24,2,24,3],[24,4,24,5],[24,6,24,7],[24,8,24,9],[41,0,42,1],[41,2,41,13],[42,2,42,3],[42,4,42,5],[42,6,42,7],[42,8,42,9],[42,10,42,11],[42,12,42,13],[44,10,45,10],[44,11,45,11],[44,12,45,12],[44,13,45,13],[46,0,49,0],[50,0,53,0],[43,10,43,11],[43,12,43,13],[44,2,45,2],[44,3,45,3],[44,4,45,4],[44,5,45,5],[44,6,45,6],[44,7,45,7],[44,8,45,8],[44,9,45,9],[43,0,45,0],[43,1,45,1],[43,2,43,3],[43,4,43,5],[43,6,43,7],[43,8,43,9],[54,0,57,0],[60,0,61,1],[60,2,60,13],[61,2,61,3],[61,4,61,5],[61,6,61,7],[61,8,61,9],[61,10,61,11],[61,12,61,13],[63,10,64,10],[63,11,64,11],[63,12,64,12],[63,13,64,13],[65,0,68,0],[69,0,72,0],[62,10,62,11],[62,12,62,13],[63,2,64,2],[63,3,64,3],[63,4,64,4],[63,5,64,5],[63,6,64,6],[63,7,64,7],[63,8,64,8],[63,9,64,9],[62,0,64,0],[62,1,64,1],[62,2,62,3],[62,4,62,5],[62,6,62,7],[62,8,62,9],[73,0,76,0],[79,0,80,1],[79,2,79,13],[80,2,80,3],[80,4,80,5],[80,6,80,7],[80,8,80,9],[80,10,80,11],[80,12,80,13],[82,10,83,10],[82,11,83,11],[82,12,83,12],[82,13,83,13],[84,0,87,0],[88,0,91,0],[81,10,81,11],[81,12,81,13],[82,2,83,2],[82,3,83,3],[82,4,83,4],[82,5,83,5],[82,6,83,6],[82,7,83,7],[82,8,83,8],[82,9,83,9],[81,0,83,0],[81,1,83,1],[81,2,81,3],[81,4,81,5],[81,6,81,7],[81,8,81,9],[92,0,95,0],[98,0,99,1],[98,2,98,13],[99,2,99,3],[99,4,99,5],[99,6,99,7],[99,8,99,9],[99,10,99,11],[99,12,99,13],[101,10,102,10],[101,11,102,11],[101,12,102,12],[101,13,102,13],[103,0,106,0],[107,0,110,0],[100,10,100,11],[100,12,100,13],[101,2,102,2],[101,3,102,3],[101,4,102,4],[101,5,102,5],[101,6,102,6],[101,7,102,7],[101,8,102,8],[101,9,102,9],[100,0,102,0],[100,1,102,1],[100,2,100,3],[100,4,100,5],[100,6,100,7],[100,8,100,9],[111,0,114,0],[117,0,118,1],[117,2,117,13],[118,2,118,3],[118,4,118,5],[118,6,118,7],[118,8,118,9],[118,10,118,11],[118,12,118,13],[130,0,133,0],[120,10,121,10],[120,11,121,11],[120,12,121,12],[120,13,121,13],[122,0,125,0],[126,0,129,0],[119,10,119,11],[119,12,119,13],[120,2,121,2],[120,3,121,3],[120,4,121,4],[120,5,121,5],[120,6,121,6],[120,7,121,7],[120,8,121,8],[120,9,121,9],[119,0,121,0],[119,1,121,1],[119,2,119,3],[119,4,119,5],[119,6,119,7],[119,8,119,9]]}
[]
["TCHD_30"]
["Evaporator Air \n",null,"Condenser  Entering Air Temperature ˚F"]
[80,"°F DB",65,null,75,null,85,null,95,null,105,null,115,null,125]
["CFM","EWB†\n˚F","Capacity Mbtuh",null,"Capacity Mbtuh",null,"Capacity Mbtuh",null,"Capacity Mbtuh",null,"Capacity Mbtuh",null,"Capacity Mbtuh",null,"Capacity Mbtuh"]
[null,null,"Total","Sens.","Total","Sens.","Total","Sens.","Total","Sens.","Total","Sens.","Total","Sens.","Total","Sens."]
[null,null,null,null,null,null,null,null,null,null,null,null,null,null,null,null,null,"Total Factors",null,null,null,null,null,null,"Sens. %",null,null,null,null,null,null,"IDB Adj",null,null,null,null,null,null,"Sens Calc"]
[800,72,{"$f":"R8*$I$13","v":0},{"$f":"IF(AM8>C8,C8,AM8)","v":0},{"$f":"S8*$I$13","v":0},{"$f":"IF(AN8>E8,E8,AN8)","v":0},{"$f":"T8*$I$13","v":0},{"$f":"IF(AO8>G8,G8,AO8)","v":0},{"$f":"U8*$I$13","v":0},{"$f":"IF(AP8>I8,I8,AP8)","v":0},{"$f":"V8*$I$13","v":0},{"$f":"IF(AQ8>K8,K8,AQ8)","v":0},{"$f":"W8*$I$13","v":0},{"$f":"IF(AR8>M8,M8,AR8)","v":0},{"$f":"X8*$I$13","v":0},{"$f":"IF(AS8>O8,O8,AS8)","v":0},null,1.1357142857142857,1.1142857142857143,1.092857142857143,1.0714285714285714,0.99285714285714288,0.91428571428571437,0.83571428571428563,0.5,0.49358974358974361,0.49019607843137253,0.48333333333333334,0.5,0.5234375,0.54700854700854706,1.06,1.06,1.06,1.06,1.06,1.06,1.06,{"$f":"Y8*C8+($A$4-80)*AF8*$A$8/1000","v":0},{"$f":"Z8*E8+($A$4-80)*AG8*$A$8/1000","v":0},{"$f":"AA8*G8+($A$4-80)*AH8*$A$8/1000","v":0},{"$f":"AB8*I8+($A$4-80)*AI8*$A$8/1000","v":0},{"$f":"AC8*K8+($A$4-80)*AJ8*$A$8/1000","v":0},{"$f":"AD8*M8+($A$4-80)*AK8*$A$8/1000","v":0},{"$f":"AE8*O8+($A$4-80)*AL8*$A$8/1000","v":0}]
[null,67,{"$f":"R9*$I$13","v":0},0,0,{"$f":"IF(AN9>E9,E9,AN9)","v":0},0,{"$f":"IF(AO9>G9,G9,AO9)","v":0},{"$f":"U9*$I$13","v":0},{"$f":"IF(AP9>I9,I9,AP9)","v":0},0,{"$f":"IF(AQ9>K9,K9,AQ9)","v":0},0,{"$f":"IF(AR9>M9,M9,AR9)","v":0},0,{"$f":"IF(AS9>O9,O9,AS9)","v":0},null,1.0892857142857142,1.05,1.0107142857142857,0.97142857142857142,0.8928571428571429,0.81785714285714284,0.73928571428571421,0.67213114754098358,0.67346938775510212,0.67844522968197873,0.68014705882352944,0.71200000000000008,0.7467248908296944,0.79227053140096615,1.06,1.06,1.06,1.06,1.06,1.06,1.06,{"$f":"Y9*C9+($A$4-80)*AF9*$A$8/1000","v":0},{"$f":"Z9*E9+($A$4-80)*AG9*$A$8/1000","v":0},{"$f":"AA9*G9+($A$4-80)*AH9*$A$8/1000","v":0},{"$f":"AB9*I9+($A$4-80)*AI9*$A$8/1000","v":0},{"$f":"AC9*K9+($A$4-80)*AJ9*$A$8/1000","v":0},{"$f":"AD9*M9+($A$4-80)*AK9*$A$8/1000","v":0},{"$f":"AE9*O9+($A$4-80)*AL9*$A$8/1000","v":0}]
[null,62,0,0,0,0,0,0,{"$f":"U10*$I$13","v":0},0,0,0,0,0,0,0,null,1.0249999999999999,0.9642857142857143,0.90357142857142858,0.84642857142857142,0.80714285714285716,0.7678571428571429,0.72857142857142854,0.85365853658536583,0.88518518518518519,0.91699604743082996,0.95358649789029548,0.95132743362831851,0.94883720930232551,0.9460784313725491,1.06,1.06,1.06,1.06,1.06,1.06,1.06,0,{"$f":"Z10*E10+($A$4-80)*AG10*$A$8/1000","v":0},{"$f":"AA10*G10+($A$4-80)*AH10*$A$8/1000","v":0},0,0,0,0]
[null,57,0,0,0,0,0,0,{"$f":"U11*$I$13","v":0},0,0,0,0,0,0,0,null,0.97499999999999998,0.93571428571428572,0.89642857142857146,0.85357142857142854,0.79999999999999993,0.74642857142857133,0.6964285714285714,0.97435897435897434,0.97709923664122145,0.97609561752988039,0.9832635983263599,0.9776785714285714,0.98086124401913888,0.97435897435897434,1.06,1.06,1.06,1.06,1.06,1.06,1.06,0,{"$f":"Z11*E11+($A$4-80)*AG11*$A$8/1000","v":0},{"$f":"AA11*G11+($A$4-80)*AH11*$A$8/1000","v":0},{"$f":"AB11*I11+($A$4-80)*AI11*$A$8/1000","v":0},0,0,0]
[1000,72,0,0,0,0,0,0,{"$f":"U12*$I$13","v":0},0,0,0,0,0,0,0,null,1.1928571428571428,1.1500000000000001,1.1071428571428572,1.0642857142857143,0.99285714285714288,0.9285714285714286,0.86071428571428577,0.51497005988023947,0.52173913043478259,0.52580645161290329,0.53355704697986572,0.55035971223021585,0.56538461538461537,0.58921161825726132,1.06,1.06,1.06,1.06,1.06,1.06,1.06,{"$f":"Y12*C12+($A$4-80)*AF12*$A$12/1000","v":0},{"$f":"Z12*E12+($A$4-80)*AG12*$A$12/1000","v":0},{"$f":"AA12*G12+($A$4-80)*AH12*$A$12/1000","v":0},{"$f":"AB12*I12+($A$4-80)*AI12*$A$12/1000","v":0},{"$f":"AC12*K12+($A$4-80)*AJ12*$A$12/1000","v":0},{"$f":"AD12*M12+($A$4-80)*AK12*$A$12/1000","v":0},{"$f":"AE12*O12+($A$4-80)*AL12*$A$12/1000","v":0}]
[null,67,0,0,0,0,0,0,{"$f":"B2","v":0},0,0,0,0,0,0,0,null,1.1285714285714286,1.0857142857142856,1.0428571428571429,1,0.93214285714285716,0.87142857142857133,0.80714285714285716,0.71518987341772156,0.72368421052631582,0.72945205479452058,0.73928571428571421,0.76628352490421447,0.79098360655737709,0.82300884955752218,1.06,1.06,1.06,1.06,1.06,1.06,1.06,{"$f":"Y13*C13+($A$4-80)*AF13*$A$12/1000","v":0},{"$f":"Z13*E13+($A$4-80)*AG13*$A$12/1000","v":0},{"$f":"AA13*G13+($A$4-80)*AH13*$A$12/1000","v":0},{"$f":"AB13*I13+($A$4-80)*AI13*$A$12/1000","v":0},{"$f":"AC13*K13+($A$4-80)*AJ13*$A$12/1000","v":0},{"$f":"AD13*M13+($A$4-80)*AK13*$A$12/1000","v":0},{"$f":"AE13*O13+($A$4-80)*AL13*$A$12/1000","v":0}]
[null,62,0,0,0,0,0,0,{"$f":"U14*$I$13","v":0},0,0,0,0,0,0,0,null,1.0678571428571428,1.0107142857142857,0.95357142857142851,0.89642857142857146,0.86071428571428577,0.82500000000000007,0.78928571428571437,0.91638795986622068,0.93286219081272082,0.94756554307116114,0.96812749003984067,0.95850622406639008,0.95238095238095233,0.94570135746606321,1.06,1.06,1.06,1.06,1.06,1.06,1.06,0,{"$f":"Z14*E14+($A$4-80)*AG14*$A$12/1000","v":0},{"$f":"AA14*G14+($A$4-80)*AH14*$A$12/1000","v":0},0,0,0,0]
[null,57,0,0,0,0,0,0,0,0,0,0,0,0,0,0,null,1.0285714285714287,0.99285714285714288,0.95714285714285718,0.92142857142857149,0.86785714285714288,0.81428571428571428,0.76071428571428579,0.97916666666666663,0.97841726618705027,0.9776119402985074,0.98062015503875966,0.97530864197530853,0.97368421052631571,0.97183098591549288,1.06,1.06,1.06,1.06,1.06,1.06,1.06,0,{"$f":"Z15*E15+($A$4-80)*AG15*$A$12/1000","v":0},{"$f":"AA15*G15+($A$4-80)*AH15*$A$12/1000","v":0},0,0,0,0]
[1200,72,0,0,0,0,0,0,0,0,0,0,0,0,0,0,null,1.25,1.1857142857142857,1.1214285714285714,1.0571428571428572,0.99642857142857133,0.93928571428571428,0.88214285714285712,0.52857142857142858,0.54518072289156627,0.56369426751592355,0.58445945945945943,0.59856630824372759,0.61216730038022815,0.62753036437246967,1.06,1.06,1.06,1.06,1.06,1.06,1.06,{"$f":"Y16*C16+($A$4-80)*AF16*$A$16/1000","v":0},{"$f":"Z16*E16+($A$4-80)*AG16*$A$16/1000","v":0},{"$f":"AA16*G16+($A$4-80)*AH16*$A$16/1000","v":0},{"$f":"AB16*I16+($A$4-80)*AI16*$A$16/1000","v":0},{"$f":"AC16*K16+($A$4-80)*AJ16*$A$16/1000","v":0},{"$f":"AD16*M16+($A$4-80)*AK16*$A$16/1000","v":0},{"$f":"AE16*O16+($A$4-80)*AL16*$A$16/1000","v":0}]
[null,67,0,0,0,0,0,0,0,0,0,0,0,0,0,0,null,1.1714285714285713,1.125,1.075,1.0285714285714287,0.97499999999999998,0.92142857142857149,0.87142857142857133,0.75304878048780488,0.76507936507936514,0.78073089700996678,0.79513888888888884,0.81318681318681318,0.83333333333333326,0.85245901639344268,1.06,1.06,1.06,1.06,1.06,1.06,1.06,{"$f":"Y17*C17+($A$4-80)*AF17*$A$16/1000","v":0},{"$f":"Z17*E17+($A$4-80)*AG17*$A$16/1000","v":0},{"$f":"AA17*G17+($A$4-80)*AH17*$A$16/1000","v":0},{"$f":"AB17*I17+($A$4-80)*AI17*$A$16/1000","v":0},{"$f":"AC17*K17+($A$4-80)*AJ17*$A$16/1000","v":0},{"$f":"AD17*M17+($A$4-80)*AK17*$A$16/1000","v":0},{"$f":"AE17*O17+($A$4-80)*AL17*$A$16/1000","v":0}]
[null,62,0,0,0,0,0,0,0,0,0,0,0,0,0,0,null,1.1071428571428572,1.0535714285714286,1,0.9464285714285714,0.91428571428571437,0.88214285714285712,0.85357142857142854,0.98064516129032253,0.97966101694915253,0.97857142857142854,0.97735849056603763,0.96875,0.95546558704453455,0.94142259414225948,1.06,1.06,1.06,1.06,1.06,1.06,1.06,0,{"$f":"Z18*E18+($A$4-80)*AG18*$A$16/1000","v":0},{"$f":"AA18*G18+($A$4-80)*AH18*$A$16/1000","v":0},0,0,0,0]
[null,57,0,0,0,0,0,0,0,0,0,0,0,0,0,0,null,1.0821428571428571,1.0535714285714286,1.0214285714285716,0.99285714285714288,0.93571428571428572,0.88214285714285712,0.82857142857142851,0.98019801980198018,0.97627118644067801,0.97902097902097895,0.97482014388489213,0.97328244274809161,0.97165991902834015,0.96551724137931028,1.06,1.06,1.06,1.06,1.06,1.06,1.06,0,{"$f":"Z19*E19+($A$4-80)*AG19*$A$16/1000","v":0},{"$f":"AA19*G19+($A$4-80)*AH19*$A$16/1000","v":0},0,0,0,0]

{"sheet":"TCHD_36","index":16,"n_rows":19,"n_cols":45,"rows_kept":19,"cut":false,"hidden":true,"merged":[[2,0,2,1],[2,2,2,15],[3,2,3,3],[3,4,3,5],[3,6,3,7],[3,8,3,9],[3,10,3,11],[3,12,3,13],[3,14,3,15],[5,2,6,2],[5,3,6,3],[5,4,6,4],[5,5,6,5],[5,6,6,6],[5,7,6,7],[5,8,6,8],[4,0,6,0],[4,1,6,1],[4,2,4,3],[4,4,4,5],[4,6,4,7],[4,8,4,9],[5,9,6,9],[5,10,6,10],[5,11,6,11],[5,12,6,12],[5,13,6,13],[5,14,6,14],[5,15,6,15],[4,10,4,11],[4,12,4,13],[4,14,4,15],[24,10,24,11],[24,12,24,13],[25,2,26,2],[25,9,26,9],[25,10,26,10],[25,11,26,11],[25,12,26,12],[25,13,26,13],[7,0,10,0],[11,0,14,0],[15,0,18,0],[22,0,23,1],[22,2,22,13],[23,2,23,3],[23,4,23,5],[23,6,23,7],[23,8,23,9],[23,10,23,11],[23,12,23,13],[27,0,30,0],[25,3,26,3],[25,4,26,4],[25,5,26,5],[25,6,26,6],[25,7,26,7],[25,8,26,8],[31,0,34,0],[35,0,38,0],[24,0,26,0],[24,1,26,1],[24,2,24,3],[24,4,24,5],[24,6,24,7],[24,8,24,9],[41,0,42,1],[41,2,41,13],[42,2,42,3],[42,4,42,5],[42,6,42,7],[42,8,42,9],[42,10,42,11],[42,12,42,13],[44,10,45,10],[44,11,45,11],[44,12,45,12],[44,13,45,13],[46,0,49,0],[50,0,53,0],[43,10,43,11],[43,12,43,13],[44,2,45,2],[44,3,45,3],[44,4,45,4],[44,5,45,5],[44,6,45,6],[44,7,45,7],[44,8,45,8],[44,9,45,9],[43,0,45,0],[43,1,45,1],[43,2,43,3],[43,4,43,5],[43,6,43,7],[43,8,43,9],[54,0,57,0],[60,0,61,1],[60,2,60,13],[61,2,61,3],[61,4,61,5],[61,6,61,7],[61,8,61,9],[61,10,61,11],[61,12,61,13],[63,10,64,10],[63,11,64,11],[63,12,64,12],[63,13,64,13],[65,0,68,0],[69,0,72,0],[62,10,62,11],[62,12,62,13],[63,2,64,2],[63,3,64,3],[63,4,64,4],[63,5,64,5],[63,6,64,6],[63,7,64,7],[63,8,64,8],[63,9,64,9],[62,0,64,0],[62,1,64,1],[62,2,62,3],[62,4,62,5],[62,6,62,7],[62,8,62,9],[73,0,76,0],[79,0,80,1],[79,2,79,13],[80,2,80,3],[80,4,80,5],[80,6,80,7],[80,8,80,9],[80,10,80,11],[80,12,80,13],[82,10,83,10],[82,11,83,11],[82,12,83,12],[82,13,83,13],[84,0,87,0],[88,0,91,0],[81,10,81,11],[81,12,81,13],[82,2,83,2],[82,3,83,3],[82,4,83,4],[82,5,83,5],[82,6,83,6],[82,7,83,7],[82,8,83,8],[82,9,83,9],[81,0,83,0],[81,1,83,1],[81,2,81,3],[81,4,81,5],[81,6,81,7],[81,8,81,9],[92,0,95,0],[98,0,99,1],[98,2,98,13],[99,2,99,3],[99,4,99,5],[99,6,99,7],[99,8,99,9],[99,10,99,11],[99,12,99,13],[101,10,102,10],[101,11,102,11],[101,12,102,12],[101,13,102,13],[103,0,106,0],[107,0,110,0],[100,10,100,11],[100,12,100,13],[101,2,102,2],[101,3,102,3],[101,4,102,4],[101,5,102,5],[101,6,102,6],[101,7,102,7],[101,8,102,8],[101,9,102,9],[100,0,102,0],[100,1,102,1],[100,2,100,3],[100,4,100,5],[100,6,100,7],[100,8,100,9],[111,0,114,0],[117,0,118,1],[117,2,117,13],[118,2,118,3],[118,4,118,5],[118,6,118,7],[118,8,118,9],[118,10,118,11],[118,12,118,13],[130,0,133,0],[120,10,121,10],[120,11,121,11],[120,12,121,12],[120,13,121,13],[122,0,125,0],[126,0,129,0],[119,10,119,11],[119,12,119,13],[120,2,121,2],[120,3,121,3],[120,4,121,4],[120,5,121,5],[120,6,121,6],[120,7,121,7],[120,8,121,8],[120,9,121,9],[119,0,121,0],[119,1,121,1],[119,2,119,3],[119,4,119,5],[119,6,119,7],[119,8,119,9]]}
[]
["TCHD_36"]
["Evaporator Air \n",null,"Condenser  Entering Air Temperature ˚F"]
[80,"°F DB",65,null,75,null,85,null,95,null,105,null,115,null,125]
["CFM","EWB†\n˚F","Capacity Mbtuh",null,"Capacity Mbtuh",null,"Capacity Mbtuh",null,"Capacity Mbtuh",null,"Capacity Mbtuh",null,"Capacity Mbtuh",null,"Capacity Mbtuh"]
[null,null,"Total","Sens.","Total","Sens.","Total","Sens.","Total","Sens.","Total","Sens.","Total","Sens.","Total","Sens."]
[null,null,null,null,null,null,null,null,null,null,null,null,null,null,null,null,null,"Total Factors",null,null,null,null,null,null,"Sens. %",null,null,null,null,null,null,"IDB Adj",null,null,null,null,null,null,"Sens Calc"]
[1000,72,{"$f":"R8*$I$13","v":0},{"$f":"IF(AM8>C8,C8,AM8)","v":0},{"$f":"S8*$I$13","v":0},{"$f":"IF(AN8>E8,E8,AN8)","v":0},{"$f":"T8*$I$13","v":0},{"$f":"IF(AO8>G8,G8,AO8)","v":0},{"$f":"U8*$I$13","v":0},{"$f":"IF(AP8>I8,I8,AP8)","v":0},{"$f":"V8*$I$13","v":0},{"$f":"IF(AQ8>K8,K8,AQ8)","v":0},{"$f":"W8*$I$13","v":0},{"$f":"IF(AR8>M8,M8,AR8)","v":0},{"$f":"X8*$I$13","v":0},{"$f":"IF(AS8>O8,O8,AS8)","v":0},null,1.1153846153846156,1.0562130177514795,0.9970414201183434,0.93491124260355041,0.87869822485207105,0.82248520710059181,0.76627218934911245,0.47214854111405835,0.47899159663865548,0.48961424332344211,0.50316455696202533,0.51178451178451179,0.52517985611510787,0.54054054054054057,1.06,1.06,1.06,1.06,1.06,1.06,1.06,{"$f":"Y8*C8+($A$4-80)*AF8*$A$8/1000","v":0},{"$f":"Z8*E8+($A$4-80)*AG8*$A$8/1000","v":0},{"$f":"AA8*G8+($A$4-80)*AH8*$A$8/1000","v":0},{"$f":"AB8*I8+($A$4-80)*AI8*$A$8/1000","v":0},{"$f":"AC8*K8+($A$4-80)*AJ8*$A$8/1000","v":0},{"$f":"AD8*M8+($A$4-80)*AK8*$A$8/1000","v":0},{"$f":"AE8*O8+($A$4-80)*AL8*$A$8/1000","v":0}]
[null,67,{"$f":"R9*$I$13","v":0},0,0,{"$f":"IF(AN9>E9,E9,AN9)","v":0},0,{"$f":"IF(AO9>G9,G9,AO9)","v":0},{"$f":"U9*$I$13","v":0},{"$f":"IF(AP9>I9,I9,AP9)","v":0},0,{"$f":"IF(AQ9>K9,K9,AQ9)","v":0},0,{"$f":"IF(AR9>M9,M9,AR9)","v":0},0,{"$f":"IF(AS9>O9,O9,AS9)","v":0},null,1.1153846153846156,1.044378698224852,0.97633136094674566,0.90532544378698232,0.85798816568047342,0.80769230769230782,0.76035502958579881,0.67108753315649861,0.68271954674220969,0.69393939393939386,0.71241830065359479,0.73103448275862071,0.75457875457875456,0.77821011673151752,1.06,1.06,1.06,1.06,1.06,1.06,1.06,{"$f":"Y9*C9+($A$4-80)*AF9*$A$8/1000","v":0},{"$f":"Z9*E9+($A$4-80)*AG9*$A$8/1000","v":0},{"$f":"AA9*G9+($A$4-80)*AH9*$A$8/1000","v":0},{"$f":"AB9*I9+($A$4-80)*AI9*$A$8/1000","v":0},{"$f":"AC9*K9+($A$4-80)*AJ9*$A$8/1000","v":0},{"$f":"AD9*M9+($A$4-80)*AK9*$A$8/1000","v":0},{"$f":"AE9*O9+($A$4-80)*AL9*$A$8/1000","v":0}]
[null,62,0,0,0,0,0,0,{"$f":"U10*$I$13","v":0},0,0,0,0,0,0,0,null,1.0591715976331362,1.014792899408284,0.97041420118343191,0.92603550295857995,0.86982248520710059,0.81656804733727817,0.76035502958579881,0.84357541899441346,0.85131195335276977,0.85975609756097571,0.86900958466453671,0.90136054421768708,0.93840579710144922,0.98443579766536971,1.06,1.06,1.06,1.06,1.06,1.06,1.06,0,{"$f":"Z10*E10+($A$4-80)*AG10*$A$8/1000","v":0},{"$f":"AA10*G10+($A$4-80)*AH10*$A$8/1000","v":0},0,0,0,0]
[null,57,0,0,0,0,0,0,{"$f":"U11*$I$13","v":0},0,0,0,0,0,0,0,null,1.0532544378698225,1.0118343195266273,0.97041420118343191,0.92899408284023677,0.88461538461538469,0.84023668639053262,0.79585798816568054,0.92415730337078639,0.92105263157894735,0.91463414634146345,0.91082802547770714,0.91304347826086962,0.9119718309859155,0.91449814126394058,1.06,1.06,1.06,1.06,1.06,1.06,1.06,0,{"$f":"Z11*E11+($A$4-80)*AG11*$A$8/1000","v":0},{"$f":"AA11*G11+($A$4-80)*AH11*$A$8/1000","v":0},{"$f":"AB11*I11+($A$4-80)*AI11*$A$8/1000","v":0},0,0,0]
[1200,72,0,0,0,0,0,0,{"$f":"U12*$I$13","v":0},0,0,0,0,0,0,0,null,1.2485207100591718,1.1923076923076923,1.136094674556213,1.0798816568047338,1.014792899408284,0.9497041420118344,0.88165680473372787,0.47867298578199047,0.48635235732009935,0.49479166666666669,0.50410958904109582,0.51603498542274051,0.52647975077881615,0.5436241610738255,1.06,1.06,1.06,1.06,1.06,1.06,1.06,{"$f":"Y12*C12+($A$4-80)*AF12*$A$12/1000","v":0},{"$f":"Z12*E12+($A$4-80)*AG12*$A$12/1000","v":0},{"$f":"AA12*G12+($A$4-80)*AH12*$A$12/1000","v":0},{"$f":"AB12*I12+($A$4-80)*AI12*$A$12/1000","v":0},{"$f":"AC12*K12+($A$4-80)*AJ12*$A$12/1000","v":0},{"$f":"AD12*M12+($A$4-80)*AK12*$A$12/1000","v":0},{"$f":"AE12*O12+($A$4-80)*AL12*$A$12/1000","v":0}]
[null,67,0,0,0,0,0,0,{"$f":"B2","v":0},0,0,0,0,0,0,0,null,1.1923076923076923,1.1272189349112427,1.0650887573964498,1,0.94378698224852076,0.89053254437869833,0.8372781065088758,0.68734491315136481,0.70078740157480313,0.71388888888888891,0.73076923076923084,0.75235109717868343,0.77740863787375403,0.80212014134275611,1.06,1.06,1.06,1.06,1.06,1.06,1.06,{"$f":"Y13*C13+($A$4-80)*AF13*$A$12/1000","v":0},{"$f":"Z13*E13+($A$4-80)*AG13*$A$12/1000","v":0},{"$f":"AA13*G13+($A$4-80)*AH13*$A$12/1000","v":0},{"$f":"AB13*I13+($A$4-80)*AI13*$A$12/1000","v":0},{"$f":"AC13*K13+($A$4-80)*AJ13*$A$12/1000","v":0},{"$f":"AD13*M13+($A$4-80)*AK13*$A$12/1000","v":0},{"$f":"AE13*O13+($A$4-80)*AL13*$A$12/1000","v":0}]
[null,62,0,0,0,0,0,0,{"$f":"U14*$I$13","v":0},0,0,0,0,0,0,0,null,1.1183431952662721,1.0739644970414202,1.029585798816568,0.98520710059171601,0.92011834319526642,0.85798816568047342,0.79881656804733736,0.87301587301587313,0.88154269972451793,0.8908045977011495,0.90090090090090102,0.92604501607717038,0.95517241379310347,0.98518518518518527,1.06,1.06,1.06,1.06,1.06,1.06,1.06,0,{"$f":"Z14*E14+($A$4-80)*AG14*$A$12/1000","v":0},{"$f":"AA14*G14+($A$4-80)*AH14*$A$12/1000","v":0},0,0,0,0]
[null,57,0,0,0,0,0,0,0,0,0,0,0,0,0,0,null,1.0887573964497042,1.0473372781065089,1.0059171597633136,0.96745562130177531,0.9171597633136096,0.86982248520710059,0.82248520710059181,0.93750000000000011,0.9378531073446329,0.93529411764705883,0.92966360856269104,0.93225806451612903,0.93197278911564629,0.93525179856115104,1.06,1.06,1.06,1.06,1.06,1.06,1.06,0,{"$f":"Z15*E15+($A$4-80)*AG15*$A$12/1000","v":0},{"$f":"AA15*G15+($A$4-80)*AH15*$A$12/1000","v":0},0,0,0,0]
[1400,72,0,0,0,0,0,0,0,0,0,0,0,0,0,0,null,1.3816568047337281,1.3284023668639053,1.2781065088757397,1.2248520710059172,1.1479289940828403,1.0739644970414202,1,0.48608137044967875,0.49220489977728288,0.5,0.50724637681159424,0.51804123711340211,0.52892561983471076,0.54142011834319537,1.06,1.06,1.06,1.06,1.06,1.06,1.06,{"$f":"Y16*C16+($A$4-80)*AF16*$A$16/1000","v":0},{"$f":"Z16*E16+($A$4-80)*AG16*$A$16/1000","v":0},{"$f":"AA16*G16+($A$4-80)*AH16*$A$16/1000","v":0},{"$f":"AB16*I16+($A$4-80)*AI16*$A$16/1000","v":0},{"$f":"AC16*K16+($A$4-80)*AJ16*$A$16/1000","v":0},{"$f":"AD16*M16+($A$4-80)*AK16*$A$16/1000","v":0},{"$f":"AE16*O16+($A$4-80)*AL16*$A$16/1000","v":0}]
[null,67,0,0,0,0,0,0,0,0,0,0,0,0,0,0,null,1.2662721893491125,1.2100591715976332,1.150887573964497,1.0946745562130178,1.0325443786982249,0.97337278106508884,0.91420118343195267,0.70327102803738328,0.71638141809290956,0.73007712082262211,0.74594594594594599,0.77077363896848139,0.79331306990881467,0.82200647249190939,1.06,1.06,1.06,1.06,1.06,1.06,1.06,{"$f":"Y17*C17+($A$4-80)*AF17*$A$16/1000","v":0},{"$f":"Z17*E17+($A$4-80)*AG17*$A$16/1000","v":0},{"$f":"AA17*G17+($A$4-80)*AH17*$A$16/1000","v":0},{"$f":"AB17*I17+($A$4-80)*AI17*$A$16/1000","v":0},{"$f":"AC17*K17+($A$4-80)*AJ17*$A$16/1000","v":0},{"$f":"AD17*M17+($A$4-80)*AK17*$A$16/1000","v":0},{"$f":"AE17*O17+($A$4-80)*AL17*$A$16/1000","v":0}]
[null,62,0,0,0,0,0,0,0,0,0,0,0,0,0,0,null,1.1745562130177516,1.1331360946745561,1.0887573964497042,1.044378698224852,0.97337278106508884,0.9023668639053255,0.83431952662721898,0.89924433249370272,0.90600522193211508,0.91847826086956519,0.92917847025495748,0.94528875379939215,0.96721311475409832,0.98581560283687952,1.06,1.06,1.06,1.06,1.06,1.06,1.06,0,{"$f":"Z18*E18+($A$4-80)*AG18*$A$16/1000","v":0},{"$f":"AA18*G18+($A$4-80)*AH18*$A$16/1000","v":0},0,0,0,0]
[null,57,0,0,0,0,0,0,0,0,0,0,0,0,0,0,null,1.1272189349112427,1.0857988165680474,1.044378698224852,1.0029585798816569,0.95266272189349133,0.9023668639053255,0.8520710059171599,0.95013123359580054,0.95095367847411438,0.95184135977337125,0.94985250737463134,0.94720496894409933,0.94754098360655736,0.94791666666666663,1.06,1.06,1.06,1.06,1.06,1.06,1.06,0,{"$f":"Z19*E19+($A$4-80)*AG19*$A$16/1000","v":0},{"$f":"AA19*G19+($A$4-80)*AH19*$A$16/1000","v":0},0,0,0,0]

{"sheet":"TCHD_48","index":17,"n_rows":19,"n_cols":45,"rows_kept":19,"cut":false,"hidden":true,"merged":[[2,0,2,1],[2,2,2,15],[3,2,3,3],[3,4,3,5],[3,6,3,7],[3,8,3,9],[3,10,3,11],[3,12,3,13],[3,14,3,15],[5,2,6,2],[5,3,6,3],[5,4,6,4],[5,5,6,5],[5,6,6,6],[5,7,6,7],[5,8,6,8],[4,0,6,0],[4,1,6,1],[4,2,4,3],[4,4,4,5],[4,6,4,7],[4,8,4,9],[5,9,6,9],[5,10,6,10],[5,11,6,11],[5,12,6,12],[5,13,6,13],[5,14,6,14],[5,15,6,15],[4,10,4,11],[4,12,4,13],[4,14,4,15],[24,10,24,11],[24,12,24,13],[25,2,26,2],[25,9,26,9],[25,10,26,10],[25,11,26,11],[25,12,26,12],[25,13,26,13],[7,0,10,0],[11,0,14,0],[15,0,18,0],[22,0,23,1],[22,2,22,13],[23,2,23,3],[23,4,23,5],[23,6,23,7],[23,8,23,9],[23,10,23,11],[23,12,23,13],[27,0,30,0],[25,3,26,3],[25,4,26,4],[25,5,26,5],[25,6,26,6],[25,7,26,7],[25,8,26,8],[31,0,34,0],[35,0,38,0],[24,0,26,0],[24,1,26,1],[24,2,24,3],[24,4,24,5],[24,6,24,7],[24,8,24,9],[41,0,42,1],[41,2,41,13],[42,2,42,3],[42,4,42,5],[42,6,42,7],[42,8,42,9],[42,10,42,11],[42,12,42,13],[44,10,45,10],[44,11,45,11],[44,12,45,12],[44,13,45,13],[46,0,49,0],[50,0,53,0],[43,10,43,11],[43,12,43,13],[44,2,45,2],[44,3,45,3],[44,4,45,4],[44,5,45,5],[44,6,45,6],[44,7,45,7],[44,8,45,8],[44,9,45,9],[43,0,45,0],[43,1,45,1],[43,2,43,3],[43,4,43,5],[43,6,43,7],[43,8,43,9],[54,0,57,0],[60,0,61,1],[60,2,60,13],[61,2,61,3],[61,4,61,5],[61,6,61,7],[61,8,61,9],[61,10,61,11],[61,12,61,13],[63,10,64,10],[63,11,64,11],[63,12,64,12],[63,13,64,13],[65,0,68,0],[69,0,72,0],[62,10,62,11],[62,12,62,13],[63,2,64,2],[63,3,64,3],[63,4,64,4],[63,5,64,5],[63,6,64,6],[63,7,64,7],[63,8,64,8],[63,9,64,9],[62,0,64,0],[62,1,64,1],[62,2,62,3],[62,4,62,5],[62,6,62,7],[62,8,62,9],[73,0,76,0],[79,0,80,1],[79,2,79,13],[80,2,80,3],[80,4,80,5],[80,6,80,7],[80,8,80,9],[80,10,80,11],[80,12,80,13],[82,10,83,10],[82,11,83,11],[82,12,83,12],[82,13,83,13],[84,0,87,0],[88,0,91,0],[81,10,81,11],[81,12,81,13],[82,2,83,2],[82,3,83,3],[82,4,83,4],[82,5,83,5],[82,6,83,6],[82,7,83,7],[82,8,83,8],[82,9,83,9],[81,0,83,0],[81,1,83,1],[81,2,81,3],[81,4,81,5],[81,6,81,7],[81,8,81,9],[92,0,95,0],[98,0,99,1],[98,2,98,13],[99,2,99,3],[99,4,99,5],[99,6,99,7],[99,8,99,9],[99,10,99,11],[99,12,99,13],[101,10,102,10],[101,11,102,11],[101,12,102,12],[101,13,102,13],[103,0,106,0],[107,0,110,0],[100,10,100,11],[100,12,100,13],[101,2,102,2],[101,3,102,3],[101,4,102,4],[101,5,102,5],[101,6,102,6],[101,7,102,7],[101,8,102,8],[101,9,102,9],[100,0,102,0],[100,1,102,1],[100,2,100,3],[100,4,100,5],[100,6,100,7],[100,8,100,9],[111,0,114,0],[117,0,118,1],[117,2,117,13],[118,2,118,3],[118,4,118,5],[118,6,118,7],[118,8,118,9],[118,10,118,11],[118,12,118,13],[130,0,133,0],[120,10,121,10],[120,11,121,11],[120,12,121,12],[120,13,121,13],[122,0,125,0],[126,0,129,0],[119,10,119,11],[119,12,119,13],[120,2,121,2],[120,3,121,3],[120,4,121,4],[120,5,121,5],[120,6,121,6],[120,7,121,7],[120,8,121,8],[120,9,121,9],[119,0,121,0],[119,1,121,1],[119,2,119,3],[119,4,119,5],[119,6,119,7],[119,8,119,9]]}
[]
["TCHD_48"]
["Evaporator Air \n",null,"Condenser  Entering Air Temperature ˚F"]
[80,"°F DB",65,null,75,null,85,null,95,null,105,null,115,null,125]
["CFM","EWB†\n˚F","Capacity Mbtuh",null,"Capacity Mbtuh",null,"Capacity Mbtuh",null,"Capacity Mbtuh",null,"Capacity Mbtuh",null,"Capacity Mbtuh",null,"Capacity Mbtuh"]
[null,null,"Total","Sens.","Total","Sens.","Total","Sens.","Total","Sens.","Total","Sens.","Total","Sens.","Total","Sens."]
[null,null,null,null,null,null,null,null,null,null,null,null,null,null,null,null,null,"Total Factors",null,null,null,null,null,null,"Sens. %",null,null,null,null,null,null,"IDB Adj",null,null,null,null,null,null,"Sens Calc"]
[1400,72,{"$f":"R8*$I$13","v":0},{"$f":"IF(AM8>C8,C8,AM8)","v":0},{"$f":"S8*$I$13","v":0},{"$f":"IF(AN8>E8,E8,AN8)","v":0},{"$f":"T8*$I$13","v":0},{"$f":"IF(AO8>G8,G8,AO8)","v":0},{"$f":"U8*$I$13","v":0},{"$f":"IF(AP8>I8,I8,AP8)","v":0},{"$f":"V8*$I$13","v":0},{"$f":"IF(AQ8>K8,K8,AQ8)","v":0},{"$f":"W8*$I$13","v":0},{"$f":"IF(AR8>M8,M8,AR8)","v":0},{"$f":"X8*$I$13","v":0},{"$f":"IF(AS8>O8,O8,AS8)","v":0},null,1.2085106382978723,1.1638297872340426,1.1170212765957446,1.0702127659574467,1.0127659574468086,0.9553191489361702,0.89999999999999991,0.471830985915493,0.47531992687385738,0.48,0.48508946322067592,0.49159663865546216,0.5033407572383074,0.51300236406619382,1.06,1.06,1.06,1.06,1.06,1.06,1.06,{"$f":"Y8*C8+($A$4-80)*AF8*$A$8/1000","v":0},{"$f":"Z8*E8+($A$4-80)*AG8*$A$8/1000","v":0},{"$f":"AA8*G8+($A$4-80)*AH8*$A$8/1000","v":0},{"$f":"AB8*I8+($A$4-80)*AI8*$A$8/1000","v":0},{"$f":"AC8*K8+($A$4-80)*AJ8*$A$8/1000","v":0},{"$f":"AD8*M8+($A$4-80)*AK8*$A$8/1000","v":0},{"$f":"AE8*O8+($A$4-80)*AL8*$A$8/1000","v":0}]
[null,67,{"$f":"R9*$I$13","v":0},0,0,{"$f":"IF(AN9>E9,E9,AN9)","v":0},0,{"$f":"IF(AO9>G9,G9,AO9)","v":0},{"$f":"U9*$I$13","v":0},{"$f":"IF(AP9>I9,I9,AP9)","v":0},0,{"$f":"IF(AQ9>K9,K9,AQ9)","v":0},0,{"$f":"IF(AR9>M9,M9,AR9)","v":0},0,{"$f":"IF(AS9>O9,O9,AS9)","v":0},null,1.1106382978723406,1.0680851063829788,1.0255319148936171,0.98297872340425541,0.92340425531914894,0.86382978723404258,0.80425531914893611,0.65900383141762442,0.66932270916334657,0.68049792531120323,0.69264069264069261,0.70967741935483875,0.73152709359605905,0.7592592592592593,1.06,1.06,1.06,1.06,1.06,1.06,1.06,{"$f":"Y9*C9+($A$4-80)*AF9*$A$8/1000","v":0},{"$f":"Z9*E9+($A$4-80)*AG9*$A$8/1000","v":0},{"$f":"AA9*G9+($A$4-80)*AH9*$A$8/1000","v":0},{"$f":"AB9*I9+($A$4-80)*AI9*$A$8/1000","v":0},{"$f":"AC9*K9+($A$4-80)*AJ9*$A$8/1000","v":0},{"$f":"AD9*M9+($A$4-80)*AK9*$A$8/1000","v":0},{"$f":"AE9*O9+($A$4-80)*AL9*$A$8/1000","v":0}]
[null,62,0,0,0,0,0,0,{"$f":"U10*$I$13","v":0},0,0,0,0,0,0,0,null,1.0063829787234042,0.97021276595744688,0.93617021276595747,0.90212765957446805,0.82340425531914896,0.74893617021276604,0.67446808510638301,0.85200845665961944,0.87938596491228072,0.90909090909090906,0.93867924528301883,0.96124031007751942,0.98295454545454541,1,1.06,1.06,1.06,1.06,1.06,1.06,1.06,0,{"$f":"Z10*E10+($A$4-80)*AG10*$A$8/1000","v":0},{"$f":"AA10*G10+($A$4-80)*AH10*$A$8/1000","v":0},0,0,0,0]
[null,57,0,0,0,0,0,0,{"$f":"U11*$I$13","v":0},0,0,0,0,0,0,0,null,0.95319148936170206,0.92340425531914894,0.8936170212765957,0.86170212765957444,0.80638297872340425,0.7531914893617021,0.7,1,1,1,1,1,1,1,1.06,1.06,1.06,1.06,1.06,1.06,1.06,0,{"$f":"Z11*E11+($A$4-80)*AG11*$A$8/1000","v":0},{"$f":"AA11*G11+($A$4-80)*AH11*$A$8/1000","v":0},{"$f":"AB11*I11+($A$4-80)*AI11*$A$8/1000","v":0},0,0,0]
[1600,72,0,0,0,0,0,0,{"$f":"U12*$I$13","v":0},0,0,0,0,0,0,0,null,1.2361702127659575,1.1893617021276595,1.1425531914893619,1.0957446808510638,1.0361702127659576,0.97659574468085109,0.91914893617021287,0.48192771084337349,0.48479427549194992,0.48975791433891991,0.49514563106796117,0.50513347022587274,0.5185185185185186,0.53009259259259256,1.06,1.06,1.06,1.06,1.06,1.06,1.06,{"$f":"Y12*C12+($A$4-80)*AF12*$A$12/1000","v":0},{"$f":"Z12*E12+($A$4-80)*AG12*$A$12/1000","v":0},{"$f":"AA12*G12+($A$4-80)*AH12*$A$12/1000","v":0},{"$f":"AB12*I12+($A$4-80)*AI12*$A$12/1000","v":0},{"$f":"AC12*K12+($A$4-80)*AJ12*$A$12/1000","v":0},{"$f":"AD12*M12+($A$4-80)*AK12*$A$12/1000","v":0},{"$f":"AE12*O12+($A$4-80)*AL12*$A$12/1000","v":0}]
[null,67,0,0,0,0,0,0,{"$f":"B2","v":0},0,0,0,0,0,0,0,null,1.1319148936170214,1.0893617021276596,1.0446808510638299,1,0.93829787234042561,0.87872340425531914,0.82127659574468093,0.68984962406015038,0.697265625,0.70875763747454168,0.71914893617021269,0.74376417233560077,0.76755447941888622,0.79274611398963735,1.06,1.06,1.06,1.06,1.06,1.06,1.06,{"$f":"Y13*C13+($A$4-80)*AF13*$A$12/1000","v":0},{"$f":"Z13*E13+($A$4-80)*AG13*$A$12/1000","v":0},{"$f":"AA13*G13+($A$4-80)*AH13*$A$12/1000","v":0},{"$f":"AB13*I13+($A$4-80)*AI13*$A$12/1000","v":0},{"$f":"AC13*K13+($A$4-80)*AJ13*$A$12/1000","v":0},{"$f":"AD13*M13+($A$4-80)*AK13*$A$12/1000","v":0},{"$f":"AE13*O13+($A$4-80)*AL13*$A$12/1000","v":0}]
[null,62,0,0,0,0,0,0,{"$f":"U14*$I$13","v":0},0,0,0,0,0,0,0,null,1.0255319148936171,0.98936170212765961,0.9553191489361702,0.92127659574468079,0.85531914893617023,0.79148936170212769,0.72765957446808516,0.89004149377593356,0.91827956989247317,0.94654788418708247,0.97921478060046196,0.98756218905472637,1,1,1.06,1.06,1.06,1.06,1.06,1.06,1.06,0,{"$f":"Z14*E14+($A$4-80)*AG14*$A$12/1000","v":0},{"$f":"AA14*G14+($A$4-80)*AH14*$A$12/1000","v":0},0,0,0,0]
[null,57,0,0,0,0,0,0,0,0,0,0,0,0,0,0,null,0.98510638297872333,0.95319148936170206,0.92127659574468079,0.88936170212765953,0.83404255319148946,0.78085106382978731,0.72765957446808516,1,1,1,1,1,1,1,1.06,1.06,1.06,1.06,1.06,1.06,1.06,0,{"$f":"Z15*E15+($A$4-80)*AG15*$A$12/1000","v":0},{"$f":"AA15*G15+($A$4-80)*AH15*$A$12/1000","v":0},0,0,0,0]
[1800,72,0,0,0,0,0,0,0,0,0,0,0,0,0,0,null,1.2638297872340425,1.2170212765957447,1.1680851063829787,1.1212765957446809,1.0595744680851062,0.99787234042553186,0.93829787234042561,0.49158249158249157,0.49475524475524474,0.49908925318761382,0.50474383301707781,0.51606425702811243,0.53091684434968012,0.54648526077097503,1.06,1.06,1.06,1.06,1.06,1.06,1.06,{"$f":"Y16*C16+($A$4-80)*AF16*$A$16/1000","v":0},{"$f":"Z16*E16+($A$4-80)*AG16*$A$16/1000","v":0},{"$f":"AA16*G16+($A$4-80)*AH16*$A$16/1000","v":0},{"$f":"AB16*I16+($A$4-80)*AI16*$A$16/1000","v":0},{"$f":"AC16*K16+($A$4-80)*AJ16*$A$16/1000","v":0},{"$f":"AD16*M16+($A$4-80)*AK16*$A$16/1000","v":0},{"$f":"AE16*O16+($A$4-80)*AL16*$A$16/1000","v":0}]
[null,67,0,0,0,0,0,0,0,0,0,0,0,0,0,0,null,1.15531914893617,1.1085106382978724,1.0617021276595744,1.0170212765957447,0.9553191489361702,0.89574468085106385,0.83617021276595738,0.71823204419889508,0.72744721689059499,0.73747494989979956,0.74686192468619261,0.77282850779510026,0.79809976247030878,0.82951653944020365,1.06,1.06,1.06,1.06,1.06,1.06,1.06,{"$f":"Y17*C17+($A$4-80)*AF17*$A$16/1000","v":0},{"$f":"Z17*E17+($A$4-80)*AG17*$A$16/1000","v":0},{"$f":"AA17*G17+($A$4-80)*AH17*$A$16/1000","v":0},{"$f":"AB17*I17+($A$4-80)*AI17*$A$16/1000","v":0},{"$f":"AC17*K17+($A$4-80)*AJ17*$A$16/1000","v":0},{"$f":"AD17*M17+($A$4-80)*AK17*$A$16/1000","v":0},{"$f":"AE17*O17+($A$4-80)*AL17*$A$16/1000","v":0}]
[null,62,0,0,0,0,0,0,0,0,0,0,0,0,0,0,null,1.0446808510638299,1.0085106382978724,0.97446808510638294,0.93829787234042561,0.88510638297872346,0.83191489361702131,0.78085106382978731,0.92668024439918528,0.95569620253164556,0.98471615720524031,1,1,1,1,1.06,1.06,1.06,1.06,1.06,1.06,1.06,0,{"$f":"Z18*E18+($A$4-80)*AG18*$A$16/1000","v":0},{"$f":"AA18*G18+($A$4-80)*AH18*$A$16/1000","v":0},0,0,0,0]
[null,57,0,0,0,0,0,0,0,0,0,0,0,0,0,0,null,1.0170212765957447,0.98297872340425541,0.94893617021276599,0.91489361702127658,0.86170212765957444,0.81063829787234043,0.75744680851063828,1,1,1,1,1,1,1,1.06,1.06,1.06,1.06,1.06,1.06,1.06,0,{"$f":"Z19*E19+($A$4-80)*AG19*$A$16/1000","v":0},{"$f":"AA19*G19+($A$4-80)*AH19*$A$16/1000","v":0},0,0,0,0]

{"sheet":"TCHD_60","index":18,"n_rows":19,"n_cols":45,"rows_kept":19,"cut":false,"hidden":true,"merged":[[2,0,2,1],[2,2,2,15],[3,2,3,3],[3,4,3,5],[3,6,3,7],[3,8,3,9],[3,10,3,11],[3,12,3,13],[3,14,3,15],[5,2,6,2],[5,3,6,3],[5,4,6,4],[5,5,6,5],[5,6,6,6],[5,7,6,7],[5,8,6,8],[4,0,6,0],[4,1,6,1],[4,2,4,3],[4,4,4,5],[4,6,4,7],[4,8,4,9],[5,9,6,9],[5,10,6,10],[5,11,6,11],[5,12,6,12],[5,13,6,13],[5,14,6,14],[5,15,6,15],[4,10,4,11],[4,12,4,13],[4,14,4,15],[24,10,24,11],[24,12,24,13],[25,2,26,2],[25,9,26,9],[25,10,26,10],[25,11,26,11],[25,12,26,12],[25,13,26,13],[7,0,10,0],[11,0,14,0],[15,0,18,0],[22,0,23,1],[22,2,22,13],[23,2,23,3],[23,4,23,5],[23,6,23,7],[23,8,23,9],[23,10,23,11],[23,12,23,13],[27,0,30,0],[25,3,26,3],[25,4,26,4],[25,5,26,5],[25,6,26,6],[25,7,26,7],[25,8,26,8],[31,0,34,0],[35,0,38,0],[24,0,26,0],[24,1,26,1],[24,2,24,3],[24,4,24,5],[24,6,24,7],[24,8,24,9],[41,0,42,1],[41,2,41,13],[42,2,42,3],[42,4,42,5],[42,6,42,7],[42,8,42,9],[42,10,42,11],[42,12,42,13],[44,10,45,10],[44,11,45,11],[44,12,45,12],[44,13,45,13],[46,0,49,0],[50,0,53,0],[43,10,43,11],[43,12,43,13],[44,2,45,2],[44,3,45,3],[44,4,45,4],[44,5,45,5],[44,6,45,6],[44,7,45,7],[44,8,45,8],[44,9,45,9],[43,0,45,0],[43,1,45,1],[43,2,43,3],[43,4,43,5],[43,6,43,7],[43,8,43,9],[54,0,57,0],[60,0,61,1],[60,2,60,13],[61,2,61,3],[61,4,61,5],[61,6,61,7],[61,8,61,9],[61,10,61,11],[61,12,61,13],[63,10,64,10],[63,11,64,11],[63,12,64,12],[63,13,64,13],[65,0,68,0],[69,0,72,0],[62,10,62,11],[62,12,62,13],[63,2,64,2],[63,3,64,3],[63,4,64,4],[63,5,64,5],[63,6,64,6],[63,7,64,7],[63,8,64,8],[63,9,64,9],[62,0,64,0],[62,1,64,1],[62,2,62,3],[62,4,62,5],[62,6,62,7],[62,8,62,9],[73,0,76,0],[79,0,80,1],[79,2,79,13],[80,2,80,3],[80,4,80,5],[80,6,80,7],[80,8,80,9],[80,10,80,11],[80,12,80,13],[82,10,83,10],[82,11,83,11],[82,12,83,12],[82,13,83,13],[84,0,87,0],[88,0,91,0],[81,10,81,11],[81,12,81,13],[82,2,83,2],[82,3,83,3],[82,4,83,4],[82,5,83,5],[82,6,83,6],[82,7,83,7],[82,8,83,8],[82,9,83,9],[81,0,83,0],[81,1,83,1],[81,2,81,3],[81,4,81,5],[81,6,81,7],[81,8,81,9],[92,0,95,0],[98,0,99,1],[98,2,98,13],[99,2,99,3],[99,4,99,5],[99,6,99,7],[99,8,99,9],[99,10,99,11],[99,12,99,13],[101,10,102,10],[101,11,102,11],[101,12,102,12],[101,13,102,13],[103,0,106,0],[107,0,110,0],[100,10,100,11],[100,12,100,13],[101,2,102,2],[101,3,102,3],[101,4,102,4],[101,5,102,5],[101,6,102,6],[101,7,102,7],[101,8,102,8],[101,9,102,9],[100,0,102,0],[100,1,102,1],[100,2,100,3],[100,4,100,5],[100,6,100,7],[100,8,100,9],[111,0,114,0],[117,0,118,1],[117,2,117,13],[118,2,118,3],[118,4,118,5],[118,6,118,7],[118,8,118,9],[118,10,118,11],[118,12,118,13],[130,0,133,0],[120,10,121,10],[120,11,121,11],[120,12,121,12],[120,13,121,13],[122,0,125,0],[126,0,129,0],[119,10,119,11],[119,12,119,13],[120,2,121,2],[120,3,121,3],[120,4,121,4],[120,5,121,5],[120,6,121,6],[120,7,121,7],[120,8,121,8],[120,9,121,9],[119,0,121,0],[119,1,121,1],[119,2,119,3],[119,4,119,5],[119,6,119,7],[119,8,119,9]]}
[]
["TCHD_48"]
["Evaporator Air \n",null,"Condenser  Entering Air Temperature ˚F"]
[80,"°F DB",65,null,75,null,85,null,95,null,105,null,115,null,125]
["CFM","EWB†\n˚F","Capacity Mbtuh",null,"Capacity Mbtuh",null,"Capacity Mbtuh",null,"Capacity Mbtuh",null,"Capacity Mbtuh",null,"Capacity Mbtuh",null,"Capacity Mbtuh"]
[null,null,"Total","Sens.","Total","Sens.","Total","Sens.","Total","Sens.","Total","Sens.","Total","Sens.","Total","Sens."]
[null,null,null,null,null,null,null,null,null,null,null,null,null,null,null,null,null,"Total Factors",null,null,null,null,null,null,"Sens. %",null,null,null,null,null,null,"IDB Adj",null,null,null,null,null,null,"Sens Calc"]
[1600,72,{"$f":"R8*$I$13","v":0},{"$f":"IF(AM8>C8,C8,AM8)","v":0},{"$f":"S8*$I$13","v":0},{"$f":"IF(AN8>E8,E8,AN8)","v":0},{"$f":"T8*$I$13","v":0},{"$f":"IF(AO8>G8,G8,AO8)","v":0},{"$f":"U8*$I$13","v":0},{"$f":"IF(AP8>I8,I8,AP8)","v":0},{"$f":"V8*$I$13","v":0},{"$f":"IF(AQ8>K8,K8,AQ8)","v":0},{"$f":"W8*$I$13","v":0},{"$f":"IF(AR8>M8,M8,AR8)","v":0},{"$f":"X8*$I$13","v":0},{"$f":"IF(AS8>O8,O8,AS8)","v":0},null,1.2017543859649122,1.1596491228070174,1.119298245614035,1.0771929824561404,1.0228070175438595,0.96842105263157896,0.91403508771929831,0.46277372262773719,0.46596066565809385,0.46708463949843265,0.47068403908794787,0.476843910806175,0.48550724637681159,0.49328214971209211,1.06,1.06,1.06,1.06,1.06,1.06,1.06,{"$f":"Y8*C8+($A$4-80)*AF8*$A$8/1000","v":0},{"$f":"Z8*E8+($A$4-80)*AG8*$A$8/1000","v":0},{"$f":"AA8*G8+($A$4-80)*AH8*$A$8/1000","v":0},{"$f":"AB8*I8+($A$4-80)*AI8*$A$8/1000","v":0},{"$f":"AC8*K8+($A$4-80)*AJ8*$A$8/1000","v":0},{"$f":"AD8*M8+($A$4-80)*AK8*$A$8/1000","v":0},{"$f":"AE8*O8+($A$4-80)*AL8*$A$8/1000","v":0}]
[null,67,{"$f":"R9*$I$13","v":0},0,0,{"$f":"IF(AN9>E9,E9,AN9)","v":0},0,{"$f":"IF(AO9>G9,G9,AO9)","v":0},{"$f":"U9*$I$13","v":0},{"$f":"IF(AP9>I9,I9,AP9)","v":0},0,{"$f":"IF(AQ9>K9,K9,AQ9)","v":0},0,{"$f":"IF(AR9>M9,M9,AR9)","v":0},0,{"$f":"IF(AS9>O9,O9,AS9)","v":0},null,1.1035087719298244,1.0631578947368421,1.0228070175438595,0.98070175438596485,0.9263157894736842,0.87368421052631573,0.82105263157894737,0.65500794912559623,0.65841584158415833,0.66209262435677541,0.66905187835420388,0.68181818181818188,0.69678714859437763,0.71367521367521369,1.06,1.06,1.06,1.06,1.06,1.06,1.06,{"$f":"Y9*C9+($A$4-80)*AF9*$A$8/1000","v":0},{"$f":"Z9*E9+($A$4-80)*AG9*$A$8/1000","v":0},{"$f":"AA9*G9+($A$4-80)*AH9*$A$8/1000","v":0},{"$f":"AB9*I9+($A$4-80)*AI9*$A$8/1000","v":0},{"$f":"AC9*K9+($A$4-80)*AJ9*$A$8/1000","v":0},{"$f":"AD9*M9+($A$4-80)*AK9*$A$8/1000","v":0},{"$f":"AE9*O9+($A$4-80)*AL9*$A$8/1000","v":0}]
[null,62,0,0,0,0,0,0,{"$f":"U10*$I$13","v":0},0,0,0,0,0,0,0,null,1.0210526315789474,0.97719298245614039,0.93508771929824552,0.89122807017543859,0.83508771929824566,0.77894736842105261,0.72456140350877185,0.84536082474226804,0.85816876122082575,0.87054409005628519,0.8858267716535434,0.90546218487394958,0.93018018018018012,0.95641646489104126,1.06,1.06,1.06,1.06,1.06,1.06,1.06,0,{"$f":"Z10*E10+($A$4-80)*AG10*$A$8/1000","v":0},{"$f":"AA10*G10+($A$4-80)*AH10*$A$8/1000","v":0},0,0,0,0]
[null,57,0,0,0,0,0,0,{"$f":"U11*$I$13","v":0},0,0,0,0,0,0,0,null,0.94736842105263153,0.90877192982456134,0.87192982456140355,0.83508771929824566,0.78596491228070176,0.73684210526315785,0.68947368421052624,1,1,1,1,1,1,1,1.06,1.06,1.06,1.06,1.06,1.06,1.06,0,{"$f":"Z11*E11+($A$4-80)*AG11*$A$8/1000","v":0},{"$f":"AA11*G11+($A$4-80)*AH11*$A$8/1000","v":0},{"$f":"AB11*I11+($A$4-80)*AI11*$A$8/1000","v":0},0,0,0]
[1800,72,0,0,0,0,0,0,{"$f":"U12*$I$13","v":0},0,0,0,0,0,0,0,null,1.224561403508772,1.1807017543859648,1.1385964912280704,1.0947368421052632,1.0403508771929824,0.987719298245614,0.93333333333333335,0.46991404011461319,0.4739970282317979,0.4776579352850539,0.48237179487179488,0.48903878583473864,0.49555950266429838,0.50563909774436089,1.06,1.06,1.06,1.06,1.06,1.06,1.06,{"$f":"Y12*C12+($A$4-80)*AF12*$A$12/1000","v":0},{"$f":"Z12*E12+($A$4-80)*AG12*$A$12/1000","v":0},{"$f":"AA12*G12+($A$4-80)*AH12*$A$12/1000","v":0},{"$f":"AB12*I12+($A$4-80)*AI12*$A$12/1000","v":0},{"$f":"AC12*K12+($A$4-80)*AJ12*$A$12/1000","v":0},{"$f":"AD12*M12+($A$4-80)*AK12*$A$12/1000","v":0},{"$f":"AE12*O12+($A$4-80)*AL12*$A$12/1000","v":0}]
[null,67,0,0,0,0,0,0,{"$f":"B2","v":0},0,0,0,0,0,0,0,null,1.1263157894736842,1.0842105263157895,1.0421052631578946,1,0.94385964912280695,0.89122807017543859,0.83684210526315794,0.66978193146417442,0.6763754045307443,0.6835016835016835,0.68947368421052624,0.70631970260223054,0.72047244094488194,0.74004192872117391,1.06,1.06,1.06,1.06,1.06,1.06,1.06,{"$f":"Y13*C13+($A$4-80)*AF13*$A$12/1000","v":0},{"$f":"Z13*E13+($A$4-80)*AG13*$A$12/1000","v":0},{"$f":"AA13*G13+($A$4-80)*AH13*$A$12/1000","v":0},{"$f":"AB13*I13+($A$4-80)*AI13*$A$12/1000","v":0},{"$f":"AC13*K13+($A$4-80)*AJ13*$A$12/1000","v":0},{"$f":"AD13*M13+($A$4-80)*AK13*$A$12/1000","v":0},{"$f":"AE13*O13+($A$4-80)*AL13*$A$12/1000","v":0}]
[null,62,0,0,0,0,0,0,{"$f":"U14*$I$13","v":0},0,0,0,0,0,0,0,null,1.0421052631578946,0.99824561403508771,0.95263157894736838,0.90877192982456134,0.85263157894736841,0.8,0.74561403508771928,0.8737373737373737,0.88576449912126543,0.90239410681399634,0.91891891891891897,0.94032921810699588,0.96052631578947356,0.98588235294117643,1.06,1.06,1.06,1.06,1.06,1.06,1.06,0,{"$f":"Z14*E14+($A$4-80)*AG14*$A$12/1000","v":0},{"$f":"AA14*G14+($A$4-80)*AH14*$A$12/1000","v":0},0,0,0,0]
[null,57,0,0,0,0,0,0,0,0,0,0,0,0,0,0,null,0.97192982456140353,0.93508771929824552,0.89824561403508774,0.86315789473684212,0.81228070175438594,0.76315789473684215,0.71403508771929824,1,1,1,1,1,1,1,1.06,1.06,1.06,1.06,1.06,1.06,1.06,0,{"$f":"Z15*E15+($A$4-80)*AG15*$A$12/1000","v":0},{"$f":"AA15*G15+($A$4-80)*AH15*$A$12/1000","v":0},0,0,0,0]
[2000,72,0,0,0,0,0,0,0,0,0,0,0,0,0,0,null,1.2456140350877194,1.2017543859649122,1.1578947368421053,1.1122807017543859,1.0578947368421052,1.0070175438596491,0.95438596491228067,0.47887323943661969,0.4832116788321168,0.48636363636363639,0.49211356466876971,0.49917081260364848,0.50696864111498263,0.51654411764705888,1.06,1.06,1.06,1.06,1.06,1.06,1.06,{"$f":"Y16*C16+($A$4-80)*AF16*$A$16/1000","v":0},{"$f":"Z16*E16+($A$4-80)*AG16*$A$16/1000","v":0},{"$f":"AA16*G16+($A$4-80)*AH16*$A$16/1000","v":0},{"$f":"AB16*I16+($A$4-80)*AI16*$A$16/1000","v":0},{"$f":"AC16*K16+($A$4-80)*AJ16*$A$16/1000","v":0},{"$f":"AD16*M16+($A$4-80)*AK16*$A$16/1000","v":0},{"$f":"AE16*O16+($A$4-80)*AL16*$A$16/1000","v":0}]
[null,67,0,0,0,0,0,0,0,0,0,0,0,0,0,0,null,1.1473684210526316,1.1052631578947369,1.0614035087719298,1.0192982456140351,0.9631578947368421,0.90701754385964917,0.85263157894736841,0.68501529051987753,0.69365079365079374,0.7024793388429752,0.71084337349397586,0.72677595628415304,0.74661508704061896,0.76543209876543217,1.06,1.06,1.06,1.06,1.06,1.06,1.06,{"$f":"Y17*C17+($A$4-80)*AF17*$A$16/1000","v":0},{"$f":"Z17*E17+($A$4-80)*AG17*$A$16/1000","v":0},{"$f":"AA17*G17+($A$4-80)*AH17*$A$16/1000","v":0},{"$f":"AB17*I17+($A$4-80)*AI17*$A$16/1000","v":0},{"$f":"AC17*K17+($A$4-80)*AJ17*$A$16/1000","v":0},{"$f":"AD17*M17+($A$4-80)*AK17*$A$16/1000","v":0},{"$f":"AE17*O17+($A$4-80)*AL17*$A$16/1000","v":0}]
[null,62,0,0,0,0,0,0,0,0,0,0,0,0,0,0,null,1.0631578947368421,1.0175438596491229,0.97192982456140353,0.9263157894736842,0.87192982456140355,0.81929824561403519,0.76666666666666672,0.89933993399339929,0.91551724137931034,0.93321299638989175,0.95075757575757591,0.96981891348088534,0.99143468950749447,1,1.06,1.06,1.06,1.06,1.06,1.06,1.06,0,{"$f":"Z18*E18+($A$4-80)*AG18*$A$16/1000","v":0},{"$f":"AA18*G18+($A$4-80)*AH18*$A$16/1000","v":0},0,0,0,0]
[null,57,0,0,0,0,0,0,0,0,0,0,0,0,0,0,null,0.99824561403508771,0.96140350877192982,0.9263157894736842,0.88947368421052642,0.83859649122807012,0.78947368421052633,0.73859649122807025,1,1,1,1,1,1,1,1.06,1.06,1.06,1.06,1.06,1.06,1.06,0,{"$f":"Z19*E19+($A$4-80)*AG19*$A$16/1000","v":0},{"$f":"AA19*G19+($A$4-80)*AH19*$A$16/1000","v":0},0,0,0,0]

{"sheet":"YCD_18","index":19,"n_rows":19,"n_cols":45,"rows_kept":19,"cut":false,"hidden":true,"merged":[[2,0,2,1],[2,2,2,15],[3,2,3,3],[3,4,3,5],[3,6,3,7],[3,8,3,9],[3,10,3,11],[3,12,3,13],[3,14,3,15],[5,2,6,2],[5,3,6,3],[5,4,6,4],[5,5,6,5],[5,6,6,6],[5,7,6,7],[5,8,6,8],[4,0,6,0],[4,1,6,1],[4,2,4,3],[4,4,4,5],[4,6,4,7],[4,8,4,9],[5,9,6,9],[5,10,6,10],[5,11,6,11],[5,12,6,12],[5,13,6,13],[5,14,6,14],[5,15,6,15],[4,10,4,11],[4,12,4,13],[4,14,4,15],[24,10,24,11],[24,12,24,13],[25,2,26,2],[25,9,26,9],[25,10,26,10],[25,11,26,11],[25,12,26,12],[25,13,26,13],[7,0,10,0],[11,0,14,0],[15,0,18,0],[22,0,23,1],[22,2,22,13],[23,2,23,3],[23,4,23,5],[23,6,23,7],[23,8,23,9],[23,10,23,11],[23,12,23,13],[27,0,30,0],[25,3,26,3],[25,4,26,4],[25,5,26,5],[25,6,26,6],[25,7,26,7],[25,8,26,8],[31,0,34,0],[35,0,38,0],[24,0,26,0],[24,1,26,1],[24,2,24,3],[24,4,24,5],[24,6,24,7],[24,8,24,9],[41,0,42,1],[41,2,41,13],[42,2,42,3],[42,4,42,5],[42,6,42,7],[42,8,42,9],[42,10,42,11],[42,12,42,13],[44,10,45,10],[44,11,45,11],[44,12,45,12],[44,13,45,13],[46,0,49,0],[50,0,53,0],[43,10,43,11],[43,12,43,13],[44,2,45,2],[44,3,45,3],[44,4,45,4],[44,5,45,5],[44,6,45,6],[44,7,45,7],[44,8,45,8],[44,9,45,9],[43,0,45,0],[43,1,45,1],[43,2,43,3],[43,4,43,5],[43,6,43,7],[43,8,43,9],[54,0,57,0],[60,0,61,1],[60,2,60,13],[61,2,61,3],[61,4,61,5],[61,6,61,7],[61,8,61,9],[61,10,61,11],[61,12,61,13],[63,10,64,10],[63,11,64,11],[63,12,64,12],[63,13,64,13],[65,0,68,0],[69,0,72,0],[62,10,62,11],[62,12,62,13],[63,2,64,2],[63,3,64,3],[63,4,64,4],[63,5,64,5],[63,6,64,6],[63,7,64,7],[63,8,64,8],[63,9,64,9],[62,0,64,0],[62,1,64,1],[62,2,62,3],[62,4,62,5],[62,6,62,7],[62,8,62,9],[73,0,76,0],[79,0,80,1],[79,2,79,13],[80,2,80,3],[80,4,80,5],[80,6,80,7],[80,8,80,9],[80,10,80,11],[80,12,80,13],[82,10,83,10],[82,11,83,11],[82,12,83,12],[82,13,83,13],[84,0,87,0],[88,0,91,0],[81,10,81,11],[81,12,81,13],[82,2,83,2],[82,3,83,3],[82,4,83,4],[82,5,83,5],[82,6,83,6],[82,7,83,7],[82,8,83,8],[82,9,83,9],[81,0,83,0],[81,1,83,1],[81,2,81,3],[81,4,81,5],[81,6,81,7],[81,8,81,9],[92,0,95,0],[98,0,99,1],[98,2,98,13],[99,2,99,3],[99,4,99,5],[99,6,99,7],[99,8,99,9],[99,10,99,11],[99,12,99,13],[101,10,102,10],[101,11,102,11],[101,12,102,12],[101,13,102,13],[103,0,106,0],[107,0,110,0],[100,10,100,11],[100,12,100,13],[101,2,102,2],[101,3,102,3],[101,4,102,4],[101,5,102,5],[101,6,102,6],[101,7,102,7],[101,8,102,8],[101,9,102,9],[100,0,102,0],[100,1,102,1],[100,2,100,3],[100,4,100,5],[100,6,100,7],[100,8,100,9],[111,0,114,0],[117,0,118,1],[117,2,117,13],[118,2,118,3],[118,4,118,5],[118,6,118,7],[118,8,118,9],[118,10,118,11],[118,12,118,13],[130,0,133,0],[120,10,121,10],[120,11,121,11],[120,12,121,12],[120,13,121,13],[122,0,125,0],[126,0,129,0],[119,10,119,11],[119,12,119,13],[120,2,121,2],[120,3,121,3],[120,4,121,4],[120,5,121,5],[120,6,121,6],[120,7,121,7],[120,8,121,8],[120,9,121,9],[119,0,121,0],[119,1,121,1],[119,2,119,3],[119,4,119,5],[119,6,119,7],[119,8,119,9]]}
[]
["YCD_18",18]
["Evaporator Air \n",null,"Condenser  Entering Air Temperature ˚F"]
[80,"°F DB",55,null,65,null,75,null,85,null,95,null,105,null,115]
["CFM","EWB†\n˚F","Capacity Mbtuh",null,"Capacity Mbtuh",null,"Capacity Mbtuh",null,"Capacity Mbtuh",null,"Capacity Mbtuh",null,"Capacity Mbtuh",null,"Capacity Mbtuh"]
[null,null,"Total","Sens.","Total","Sens.","Total","Sens.","Total","Sens.","Total","Sens.","Total","Sens.","Total","Sens."]
[null,null,null,null,null,null,null,null,null,null,null,null,null,null,null,null,null,"Total Factors",null,null,null,null,null,null,"Sens. %",null,null,null,null,null,null,"IDB Adj",null,null,null,null,null,null,"Sens Calc"]
[450,72,{"$f":"R8*$K$13","v":17.315217391304348},{"$f":"IF(AM8>C8,C8,AM8)","v":9},{"$f":"S8*$K$13","v":18.097826086956523},{"$f":"IF(AN8>E8,E8,AN8)","v":9.3913043478260878},{"$f":"T8*$K$13","v":18.978260869565219},{"$f":"IF(AO8>G8,G8,AO8)","v":9.6847826086956541},{"$f":"U8*$K$13","v":18.586956521739133},{"$f":"IF(AP8>I8,I8,AP8)","v":9.5869565217391326},{"$f":"V8*$K$13","v":18.293478260869563},{"$f":"IF(AQ8>K8,K8,AQ8)","v":9.4891304347826075},{"$f":"W8*$K$13","v":16.434782608695652},{"$f":"IF(AR8>M8,M8,AR8)","v":8.804347826086957},{"$f":"X8*$K$13","v":14.57608695652174},{"$f":"IF(AS8>O8,O8,AS8)","v":8.1195652173913064},null,0.96195652173913049,1.0054347826086958,1.0543478260869565,1.0326086956521741,1.0163043478260869,0.91304347826086962,0.80978260869565222,0.51977401129943501,0.51891891891891895,0.51030927835051554,0.51578947368421058,0.51871657754010692,0.5357142857142857,0.5570469798657719,1.06,1.06,1.06,1.06,1.06,1.06,1.06,{"$f":"Y8*C8+($A$4-80)*AF8*$A$8/1000","v":9},{"$f":"Z8*E8+($A$4-80)*AG8*$A$8/1000","v":9.3913043478260878},{"$f":"AA8*G8+($A$4-80)*AH8*$A$8/1000","v":9.6847826086956541},{"$f":"AB8*I8+($A$4-80)*AI8*$A$8/1000","v":9.5869565217391326},{"$f":"AC8*K8+($A$4-80)*AJ8*$A$8/1000","v":9.4891304347826075},{"$f":"AD8*M8+($A$4-80)*AK8*$A$8/1000","v":8.804347826086957},{"$f":"AE8*O8+($A$4-80)*AL8*$A$8/1000","v":8.1195652173913064}]
[null,67,17.413043478260871,11.347826086956522,17.90217391304348,{"$f":"IF(AN9>E9,E9,AN9)","v":11.739130434782609},18.489130434782609,{"$f":"IF(AO9>G9,G9,AO9)","v":12.130434782608697},17.315217391304348,{"$f":"IF(AP9>I9,I9,AP9)","v":11.739130434782609},{"$f":"V9*$K$13","v":16.14130434782609},{"$f":"IF(AQ9>K9,K9,AQ9)","v":11.347826086956523},13.989130434782611,{"$f":"IF(AR9>M9,M9,AR9)","v":10.565217391304349},11.739130434782609,{"$f":"IF(AS9>O9,O9,AS9)","v":9.6847826086956541},null,0.96739130434782616,0.99456521739130443,1.0271739130434783,0.96195652173913049,0.89673913043478271,0.77717391304347838,0.65217391304347827,0.65168539325842689,0.65573770491803274,0.65608465608465616,0.67796610169491534,0.70303030303030301,0.75524475524475521,0.82500000000000007,1.06,1.06,1.06,1.06,1.06,1.06,1.06,{"$f":"Y9*C9+($A$4-80)*AF9*$A$8/1000","v":11.347826086956522},{"$f":"Z9*E9+($A$4-80)*AG9*$A$8/1000","v":11.739130434782609},{"$f":"AA9*G9+($A$4-80)*AH9*$A$8/1000","v":12.130434782608697},{"$f":"AB9*I9+($A$4-80)*AI9*$A$8/1000","v":11.739130434782609},{"$f":"AC9*K9+($A$4-80)*AJ9*$A$8/1000","v":11.347826086956523},{"$f":"AD9*M9+($A$4-80)*AK9*$A$8/1000","v":10.565217391304349},{"$f":"AE9*O9+($A$4-80)*AL9*$A$8/1000","v":9.6847826086956541}]
[null,62,16.923913043478262,13.304347826086957,17.021739130434781,13.793478260869565,17.217391304347828,14.282608695652174,15.65217391304348,13.793478260869566,{"$f":"V10*$K$13","v":14.184782608695652},13.206521739130434,12.521739130434785,11.836956521739131,10.760869565217392,10.369565217391305,null,0.94021739130434789,0.94565217391304346,0.95652173913043492,0.86956521739130443,0.78804347826086962,0.69565217391304357,0.59782608695652184,0.78612716763005774,0.81034482758620696,0.82954545454545447,0.88124999999999998,0.93103448275862066,0.94531249999999989,0.96363636363636362,1.06,1.06,1.06,1.06,1.06,1.06,1.06,13.304347826086957,{"$f":"Z10*E10+($A$4-80)*AG10*$A$8/1000","v":13.793478260869565},{"$f":"AA10*G10+($A$4-80)*AH10*$A$8/1000","v":14.282608695652174},13.793478260869566,13.206521739130434,11.836956521739131,10.369565217391305]
[null,57,16.239130434782609,15.75,16.043478260869563,15.75,15.847826086956522,15.750000000000002,14.673913043478262,14.57608695652174,{"$f":"V11*$K$13","v":13.500000000000002},13.402173913043478,12.032608695652176,11.934782608695652,10.565217391304349,10.369565217391305,null,0.90217391304347838,0.89130434782608692,0.88043478260869568,0.81521739130434789,0.75000000000000011,0.6684782608695653,0.58695652173913049,0.96987951807228912,0.98170731707317094,0.99382716049382724,0.9933333333333334,0.99275362318840565,0.99186991869918684,0.9814814814814814,1.06,1.06,1.06,1.06,1.06,1.06,1.06,15.75,{"$f":"Z11*E11+($A$4-80)*AG11*$A$8/1000","v":15.75},{"$f":"AA11*G11+($A$4-80)*AH11*$A$8/1000","v":15.750000000000002},{"$f":"AB11*I11+($A$4-80)*AI11*$A$8/1000","v":14.57608695652174},13.402173913043478,11.934782608695652,10.369565217391305]
[600,72,17.510869565217391,9.391304347826086,18.39130434782609,9.7826086956521756,19.271739130434781,10.271739130434783,18.978260869565219,10.369565217391306,{"$f":"V12*$K$13","v":18.684782608695652},10.467391304347824,17.021739130434781,9.8804347826086953,15.358695652173914,9.3913043478260878,null,0.97282608695652173,1.0217391304347827,1.0706521739130435,1.0543478260869565,1.0380434782608696,0.94565217391304346,0.85326086956521741,0.53631284916201116,0.53191489361702127,0.53299492385786806,0.54639175257731964,0.5602094240837695,0.58045977011494254,0.61146496815286622,1.06,1.06,1.06,1.06,1.06,1.06,1.06,{"$f":"Y12*C12+($A$4-80)*AF12*$A$12/1000","v":9.391304347826086},{"$f":"Z12*E12+($A$4-80)*AG12*$A$12/1000","v":9.7826086956521756},{"$f":"AA12*G12+($A$4-80)*AH12*$A$12/1000","v":10.271739130434783},{"$f":"AB12*I12+($A$4-80)*AI12*$A$12/1000","v":10.369565217391306},{"$f":"AC12*K12+($A$4-80)*AJ12*$A$12/1000","v":10.467391304347824},{"$f":"AD12*M12+($A$4-80)*AK12*$A$12/1000","v":9.8804347826086953},{"$f":"AE12*O12+($A$4-80)*AL12*$A$12/1000","v":9.3913043478260878}]
[null,67,17.706521739130437,11.836956521739131,18.293478260869563,12.423913043478258,18.880434782608699,12.913043478260871,18,13.010869565217392,{"$f":"B2","v":18},13.68,14.869565217391305,12.32608695652174,12.717391304347826,11.641304347826088,null,0.98369565217391319,1.0163043478260869,1.048913043478261,1,0.95108695652173925,0.82608695652173914,0.70652173913043481,0.66850828729281764,0.67914438502673791,0.68393782383419688,0.72282608695652184,0.76,0.82894736842105265,0.91538461538461546,1.06,1.06,1.06,1.06,1.06,1.06,1.06,{"$f":"Y13*C13+($A$4-80)*AF13*$A$12/1000","v":11.836956521739131},{"$f":"Z13*E13+($A$4-80)*AG13*$A$12/1000","v":12.423913043478258},{"$f":"AA13*G13+($A$4-80)*AH13*$A$12/1000","v":12.913043478260871},{"$f":"AB13*I13+($A$4-80)*AI13*$A$12/1000","v":13.010869565217392},{"$f":"AC13*K13+($A$4-80)*AJ13*$A$12/1000","v":13.68},{"$f":"AD13*M13+($A$4-80)*AK13*$A$12/1000","v":12.32608695652174},{"$f":"AE13*O13+($A$4-80)*AL13*$A$12/1000","v":11.641304347826088}]
[null,62,17.510869565217391,14.086956521739131,17.706521739130437,14.869565217391305,17.90217391304348,15.750000000000004,16.728260869565219,15.358695652173912,{"$f":"V14*$K$13","v":15.554347826086957},15.065217391304348,13.793478260869566,13.402173913043478,12.130434782608697,11.836956521739131,null,0.97282608695652173,0.98369565217391319,0.99456521739130443,0.92934782608695665,0.86413043478260876,0.76630434782608703,0.67391304347826098,0.8044692737430168,0.83977900552486173,0.87978142076502741,0.91812865497076013,0.96855345911949686,0.97163120567375882,0.97580645161290314,1.06,1.06,1.06,1.06,1.06,1.06,1.06,14.086956521739131,{"$f":"Z14*E14+($A$4-80)*AG14*$A$12/1000","v":14.869565217391305},{"$f":"AA14*G14+($A$4-80)*AH14*$A$12/1000","v":15.750000000000004},15.358695652173912,15.065217391304348,13.402173913043478,11.836956521739131]
[null,57,15.750000000000002,15.456521739130435,16.336956521739133,16.14130434782609,16.923913043478262,16.826086956521738,15.945652173913047,15.847826086956523,14.869565217391305,14.771739130434783,13.206521739130435,13.108695652173914,11.543478260869566,11.347826086956522,null,0.87500000000000011,0.90760869565217395,0.94021739130434789,0.88586956521739146,0.82608695652173914,0.73369565217391308,0.64130434782608703,0.98136645962732916,0.9880239520958084,0.9942196531791907,0.99386503067484655,0.99342105263157898,0.99259259259259258,0.98305084745762705,1.06,1.06,1.06,1.06,1.06,1.06,1.06,15.456521739130435,{"$f":"Z15*E15+($A$4-80)*AG15*$A$12/1000","v":16.14130434782609},{"$f":"AA15*G15+($A$4-80)*AH15*$A$12/1000","v":16.826086956521738},15.847826086956523,14.771739130434783,13.108695652173914,11.347826086956522]
[750,72,17.706521739130437,9.7826086956521738,18.684782608695652,10.271739130434781,19.663043478260871,10.760869565217391,19.369565217391305,11.152173913043478,19.173913043478262,11.445652173913043,17.706521739130437,11.054347826086957,16.14130434782609,10.565217391304349,null,0.98369565217391319,1.0380434782608696,1.0923913043478262,1.0760869565217392,1.0652173913043479,0.98369565217391319,0.89673913043478271,0.55248618784530379,0.54973821989528793,0.54726368159203975,0.5757575757575758,0.59693877551020402,0.62430939226519333,0.65454545454545454,1.06,1.06,1.06,1.06,1.06,1.06,1.06,{"$f":"Y16*C16+($A$4-80)*AF16*$A$16/1000","v":9.7826086956521738},{"$f":"Z16*E16+($A$4-80)*AG16*$A$16/1000","v":10.271739130434781},{"$f":"AA16*G16+($A$4-80)*AH16*$A$16/1000","v":10.760869565217391},{"$f":"AB16*I16+($A$4-80)*AI16*$A$16/1000","v":11.152173913043478},{"$f":"AC16*K16+($A$4-80)*AJ16*$A$16/1000","v":11.445652173913043},{"$f":"AD16*M16+($A$4-80)*AK16*$A$16/1000","v":11.054347826086957},{"$f":"AE16*O16+($A$4-80)*AL16*$A$16/1000","v":10.565217391304349}]
[null,67,18,12.32608695652174,18.586956521739133,13.010869565217394,19.271739130434781,13.695652173913043,18.684782608695652,14.184782608695652,18.097826086956523,14.673913043478263,15.847826086956522,14.086956521739131,13.597826086956522,13.5,null,1,1.0326086956521741,1.0706521739130435,1.0380434782608696,1.0054347826086958,0.88043478260869568,0.75543478260869568,0.68478260869565222,0.70000000000000007,0.71065989847715738,0.75916230366492143,0.81081081081081086,0.88888888888888895,0.9928057553956835,1.06,1.06,1.06,1.06,1.06,1.06,1.06,{"$f":"Y17*C17+($A$4-80)*AF17*$A$16/1000","v":12.32608695652174},{"$f":"Z17*E17+($A$4-80)*AG17*$A$16/1000","v":13.010869565217394},{"$f":"AA17*G17+($A$4-80)*AH17*$A$16/1000","v":13.695652173913043},{"$f":"AB17*I17+($A$4-80)*AI17*$A$16/1000","v":14.184782608695652},{"$f":"AC17*K17+($A$4-80)*AJ17*$A$16/1000","v":14.673913043478263},{"$f":"AD17*M17+($A$4-80)*AK17*$A$16/1000","v":14.086956521739131},{"$f":"AE17*O17+($A$4-80)*AL17*$A$16/1000","v":13.5}]
[null,62,18,14.869565217391305,18.293478260869563,16.043478260869563,18.684782608695652,17.119565217391301,17.804347826086957,17.021739130434781,16.923913043478262,16.826086956521738,15.163043478260871,15.065217391304349,13.402173913043478,13.206521739130435,null,1,1.0163043478260869,1.0380434782608696,0.98913043478260876,0.94021739130434789,0.84239130434782616,0.74456521739130432,0.82608695652173914,0.87700534759358284,0.91623036649214651,0.95604395604395598,0.9942196531791907,0.99354838709677418,0.98540145985401462,1.06,1.06,1.06,1.06,1.06,1.06,1.06,14.869565217391305,{"$f":"Z18*E18+($A$4-80)*AG18*$A$16/1000","v":16.043478260869563},{"$f":"AA18*G18+($A$4-80)*AH18*$A$16/1000","v":17.119565217391301},17.021739130434781,16.826086956521738,15.065217391304349,13.206521739130435]
[null,57,15.260869565217392,15.163043478260871,16.630434782608699,16.532608695652176,18.097826086956523,17.90217391304348,17.217391304347828,17.021739130434781,16.239130434782609,16.141304347826086,14.380434782608695,14.282608695652174,12.423913043478262,12.32608695652174,null,0.84782608695652184,0.92391304347826098,1.0054347826086958,0.95652173913043492,0.90217391304347838,0.79891304347826086,0.69021739130434789,0.99358974358974361,0.99411764705882344,0.98918918918918919,0.98863636363636342,0.99397590361445776,0.99319727891156462,0.99212598425196852,1.06,1.06,1.06,1.06,1.06,1.06,1.06,15.163043478260871,{"$f":"Z19*E19+($A$4-80)*AG19*$A$16/1000","v":16.532608695652176},{"$f":"AA19*G19+($A$4-80)*AH19*$A$16/1000","v":17.90217391304348},17.021739130434781,16.141304347826086,14.282608695652174,12.32608695652174]

{"sheet":"YCD_24","index":20,"n_rows":19,"n_cols":45,"rows_kept":19,"cut":false,"hidden":true,"merged":[[2,0,2,1],[2,2,2,15],[3,2,3,3],[3,4,3,5],[3,6,3,7],[3,8,3,9],[3,10,3,11],[3,12,3,13],[3,14,3,15],[5,2,6,2],[5,3,6,3],[5,4,6,4],[5,5,6,5],[5,6,6,6],[5,7,6,7],[5,8,6,8],[4,0,6,0],[4,1,6,1],[4,2,4,3],[4,4,4,5],[4,6,4,7],[4,8,4,9],[5,9,6,9],[5,10,6,10],[5,11,6,11],[5,12,6,12],[5,13,6,13],[5,14,6,14],[5,15,6,15],[4,10,4,11],[4,12,4,13],[4,14,4,15],[24,10,24,11],[24,12,24,13],[25,2,26,2],[25,9,26,9],[25,10,26,10],[25,11,26,11],[25,12,26,12],[25,13,26,13],[7,0,10,0],[11,0,14,0],[15,0,18,0],[22,0,23,1],[22,2,22,13],[23,2,23,3],[23,4,23,5],[23,6,23,7],[23,8,23,9],[23,10,23,11],[23,12,23,13],[27,0,30,0],[25,3,26,3],[25,4,26,4],[25,5,26,5],[25,6,26,6],[25,7,26,7],[25,8,26,8],[31,0,34,0],[35,0,38,0],[24,0,26,0],[24,1,26,1],[24,2,24,3],[24,4,24,5],[24,6,24,7],[24,8,24,9],[41,0,42,1],[41,2,41,13],[42,2,42,3],[42,4,42,5],[42,6,42,7],[42,8,42,9],[42,10,42,11],[42,12,42,13],[44,10,45,10],[44,11,45,11],[44,12,45,12],[44,13,45,13],[46,0,49,0],[50,0,53,0],[43,10,43,11],[43,12,43,13],[44,2,45,2],[44,3,45,3],[44,4,45,4],[44,5,45,5],[44,6,45,6],[44,7,45,7],[44,8,45,8],[44,9,45,9],[43,0,45,0],[43,1,45,1],[43,2,43,3],[43,4,43,5],[43,6,43,7],[43,8,43,9],[54,0,57,0],[60,0,61,1],[60,2,60,13],[61,2,61,3],[61,4,61,5],[61,6,61,7],[61,8,61,9],[61,10,61,11],[61,12,61,13],[63,10,64,10],[63,11,64,11],[63,12,64,12],[63,13,64,13],[65,0,68,0],[69,0,72,0],[62,10,62,11],[62,12,62,13],[63,2,64,2],[63,3,64,3],[63,4,64,4],[63,5,64,5],[63,6,64,6],[63,7,64,7],[63,8,64,8],[63,9,64,9],[62,0,64,0],[62,1,64,1],[62,2,62,3],[62,4,62,5],[62,6,62,7],[62,8,62,9],[73,0,76,0],[79,0,80,1],[79,2,79,13],[80,2,80,3],[80,4,80,5],[80,6,80,7],[80,8,80,9],[80,10,80,11],[80,12,80,13],[82,10,83,10],[82,11,83,11],[82,12,83,12],[82,13,83,13],[84,0,87,0],[88,0,91,0],[81,10,81,11],[81,12,81,13],[82,2,83,2],[82,3,83,3],[82,4,83,4],[82,5,83,5],[82,6,83,6],[82,7,83,7],[82,8,83,8],[82,9,83,9],[81,0,83,0],[81,1,83,1],[81,2,81,3],[81,4,81,5],[81,6,81,7],[81,8,81,9],[92,0,95,0],[98,0,99,1],[98,2,98,13],[99,2,99,3],[99,4,99,5],[99,6,99,7],[99,8,99,9],[99,10,99,11],[99,12,99,13],[101,10,102,10],[101,11,102,11],[101,12,102,12],[101,13,102,13],[103,0,106,0],[107,0,110,0],[100,10,100,11],[100,12,100,13],[101,2,102,2],[101,3,102,3],[101,4,102,4],[101,5,102,5],[101,6,102,6],[101,7,102,7],[101,8,102,8],[101,9,102,9],[100,0,102,0],[100,1,102,1],[100,2,100,3],[100,4,100,5],[100,6,100,7],[100,8,100,9],[111,0,114,0],[117,0,118,1],[117,2,117,13],[118,2,118,3],[118,4,118,5],[118,6,118,7],[118,8,118,9],[118,10,118,11],[118,12,118,13],[130,0,133,0],[120,10,121,10],[120,11,121,11],[120,12,121,12],[120,13,121,13],[122,0,125,0],[126,0,129,0],[119,10,119,11],[119,12,119,13],[120,2,121,2],[120,3,121,3],[120,4,121,4],[120,5,121,5],[120,6,121,6],[120,7,121,7],[120,8,121,8],[120,9,121,9],[119,0,121,0],[119,1,121,1],[119,2,119,3],[119,4,119,5],[119,6,119,7],[119,8,119,9]]}
[]
["YCD_24",24]
["Evaporator Air \n",null,"Condenser  Entering Air Temperature ˚F"]
[80,"°F DB",55,null,65,null,75,null,85,null,95,null,105,null,115]
["CFM","EWB†\n˚F","Capacity Mbtuh",null,"Capacity Mbtuh",null,"Capacity Mbtuh",null,"Capacity Mbtuh",null,"Capacity Mbtuh",null,"Capacity Mbtuh",null,"Capacity Mbtuh"]
[null,null,"Total","Sens.","Total","Sens.","Total","Sens.","Total","Sens.","Total","Sens.","Total","Sens.","Total","Sens."]
[null,null,null,null,null,null,null,null,null,null,null,null,null,null,null,null,null,"Total Factors",null,null,null,null,null,null,"Sens. %",null,null,null,null,null,null,"IDB Adj",null,null,null,null,null,null,"Sens Calc"]
[600,72,{"$f":"R8*$K$13","v":25.165991902834008},{"$f":"IF(AM8>C8,C8,AM8)","v":12.728744939271255},{"$f":"S8*$K$13","v":25.457489878542511},{"$f":"IF(AN8>E8,E8,AN8)","v":12.923076923076923},{"$f":"T8*$K$13","v":25.84615384615385},{"$f":"IF(AO8>G8,G8,AO8)","v":13.020242914979759},{"$f":"U8*$K$13","v":25.068825910931174},{"$f":"IF(AP8>I8,I8,AP8)","v":12.728744939271255},{"$f":"V8*$K$13","v":24.291497975708502},{"$f":"IF(AQ8>K8,K8,AQ8)","v":12.437246963562753},{"$f":"W8*$K$13","v":21.959514170040489},{"$f":"IF(AR8>M8,M8,AR8)","v":11.465587044534415},{"$f":"X8*$K$13","v":19.627530364372468},{"$f":"IF(AS8>O8,O8,AS8)","v":10.591093117408906},null,1.048582995951417,1.0607287449392713,1.0769230769230771,1.0445344129554657,1.0121457489878543,0.91497975708502033,0.81781376518218618,0.50579150579150578,0.50763358778625955,0.50375939849624063,0.50775193798449614,0.51200000000000001,0.52212389380530977,0.53960396039603964,1.06,1.06,1.06,1.06,1.06,1.06,1.06,{"$f":"Y8*C8+($A$4-80)*AF8*$A$8/1000","v":12.728744939271255},{"$f":"Z8*E8+($A$4-80)*AG8*$A$8/1000","v":12.923076923076923},{"$f":"AA8*G8+($A$4-80)*AH8*$A$8/1000","v":13.020242914979759},{"$f":"AB8*I8+($A$4-80)*AI8*$A$8/1000","v":12.728744939271255},{"$f":"AC8*K8+($A$4-80)*AJ8*$A$8/1000","v":12.437246963562753},{"$f":"AD8*M8+($A$4-80)*AK8*$A$8/1000","v":11.465587044534415},{"$f":"AE8*O8+($A$4-80)*AL8*$A$8/1000","v":10.591093117408906}]
[null,67,24.97165991902834,15.643724696356278,24.680161943319838,{"$f":"IF(AN9>E9,E9,AN9)","v":15.643724696356278},24.291497975708502,{"$f":"IF(AO9>G9,G9,AO9)","v":15.546558704453442},23.02834008097166,{"$f":"IF(AP9>I9,I9,AP9)","v":15.157894736842104},{"$f":"V9*$K$13","v":21.765182186234817},{"$f":"IF(AQ9>K9,K9,AQ9)","v":14.672064777327936},18.850202429149796,{"$f":"IF(AR9>M9,M9,AR9)","v":13.506072874493928},15.935222672064775,{"$f":"IF(AS9>O9,O9,AS9)","v":12.340080971659917},null,1.0404858299595141,1.0283400809716599,1.0121457489878543,0.95951417004048578,0.90688259109311742,0.78542510121457487,0.66396761133603233,0.6264591439688717,0.63385826771653553,0.64,0.65822784810126578,0.6741071428571429,0.71649484536082486,0.77439024390243905,1.06,1.06,1.06,1.06,1.06,1.06,1.06,{"$f":"Y9*C9+($A$4-80)*AF9*$A$8/1000","v":15.643724696356278},{"$f":"Z9*E9+($A$4-80)*AG9*$A$8/1000","v":15.643724696356278},{"$f":"AA9*G9+($A$4-80)*AH9*$A$8/1000","v":15.546558704453442},{"$f":"AB9*I9+($A$4-80)*AI9*$A$8/1000","v":15.157894736842104},{"$f":"AC9*K9+($A$4-80)*AJ9*$A$8/1000","v":14.672064777327936},{"$f":"AD9*M9+($A$4-80)*AK9*$A$8/1000","v":13.506072874493928},{"$f":"AE9*O9+($A$4-80)*AL9*$A$8/1000","v":12.340080971659917}]
[null,62,18.267206477732795,17.878542510121456,18.364372469635626,17.975708502024293,18.461538461538463,18.072874493927127,17.392712550607285,17.004048582995949,{"$f":"V10*$K$13","v":16.421052631578949},16.032388663967613,15.157894736842104,14.866396761133604,13.991902834008098,13.700404858299596,null,0.76113360323886647,0.76518218623481782,0.76923076923076927,0.7246963562753036,0.68421052631578949,0.63157894736842102,0.58299595141700411,0.97872340425531901,0.97883597883597895,0.97894736842105268,0.97765363128491622,0.97633136094674566,0.98076923076923084,0.97916666666666663,1.06,1.06,1.06,1.06,1.06,1.06,1.06,17.878542510121456,{"$f":"Z10*E10+($A$4-80)*AG10*$A$8/1000","v":17.975708502024293},{"$f":"AA10*G10+($A$4-80)*AH10*$A$8/1000","v":18.072874493927127},17.004048582995949,16.032388663967613,14.866396761133604,13.700404858299596]
[null,57,21.570850202429149,21.085020242914979,20.599190283400809,20.113360323886639,19.530364372469638,19.141700404858298,18.170040485829961,17.781376518218625,{"$f":"V11*$K$13","v":16.809716599190285},16.421052631578949,15.060728744939272,14.76923076923077,13.408906882591094,13.11740890688259,null,0.89878542510121462,0.8582995951417004,0.81376518218623495,0.75708502024291502,0.7004048582995952,0.62753036437246967,0.5587044534412956,0.97747747747747749,0.97641509433962259,0.98009950248756206,0.97860962566844922,0.97687861271676291,0.98064516129032253,0.97826086956521729,1.06,1.06,1.06,1.06,1.06,1.06,1.06,21.085020242914979,{"$f":"Z11*E11+($A$4-80)*AG11*$A$8/1000","v":20.113360323886639},{"$f":"AA11*G11+($A$4-80)*AH11*$A$8/1000","v":19.141700404858298},{"$f":"AB11*I11+($A$4-80)*AI11*$A$8/1000","v":17.781376518218625},16.421052631578949,14.76923076923077,13.11740890688259]
[800,72,25.457489878542511,13.214574898785425,25.84615384615385,13.408906882591095,26.234817813765183,13.603238866396762,25.554655870445348,13.603238866396763,{"$f":"V12*$K$13","v":24.97165991902834},13.603238866396763,22.931174089068829,12.923076923076923,20.793522267206477,12.242914979757085,null,1.0607287449392713,1.0769230769230771,1.0931174089068827,1.0647773279352228,1.0404858299595141,0.95546558704453455,0.8663967611336032,0.51908396946564883,0.51879699248120303,0.51851851851851849,0.53231939163498099,0.54474708171206232,0.56355932203389825,0.58878504672897203,1.06,1.06,1.06,1.06,1.06,1.06,1.06,{"$f":"Y12*C12+($A$4-80)*AF12*$A$12/1000","v":13.214574898785425},{"$f":"Z12*E12+($A$4-80)*AG12*$A$12/1000","v":13.408906882591095},{"$f":"AA12*G12+($A$4-80)*AH12*$A$12/1000","v":13.603238866396762},{"$f":"AB12*I12+($A$4-80)*AI12*$A$12/1000","v":13.603238866396763},{"$f":"AC12*K12+($A$4-80)*AJ12*$A$12/1000","v":13.603238866396763},{"$f":"AD12*M12+($A$4-80)*AK12*$A$12/1000","v":12.923076923076923},{"$f":"AE12*O12+($A$4-80)*AL12*$A$12/1000","v":12.242914979757085}]
[null,67,25.457489878542511,16.518218623481779,25.263157894736842,16.615384615384617,25.165991902834008,16.809716599190285,24,16.906882591093115,{"$f":"B2","v":24},17.694915254237287,20.016194331983808,15.838056680161944,17.198380566801617,14.672064777327934,null,1.0607287449392713,1.0526315789473684,1.048582995951417,1,0.95546558704453455,0.834008097165992,0.7165991902834008,0.64885496183206104,0.6576923076923078,0.66795366795366806,0.70445344129554655,0.73728813559322026,0.79126213592233008,0.85310734463276838,1.06,1.06,1.06,1.06,1.06,1.06,1.06,{"$f":"Y13*C13+($A$4-80)*AF13*$A$12/1000","v":16.518218623481779},{"$f":"Z13*E13+($A$4-80)*AG13*$A$12/1000","v":16.615384615384617},{"$f":"AA13*G13+($A$4-80)*AH13*$A$12/1000","v":16.809716599190285},{"$f":"AB13*I13+($A$4-80)*AI13*$A$12/1000","v":16.906882591093115},{"$f":"AC13*K13+($A$4-80)*AJ13*$A$12/1000","v":17.694915254237287},{"$f":"AD13*M13+($A$4-80)*AK13*$A$12/1000","v":15.838056680161944},{"$f":"AE13*O13+($A$4-80)*AL13*$A$12/1000","v":14.672064777327934}]
[null,62,19.141700404858298,18.655870445344128,19.627530364372468,19.238866396761136,20.210526315789476,19.821862348178136,19.530364372469638,19.044534412955468,{"$f":"V14*$K$13","v":18.753036437246966},18.364372469635629,17.295546558704455,16.906882591093115,15.838056680161944,15.449392712550608,null,0.79757085020242913,0.81781376518218618,0.8421052631578948,0.81376518218623495,0.78137651821862353,0.72064777327935226,0.65991902834008098,0.97461928934010156,0.98019801980198029,0.98076923076923062,0.97512437810945274,0.97927461139896366,0.97752808988764028,0.97546012269938653,1.06,1.06,1.06,1.06,1.06,1.06,1.06,18.655870445344128,{"$f":"Z14*E14+($A$4-80)*AG14*$A$12/1000","v":19.238866396761136},{"$f":"AA14*G14+($A$4-80)*AH14*$A$12/1000","v":19.821862348178136},19.044534412955468,18.364372469635629,16.906882591093115,15.449392712550608]
[null,57,22.445344129554655,21.959514170040485,21.765182186234817,21.279352226720647,21.182186234817813,20.696356275303643,20.016194331983808,19.530364372469638,18.850202429149796,18.364372469635626,16.906882591093115,16.518218623481779,15.060728744939272,14.672064777327934,null,0.93522267206477738,0.90688259109311742,0.88259109311740891,0.834008097165992,0.78542510121457487,0.70445344129554655,0.62753036437246967,0.97835497835497831,0.9776785714285714,0.97706422018348627,0.97572815533980584,0.97422680412371132,0.97701149425287359,0.97419354838709671,1.06,1.06,1.06,1.06,1.06,1.06,1.06,21.959514170040485,{"$f":"Z15*E15+($A$4-80)*AG15*$A$12/1000","v":21.279352226720647},{"$f":"AA15*G15+($A$4-80)*AH15*$A$12/1000","v":20.696356275303643},19.530364372469638,18.364372469635626,16.518218623481779,14.672064777327934]
[1000,72,25.748987854251013,13.603238866396762,26.137651821862349,13.894736842105265,26.526315789473685,14.186234817813766,26.137651821862349,14.477732793522268,25.651821862348175,14.769230769230768,23.805668016194332,14.380566801619434,21.862348178137651,13.991902834008098,null,1.0728744939271255,1.0890688259109311,1.1052631578947369,1.0890688259109311,1.068825910931174,0.9919028340080972,0.91093117408906887,0.52830188679245282,0.53159851301115246,0.53479853479853479,0.55390334572490707,0.5757575757575758,0.60408163265306125,0.64,1.06,1.06,1.06,1.06,1.06,1.06,1.06,{"$f":"Y16*C16+($A$4-80)*AF16*$A$16/1000","v":13.603238866396762},{"$f":"Z16*E16+($A$4-80)*AG16*$A$16/1000","v":13.894736842105265},{"$f":"AA16*G16+($A$4-80)*AH16*$A$16/1000","v":14.186234817813766},{"$f":"AB16*I16+($A$4-80)*AI16*$A$16/1000","v":14.477732793522268},{"$f":"AC16*K16+($A$4-80)*AJ16*$A$16/1000","v":14.769230769230768},{"$f":"AD16*M16+($A$4-80)*AK16*$A$16/1000","v":14.380566801619434},{"$f":"AE16*O16+($A$4-80)*AL16*$A$16/1000","v":13.991902834008098}]
[null,67,25.943319838056681,17.295546558704455,25.943319838056681,17.684210526315791,25.943319838056681,18.072874493927127,25.068825910931174,18.558704453441294,24.097165991902838,19.141700404858302,21.279352226720647,18.072874493927127,18.364372469635626,17.004048582995953,null,1.0809716599190284,1.0809716599190284,1.0809716599190284,1.0445344129554657,1.0040485829959516,0.88663967611336025,0.76518218623481782,0.66666666666666674,0.68164794007490637,0.6966292134831461,0.74031007751937983,0.79435483870967738,0.84931506849315086,0.92592592592592604,1.06,1.06,1.06,1.06,1.06,1.06,1.06,{"$f":"Y17*C17+($A$4-80)*AF17*$A$16/1000","v":17.295546558704455},{"$f":"Z17*E17+($A$4-80)*AG17*$A$16/1000","v":17.684210526315791},{"$f":"AA17*G17+($A$4-80)*AH17*$A$16/1000","v":18.072874493927127},{"$f":"AB17*I17+($A$4-80)*AI17*$A$16/1000","v":18.558704453441294},{"$f":"AC17*K17+($A$4-80)*AJ17*$A$16/1000","v":19.141700404858302},{"$f":"AD17*M17+($A$4-80)*AK17*$A$16/1000","v":18.072874493927127},{"$f":"AE17*O17+($A$4-80)*AL17*$A$16/1000","v":17.004048582995953}]
[null,62,19.919028340080974,19.530364372469641,20.987854251012145,20.502024291497975,21.959514170040489,21.473684210526319,21.570850202429149,21.085020242914979,21.085020242914979,20.599190283400809,19.4331983805668,18.94736842105263,17.684210526315788,17.295546558704451,null,0.82995951417004055,0.87449392712550611,0.91497975708502033,0.89878542510121462,0.87854251012145745,0.80971659919028338,0.73684210526315785,0.98048780487804887,0.97685185185185186,0.97787610619469023,0.97747747747747749,0.97695852534562211,0.97499999999999998,0.9780219780219781,1.06,1.06,1.06,1.06,1.06,1.06,1.06,19.530364372469641,{"$f":"Z18*E18+($A$4-80)*AG18*$A$16/1000","v":20.502024291497975},{"$f":"AA18*G18+($A$4-80)*AH18*$A$16/1000","v":21.473684210526319},21.085020242914979,20.599190283400809,18.94736842105263,17.295546558704451]
[null,57,23.319838056680162,22.834008097165992,23.02834008097166,22.542510121457489,22.736842105263158,22.251012145748987,21.765182186234817,21.279352226720647,20.890688259109311,20.404858299595141,18.753036437246966,18.364372469635629,16.712550607287451,16.323886639676115,null,0.97165991902834015,0.95951417004048578,0.94736842105263153,0.90688259109311742,0.87044534412955465,0.78137651821862353,0.69635627530364375,0.97916666666666663,0.97890295358649793,0.9786324786324786,0.9776785714285714,0.97674418604651159,0.97927461139896366,0.9767441860465117,1.06,1.06,1.06,1.06,1.06,1.06,1.06,22.834008097165992,{"$f":"Z19*E19+($A$4-80)*AG19*$A$16/1000","v":22.542510121457489},{"$f":"AA19*G19+($A$4-80)*AH19*$A$16/1000","v":22.251012145748987},21.279352226720647,20.404858299595141,18.364372469635629,16.323886639676115]

{"sheet":"YCD_30","index":21,"n_rows":19,"n_cols":45,"rows_kept":19,"cut":false,"hidden":true,"merged":[[2,0,2,1],[2,2,2,15],[3,2,3,3],[3,4,3,5],[3,6,3,7],[3,8,3,9],[3,10,3,11],[3,12,3,13],[3,14,3,15],[5,2,6,2],[5,3,6,3],[5,4,6,4],[5,5,6,5],[5,6,6,6],[5,7,6,7],[5,8,6,8],[4,0,6,0],[4,1,6,1],[4,2,4,3],[4,4,4,5],[4,6,4,7],[4,8,4,9],[5,9,6,9],[5,10,6,10],[5,11,6,11],[5,12,6,12],[5,13,6,13],[5,14,6,14],[5,15,6,15],[4,10,4,11],[4,12,4,13],[4,14,4,15],[24,10,24,11],[24,12,24,13],[25,2,26,2],[25,9,26,9],[25,10,26,10],[25,11,26,11],[25,12,26,12],[25,13,26,13],[7,0,10,0],[11,0,14,0],[15,0,18,0],[22,0,23,1],[22,2,22,13],[23,2,23,3],[23,4,23,5],[23,6,23,7],[23,8,23,9],[23,10,23,11],[23,12,23,13],[27,0,30,0],[25,3,26,3],[25,4,26,4],[25,5,26,5],[25,6,26,6],[25,7,26,7],[25,8,26,8],[31,0,34,0],[35,0,38,0],[24,0,26,0],[24,1,26,1],[24,2,24,3],[24,4,24,5],[24,6,24,7],[24,8,24,9],[41,0,42,1],[41,2,41,13],[42,2,42,3],[42,4,42,5],[42,6,42,7],[42,8,42,9],[42,10,42,11],[42,12,42,13],[44,10,45,10],[44,11,45,11],[44,12,45,12],[44,13,45,13],[46,0,49,0],[50,0,53,0],[43,10,43,11],[43,12,43,13],[44,2,45,2],[44,3,45,3],[44,4,45,4],[44,5,45,5],[44,6,45,6],[44,7,45,7],[44,8,45,8],[44,9,45,9],[43,0,45,0],[43,1,45,1],[43,2,43,3],[43,4,43,5],[43,6,43,7],[43,8,43,9],[54,0,57,0],[60,0,61,1],[60,2,60,13],[61,2,61,3],[61,4,61,5],[61,6,61,7],[61,8,61,9],[61,10,61,11],[61,12,61,13],[63,10,64,10],[63,11,64,11],[63,12,64,12],[63,13,64,13],[65,0,68,0],[69,0,72,0],[62,10,62,11],[62,12,62,13],[63,2,64,2],[63,3,64,3],[63,4,64,4],[63,5,64,5],[63,6,64,6],[63,7,64,7],[63,8,64,8],[63,9,64,9],[62,0,64,0],[62,1,64,1],[62,2,62,3],[62,4,62,5],[62,6,62,7],[62,8,62,9],[73,0,76,0],[79,0,80,1],[79,2,79,13],[80,2,80,3],[80,4,80,5],[80,6,80,7],[80,8,80,9],[80,10,80,11],[80,12,80,13],[82,10,83,10],[82,11,83,11],[82,12,83,12],[82,13,83,13],[84,0,87,0],[88,0,91,0],[81,10,81,11],[81,12,81,13],[82,2,83,2],[82,3,83,3],[82,4,83,4],[82,5,83,5],[82,6,83,6],[82,7,83,7],[82,8,83,8],[82,9,83,9],[81,0,83,0],[81,1,83,1],[81,2,81,3],[81,4,81,5],[81,6,81,7],[81,8,81,9],[92,0,95,0],[98,0,99,1],[98,2,98,13],[99,2,99,3],[99,4,99,5],[99,6,99,7],[99,8,99,9],[99,10,99,11],[99,12,99,13],[101,10,102,10],[101,11,102,11],[101,12,102,12],[101,13,102,13],[103,0,106,0],[107,0,110,0],[100,10,100,11],[100,12,100,13],[101,2,102,2],[101,3,102,3],[101,4,102,4],[101,5,102,5],[101,6,102,6],[101,7,102,7],[101,8,102,8],[101,9,102,9],[100,0,102,0],[100,1,102,1],[100,2,100,3],[100,4,100,5],[100,6,100,7],[100,8,100,9],[111,0,114,0],[117,0,118,1],[117,2,117,13],[118,2,118,3],[118,4,118,5],[118,6,118,7],[118,8,118,9],[118,10,118,11],[118,12,118,13],[130,0,133,0],[120,10,121,10],[120,11,121,11],[120,12,121,12],[120,13,121,13],[122,0,125,0],[126,0,129,0],[119,10,119,11],[119,12,119,13],[120,2,121,2],[120,3,121,3],[120,4,121,4],[120,5,121,5],[120,6,121,6],[120,7,121,7],[120,8,121,8],[120,9,121,9],[119,0,121,0],[119,1,121,1],[119,2,119,3],[119,4,119,5],[119,6,119,7],[119,8,119,9]]}
[]
["YCD_30"]
["Evaporator Air \n",null,"Condenser  Entering Air Temperature ˚F"]
[80,"°F DB",55,null,65,null,75,null,85,null,95,null,105,null,115]
["CFM","EWB†\n˚F","Capacity Mbtuh",null,"Capacity Mbtuh",null,"Capacity Mbtuh",null,"Capacity Mbtuh",null,"Capacity Mbtuh",null,"Capacity Mbtuh",null,"Capacity Mbtuh"]
[null,null,"Total","Sens.","Total","Sens.","Total","Sens.","Total","Sens.","Total","Sens.","Total","Sens.","Total","Sens."]
[null,null,null,null,null,null,null,null,null,null,null,null,null,null,null,null,null,"Total Factors",null,null,null,null,null,null,"Sens. %",null,null,null,null,null,null,"IDB Adj",null,null,null,null,null,null,"Sens Calc"]
[800,72,{"$f":"R8*$K$13","v":0},{"$f":"IF(AM8>C8,C8,AM8)","v":0},{"$f":"S8*$K$13","v":0},{"$f":"IF(AN8>E8,E8,AN8)","v":0},{"$f":"T8*$K$13","v":0},{"$f":"IF(AO8>G8,G8,AO8)","v":0},{"$f":"U8*$K$13","v":0},{"$f":"IF(AP8>I8,I8,AP8)","v":0},{"$f":"V8*$K$13","v":0},{"$f":"IF(AQ8>K8,K8,AQ8)","v":0},{"$f":"W8*$K$13","v":0},{"$f":"IF(AR8>M8,M8,AR8)","v":0},{"$f":"X8*$K$13","v":0},{"$f":"IF(AS8>O8,O8,AS8)","v":0},null,1.0912052117263844,1.0944625407166124,1.1009771986970682,1.0586319218241043,1.0195439739413681,0.92508143322475567,0.83061889250814336,0.47761194029850745,0.47916666666666669,0.47633136094674566,0.48923076923076925,0.49840255591054311,0.5140845070422535,0.53333333333333333,1.06,1.06,1.06,1.06,1.06,1.06,1.06,{"$f":"Y8*C8+($A$4-80)*AF8*$A$8/1000","v":0},{"$f":"Z8*E8+($A$4-80)*AG8*$A$8/1000","v":0},{"$f":"AA8*G8+($A$4-80)*AH8*$A$8/1000","v":0},{"$f":"AB8*I8+($A$4-80)*AI8*$A$8/1000","v":0},{"$f":"AC8*K8+($A$4-80)*AJ8*$A$8/1000","v":0},{"$f":"AD8*M8+($A$4-80)*AK8*$A$8/1000","v":0},{"$f":"AE8*O8+($A$4-80)*AL8*$A$8/1000","v":0}]
[null,67,0,0,0,{"$f":"IF(AN9>E9,E9,AN9)","v":0},0,{"$f":"IF(AO9>G9,G9,AO9)","v":0},0,{"$f":"IF(AP9>I9,I9,AP9)","v":0},{"$f":"V9*$K$13","v":0},{"$f":"IF(AQ9>K9,K9,AQ9)","v":0},0,{"$f":"IF(AR9>M9,M9,AR9)","v":0},0,{"$f":"IF(AS9>O9,O9,AS9)","v":0},null,1.0684039087947883,1.0521172638436482,1.0358306188925082,0.97394136807817588,0.91530944625407173,0.80456026058631924,0.69706840390879476,0.61280487804878059,0.62538699690402477,0.63522012578616349,0.65551839464882955,0.67971530249110323,0.7246963562753036,0.78037383177570097,1.06,1.06,1.06,1.06,1.06,1.06,1.06,{"$f":"Y9*C9+($A$4-80)*AF9*$A$8/1000","v":0},{"$f":"Z9*E9+($A$4-80)*AG9*$A$8/1000","v":0},{"$f":"AA9*G9+($A$4-80)*AH9*$A$8/1000","v":0},{"$f":"AB9*I9+($A$4-80)*AI9*$A$8/1000","v":0},{"$f":"AC9*K9+($A$4-80)*AJ9*$A$8/1000","v":0},{"$f":"AD9*M9+($A$4-80)*AK9*$A$8/1000","v":0},{"$f":"AE9*O9+($A$4-80)*AL9*$A$8/1000","v":0}]
[null,62,0,0,0,0,0,0,0,0,{"$f":"V10*$K$13","v":0},0,0,0,0,0,null,1.0228013029315961,0.99022801302931596,0.95765472312703581,0.86970684039087942,0.77850162866449513,0.70032573289902278,0.61889250814332253,0.76433121019108285,0.79276315789473695,0.8231292517006803,0.85767790262172283,0.90376569037656918,0.91162790697674423,0.93157894736842106,1.06,1.06,1.06,1.06,1.06,1.06,1.06,0,{"$f":"Z10*E10+($A$4-80)*AG10*$A$8/1000","v":0},{"$f":"AA10*G10+($A$4-80)*AH10*$A$8/1000","v":0},0,0,0,0]
[null,57,0,0,0,0,0,0,0,0,{"$f":"V11*$K$13","v":0},0,0,0,0,0,null,0.93485342019543971,0.90228013029315957,0.86970684039087942,0.80456026058631924,0.73941368078175895,0.67100977198697076,0.60260586319218246,0.92682926829268297,0.92779783393501802,0.92883895131086147,0.92712550607287447,0.92951541850220276,0.92718446601941751,0.92432432432432443,1.06,1.06,1.06,1.06,1.06,1.06,1.06,0,{"$f":"Z11*E11+($A$4-80)*AG11*$A$8/1000","v":0},{"$f":"AA11*G11+($A$4-80)*AH11*$A$8/1000","v":0},{"$f":"AB11*I11+($A$4-80)*AI11*$A$8/1000","v":0},0,0,0]
[1000,72,0,0,0,0,0,0,0,0,{"$f":"V12*$K$13","v":0},0,0,0,0,0,null,1.0977198697068404,1.1074918566775245,1.1140065146579805,1.0749185667752443,1.0390879478827362,0.94788273615635188,0.85993485342019538,0.4955489614243323,0.49411764705882355,0.49707602339181284,0.51212121212121209,0.52978056426332287,0.54982817869415801,0.57196969696969702,1.06,1.06,1.06,1.06,1.06,1.06,1.06,{"$f":"Y12*C12+($A$4-80)*AF12*$A$12/1000","v":0},{"$f":"Z12*E12+($A$4-80)*AG12*$A$12/1000","v":0},{"$f":"AA12*G12+($A$4-80)*AH12*$A$12/1000","v":0},{"$f":"AB12*I12+($A$4-80)*AI12*$A$12/1000","v":0},{"$f":"AC12*K12+($A$4-80)*AJ12*$A$12/1000","v":0},{"$f":"AD12*M12+($A$4-80)*AK12*$A$12/1000","v":0},{"$f":"AE12*O12+($A$4-80)*AL12*$A$12/1000","v":0}]
[null,67,0,0,0,0,0,0,0,0,{"$f":"B2","v":0},0,0,0,0,0,null,1.0781758957654723,1.0651465798045603,1.0553745928338762,1,0.94462540716612375,0.83713355048859939,0.72964169381107491,0.63141993957703924,0.65137614678899081,0.66975308641975306,0.70032573289902278,0.73103448275862071,0.78599221789883267,0.85267857142857151,1.06,1.06,1.06,1.06,1.06,1.06,1.06,{"$f":"Y13*C13+($A$4-80)*AF13*$A$12/1000","v":0},{"$f":"Z13*E13+($A$4-80)*AG13*$A$12/1000","v":0},{"$f":"AA13*G13+($A$4-80)*AH13*$A$12/1000","v":0},{"$f":"AB13*I13+($A$4-80)*AI13*$A$12/1000","v":0},{"$f":"AC13*K13+($A$4-80)*AJ13*$A$12/1000","v":0},{"$f":"AD13*M13+($A$4-80)*AK13*$A$12/1000","v":0},{"$f":"AE13*O13+($A$4-80)*AL13*$A$12/1000","v":0}]
[null,62,0,0,0,0,0,0,0,0,{"$f":"V14*$K$13","v":0},0,0,0,0,0,null,1.0325732899022801,1.009771986970684,0.98697068403908794,0.90553745928338769,0.82736156351791523,0.74267100977198697,0.65472312703583069,0.79810725552050477,0.83225806451612905,0.87128712871287117,0.8920863309352518,0.91732283464566933,0.92105263157894735,0.93034825870646753,1.06,1.06,1.06,1.06,1.06,1.06,1.06,0,{"$f":"Z14*E14+($A$4-80)*AG14*$A$12/1000","v":0},{"$f":"AA14*G14+($A$4-80)*AH14*$A$12/1000","v":0},0,0,0,0]
[null,57,0,0,0,0,0,0,0,0,0,0,0,0,0,0,null,0.94788273615635188,0.92508143322475567,0.90228013029315957,0.85342019543973946,0.80456026058631924,0.72964169381107491,0.65798045602605859,0.92783505154639168,0.92957746478873238,0.92779783393501802,0.9274809160305344,0.92712550607287447,0.92857142857142871,0.92574257425742579,1.06,1.06,1.06,1.06,1.06,1.06,1.06,0,{"$f":"Z15*E15+($A$4-80)*AG15*$A$12/1000","v":0},{"$f":"AA15*G15+($A$4-80)*AH15*$A$12/1000","v":0},0,0,0,0]
[1200,72,0,0,0,0,0,0,0,0,0,0,0,0,0,0,null,1.1074918566775245,1.1172638436482083,1.1270358306188926,1.0944625407166124,1.0586319218241043,0.97394136807817588,0.88925081433224762,0.5117647058823529,0.5131195335276969,0.51445086705202314,0.5357142857142857,0.55692307692307697,0.58193979933110362,0.61172161172161166,1.06,1.06,1.06,1.06,1.06,1.06,1.06,{"$f":"Y16*C16+($A$4-80)*AF16*$A$16/1000","v":0},{"$f":"Z16*E16+($A$4-80)*AG16*$A$16/1000","v":0},{"$f":"AA16*G16+($A$4-80)*AH16*$A$16/1000","v":0},{"$f":"AB16*I16+($A$4-80)*AI16*$A$16/1000","v":0},{"$f":"AC16*K16+($A$4-80)*AJ16*$A$16/1000","v":0},{"$f":"AD16*M16+($A$4-80)*AK16*$A$16/1000","v":0},{"$f":"AE16*O16+($A$4-80)*AL16*$A$16/1000","v":0}]
[null,67,0,0,0,0,0,0,0,0,0,0,0,0,0,0,null,1.0879478827361564,1.0814332247557004,1.0749185667752443,1.0260586319218241,0.97394136807817588,0.86970684039087942,0.76547231270358307,0.64970059880239517,0.67469879518072284,0.70303030303030301,0.73968253968253972,0.77926421404682278,0.83895131086142316,0.91489361702127658,1.06,1.06,1.06,1.06,1.06,1.06,1.06,{"$f":"Y17*C17+($A$4-80)*AF17*$A$16/1000","v":0},{"$f":"Z17*E17+($A$4-80)*AG17*$A$16/1000","v":0},{"$f":"AA17*G17+($A$4-80)*AH17*$A$16/1000","v":0},{"$f":"AB17*I17+($A$4-80)*AI17*$A$16/1000","v":0},{"$f":"AC17*K17+($A$4-80)*AJ17*$A$16/1000","v":0},{"$f":"AD17*M17+($A$4-80)*AK17*$A$16/1000","v":0},{"$f":"AE17*O17+($A$4-80)*AL17*$A$16/1000","v":0}]
[null,62,0,0,0,0,0,0,0,0,0,0,0,0,0,0,null,1.0423452768729642,1.0293159609120521,1.0130293159609121,0.94462540716612375,0.87622149837133545,0.78175895765472314,0.69055374592833874,0.828125,0.87341772151898733,0.91961414790996787,0.92413793103448283,0.92936802973977695,0.9291666666666667,0.92924528301886788,1.06,1.06,1.06,1.06,1.06,1.06,1.06,0,{"$f":"Z18*E18+($A$4-80)*AG18*$A$16/1000","v":0},{"$f":"AA18*G18+($A$4-80)*AH18*$A$16/1000","v":0},0,0,0,0]
[null,57,0,0,0,0,0,0,0,0,0,0,0,0,0,0,null,0.96091205211726383,0.94788273615635188,0.93485342019543971,0.90228013029315957,0.86970684039087942,0.79153094462540718,0.71335504885993484,0.9288135593220338,0.92783505154639168,0.92682926829268297,0.92779783393501802,0.92883895131086147,0.93004115226337447,0.92694063926940651,1.06,1.06,1.06,1.06,1.06,1.06,1.06,0,{"$f":"Z19*E19+($A$4-80)*AG19*$A$16/1000","v":0},{"$f":"AA19*G19+($A$4-80)*AH19*$A$16/1000","v":0},0,0,0,0]

{"sheet":"YCD_36","index":22,"n_rows":19,"n_cols":45,"rows_kept":19,"cut":false,"hidden":true,"merged":[[2,0,2,1],[2,2,2,15],[3,2,3,3],[3,4,3,5],[3,6,3,7],[3,8,3,9],[3,10,3,11],[3,12,3,13],[3,14,3,15],[5,2,6,2],[5,3,6,3],[5,4,6,4],[5,5,6,5],[5,6,6,6],[5,7,6,7],[5,8,6,8],[4,0,6,0],[4,1,6,1],[4,2,4,3],[4,4,4,5],[4,6,4,7],[4,8,4,9],[5,9,6,9],[5,10,6,10],[5,11,6,11],[5,12,6,12],[5,13,6,13],[5,14,6,14],[5,15,6,15],[4,10,4,11],[4,12,4,13],[4,14,4,15],[24,10,24,11],[24,12,24,13],[25,2,26,2],[25,9,26,9],[25,10,26,10],[25,11,26,11],[25,12,26,12],[25,13,26,13],[7,0,10,0],[11,0,14,0],[15,0,18,0],[22,0,23,1],[22,2,22,13],[23,2,23,3],[23,4,23,5],[23,6,23,7],[23,8,23,9],[23,10,23,11],[23,12,23,13],[27,0,30,0],[25,3,26,3],[25,4,26,4],[25,5,26,5],[25,6,26,6],[25,7,26,7],[25,8,26,8],[31,0,34,0],[35,0,38,0],[24,0,26,0],[24,1,26,1],[24,2,24,3],[24,4,24,5],[24,6,24,7],[24,8,24,9],[41,0,42,1],[41,2,41,13],[42,2,42,3],[42,4,42,5],[42,6,42,7],[42,8,42,9],[42,10,42,11],[42,12,42,13],[44,10,45,10],[44,11,45,11],[44,12,45,12],[44,13,45,13],[46,0,49,0],[50,0,53,0],[43,10,43,11],[43,12,43,13],[44,2,45,2],[44,3,45,3],[44,4,45,4],[44,5,45,5],[44,6,45,6],[44,7,45,7],[44,8,45,8],[44,9,45,9],[43,0,45,0],[43,1,45,1],[43,2,43,3],[43,4,43,5],[43,6,43,7],[43,8,43,9],[54,0,57,0],[60,0,61,1],[60,2,60,13],[61,2,61,3],[61,4,61,5],[61,6,61,7],[61,8,61,9],[61,10,61,11],[61,12,61,13],[63,10,64,10],[63,11,64,11],[63,12,64,12],[63,13,64,13],[65,0,68,0],[69,0,72,0],[62,10,62,11],[62,12,62,13],[63,2,64,2],[63,3,64,3],[63,4,64,4],[63,5,64,5],[63,6,64,6],[63,7,64,7],[63,8,64,8],[63,9,64,9],[62,0,64,0],[62,1,64,1],[62,2,62,3],[62,4,62,5],[62,6,62,7],[62,8,62,9],[73,0,76,0],[79,0,80,1],[79,2,79,13],[80,2,80,3],[80,4,80,5],[80,6,80,7],[80,8,80,9],[80,10,80,11],[80,12,80,13],[82,10,83,10],[82,11,83,11],[82,12,83,12],[82,13,83,13],[84,0,87,0],[88,0,91,0],[81,10,81,11],[81,12,81,13],[82,2,83,2],[82,3,83,3],[82,4,83,4],[82,5,83,5],[82,6,83,6],[82,7,83,7],[82,8,83,8],[82,9,83,9],[81,0,83,0],[81,1,83,1],[81,2,81,3],[81,4,81,5],[81,6,81,7],[81,8,81,9],[92,0,95,0],[98,0,99,1],[98,2,98,13],[99,2,99,3],[99,4,99,5],[99,6,99,7],[99,8,99,9],[99,10,99,11],[99,12,99,13],[101,10,102,10],[101,11,102,11],[101,12,102,12],[101,13,102,13],[103,0,106,0],[107,0,110,0],[100,10,100,11],[100,12,100,13],[101,2,102,2],[101,3,102,3],[101,4,102,4],[101,5,102,5],[101,6,102,6],[101,7,102,7],[101,8,102,8],[101,9,102,9],[100,0,102,0],[100,1,102,1],[100,2,100,3],[100,4,100,5],[100,6,100,7],[100,8,100,9],[111,0,114,0],[117,0,118,1],[117,2,117,13],[118,2,118,3],[118,4,118,5],[118,6,118,7],[118,8,118,9],[118,10,118,11],[118,12,118,13],[130,0,133,0],[120,10,121,10],[120,11,121,11],[120,12,121,12],[120,13,121,13],[122,0,125,0],[126,0,129,0],[119,10,119,11],[119,12,119,13],[120,2,121,2],[120,3,121,3],[120,4,121,4],[120,5,121,5],[120,6,121,6],[120,7,121,7],[120,8,121,8],[120,9,121,9],[119,0,121,0],[119,1,121,1],[119,2,119,3],[119,4,119,5],[119,6,119,7],[119,8,119,9]]}
[]
["YCD_36",36]
["Evaporator Air \n",null,"Condenser  Entering Air Temperature ˚F"]
[80,"°F DB",55,null,65,null,75,null,85,null,95,null,105,null,115]
["CFM","EWB†\n˚F","Capacity Mbtuh",null,"Capacity Mbtuh",null,"Capacity Mbtuh",null,"Capacity Mbtuh",null,"Capacity Mbtuh",null,"Capacity Mbtuh",null,"Capacity Mbtuh"]
[null,null,"Total","Sens.","Total","Sens.","Total","Sens.","Total","Sens.","Total","Sens.","Total","Sens.","Total","Sens."]
[null,null,null,null,null,null,null,null,null,null,null,null,null,null,null,null,null,"Total Factors",null,null,null,null,null,null,"Sens. %",null,null,null,null,null,null,"IDB Adj",null,null,null,null,null,null,"Sens Calc"]
[1000,72,{"$f":"R8*$K$13","v":39.428571428571423},{"$f":"IF(AM8>C8,C8,AM8)","v":18.857142857142854},{"$f":"S8*$K$13","v":38.621848739495789},{"$f":"IF(AN8>E8,E8,AN8)","v":19.058823529411761},{"$f":"T8*$K$13","v":37.815126050420162},{"$f":"IF(AO8>G8,G8,AO8)","v":19.260504201680671},{"$f":"U8*$K$13","v":36.605042016806721},{"$f":"IF(AP8>I8,I8,AP8)","v":18.857142857142854},{"$f":"V8*$K$13","v":35.394957983193272},{"$f":"IF(AQ8>K8,K8,AQ8)","v":18.554621848739494},{"$f":"W8*$K$13","v":33.378151260504197},{"$f":"IF(AR8>M8,M8,AR8)","v":17.546218487394952},{"$f":"X8*$K$13","v":31.361344537815128},{"$f":"IF(AS8>O8,O8,AS8)","v":16.638655462184875},null,1.0952380952380951,1.0728291316526608,1.0504201680672267,1.0168067226890756,0.98319327731092432,0.92717086834733886,0.87114845938375352,0.47826086956521735,0.49347258485639689,0.50933333333333342,0.51515151515151514,0.5242165242165242,0.52567975830815705,0.53054662379421225,1.06,1.06,1.06,1.06,1.06,1.06,1.06,{"$f":"Y8*C8+($A$4-80)*AF8*$A$8/1000","v":18.857142857142854},{"$f":"Z8*E8+($A$4-80)*AG8*$A$8/1000","v":19.058823529411761},{"$f":"AA8*G8+($A$4-80)*AH8*$A$8/1000","v":19.260504201680671},{"$f":"AB8*I8+($A$4-80)*AI8*$A$8/1000","v":18.857142857142854},{"$f":"AC8*K8+($A$4-80)*AJ8*$A$8/1000","v":18.554621848739494},{"$f":"AD8*M8+($A$4-80)*AK8*$A$8/1000","v":17.546218487394952},{"$f":"AE8*O8+($A$4-80)*AL8*$A$8/1000","v":16.638655462184875}]
[null,67,36.605042016806721,23.394957983193276,37.008403361344534,{"$f":"IF(AN9>E9,E9,AN9)","v":23.899159663865539},37.310924369747895,{"$f":"IF(AO9>G9,G9,AO9)","v":24.30252100840336},35.798319327731086,{"$f":"IF(AP9>I9,I9,AP9)","v":24.10084033613445},{"$f":"V9*$K$13","v":34.386554621848738},{"$f":"IF(AQ9>K9,K9,AQ9)","v":23.798319327731093},30.857142857142854,{"$f":"IF(AR9>M9,M9,AR9)","v":22.588235294117645},27.327731092436974,{"$f":"IF(AS9>O9,O9,AS9)","v":21.277310924369747},null,1.0168067226890756,1.0280112044817926,1.0364145658263304,0.99439775910364137,0.95518207282913159,0.8571428571428571,0.7591036414565826,0.6391184573002755,0.64577656675749306,0.65135135135135136,0.6732394366197183,0.6920821114369502,0.73202614379084963,0.77859778597785978,1.06,1.06,1.06,1.06,1.06,1.06,1.06,{"$f":"Y9*C9+($A$4-80)*AF9*$A$8/1000","v":23.394957983193276},{"$f":"Z9*E9+($A$4-80)*AG9*$A$8/1000","v":23.899159663865539},{"$f":"AA9*G9+($A$4-80)*AH9*$A$8/1000","v":24.30252100840336},{"$f":"AB9*I9+($A$4-80)*AI9*$A$8/1000","v":24.10084033613445},{"$f":"AC9*K9+($A$4-80)*AJ9*$A$8/1000","v":23.798319327731093},{"$f":"AD9*M9+($A$4-80)*AK9*$A$8/1000","v":22.588235294117645},{"$f":"AE9*O9+($A$4-80)*AL9*$A$8/1000","v":21.277310924369747}]
[null,62,36.403361344537814,27.52941176470588,35.798319327731086,28.638655462184868,35.092436974789912,29.84873949579832,32.470588235294116,28.941176470588228,{"$f":"V10*$K$13","v":29.747899159663863},28.033613445378148,26.420168067226889,25.815126050420169,22.991596638655459,22.991596638655459,null,1.011204481792717,0.99439775910364137,0.97478991596638642,0.90196078431372551,0.8263305322128851,0.73389355742296913,0.6386554621848739,0.75623268698060941,0.79999999999999993,0.85057471264367823,0.89130434782608681,0.94237288135593222,0.97709923664122145,1,1.06,1.06,1.06,1.06,1.06,1.06,1.06,27.52941176470588,{"$f":"Z10*E10+($A$4-80)*AG10*$A$8/1000","v":28.638655462184868},{"$f":"AA10*G10+($A$4-80)*AH10*$A$8/1000","v":29.84873949579832},28.941176470588228,28.033613445378148,25.815126050420169,22.991596638655459]
[null,57,35.193277310924366,35.193277310924366,34.386554621848738,34.386554621848738,33.478991596638657,33.478991596638657,30.554621848739494,30.554621848739494,{"$f":"V11*$K$13","v":27.731092436974787},27.731092436974787,25.109243697478988,25.109243697478988,22.487394957983192,22.487394957983192,null,0.97759103641456568,0.95518207282913159,0.92997198879551823,0.84873949579831931,0.77030812324929965,0.69747899159663851,0.62464985994397759,1,1,1,1,1,1,1,1.06,1.06,1.06,1.06,1.06,1.06,1.06,35.193277310924366,{"$f":"Z11*E11+($A$4-80)*AG11*$A$8/1000","v":34.386554621848738},{"$f":"AA11*G11+($A$4-80)*AH11*$A$8/1000","v":33.478991596638657},{"$f":"AB11*I11+($A$4-80)*AI11*$A$8/1000","v":30.554621848739494},27.731092436974787,25.109243697478988,22.487394957983192]
[1200,72,38.72268907563025,19.058823529411764,38.621848739495789,19.159663865546214,38.621848739495789,19.159663865546214,37.109243697478988,19.159663865546218,{"$f":"V12*$K$13","v":35.596638655462179},19.260504201680675,33.78151260504201,18.453781512605037,31.865546218487395,17.647058823529409,null,1.0756302521008403,1.0728291316526608,1.0728291316526608,1.0308123249299719,0.98879551820728273,0.93837535014005591,0.88515406162464982,0.4921875,0.49608355091383816,0.49608355091383816,0.51630434782608703,0.54107648725212476,0.54626865671641789,0.55379746835443033,1.06,1.06,1.06,1.06,1.06,1.06,1.06,{"$f":"Y12*C12+($A$4-80)*AF12*$A$12/1000","v":19.058823529411764},{"$f":"Z12*E12+($A$4-80)*AG12*$A$12/1000","v":19.159663865546214},{"$f":"AA12*G12+($A$4-80)*AH12*$A$12/1000","v":19.159663865546214},{"$f":"AB12*I12+($A$4-80)*AI12*$A$12/1000","v":19.159663865546218},{"$f":"AC12*K12+($A$4-80)*AJ12*$A$12/1000","v":19.260504201680675},{"$f":"AD12*M12+($A$4-80)*AK12*$A$12/1000","v":18.453781512605037},{"$f":"AE12*O12+($A$4-80)*AL12*$A$12/1000","v":17.647058823529409}]
[null,67,37.008403361344534,23.697478991596633,37.109243697478988,24.30252100840336,37.210084033613441,24.907563025210081,36,25.008403361344538,{"$f":"B2","v":36},26.162790697674421,31.260504201680668,24.30252100840336,27.831932773109244,23.394957983193276,null,1.0280112044817926,1.0308123249299719,1.0336134453781511,1,0.96358543417366938,0.86834733893557414,0.77310924369747902,0.64032697547683914,0.65489130434782616,0.66937669376693765,0.69467787114845936,0.7267441860465117,0.77741935483870972,0.84057971014492749,1.06,1.06,1.06,1.06,1.06,1.06,1.06,{"$f":"Y13*C13+($A$4-80)*AF13*$A$12/1000","v":23.697478991596633},{"$f":"Z13*E13+($A$4-80)*AG13*$A$12/1000","v":24.30252100840336},{"$f":"AA13*G13+($A$4-80)*AH13*$A$12/1000","v":24.907563025210081},{"$f":"AB13*I13+($A$4-80)*AI13*$A$12/1000","v":25.008403361344538},{"$f":"AC13*K13+($A$4-80)*AJ13*$A$12/1000","v":26.162790697674421},{"$f":"AD13*M13+($A$4-80)*AK13*$A$12/1000","v":24.30252100840336},{"$f":"AE13*O13+($A$4-80)*AL13*$A$12/1000","v":23.394957983193276}]
[null,62,36.705882352941174,28.537815126050418,36.201680672268907,29.949579831932773,35.798319327731086,31.260504201680664,33.17647058823529,30.756302521008401,{"$f":"V14*$K$13","v":30.655462184873944},30.151260504201673,27.731092436974787,27.731092436974787,24.806722689075631,24.806722689075631,null,1.0196078431372548,1.0056022408963585,0.99439775910364137,0.92156862745098023,0.85154061624649846,0.77030812324929965,0.68907563025210083,0.77747252747252749,0.82729805013927582,0.87323943661971826,0.92705167173252279,0.98355263157894735,1,1,1.06,1.06,1.06,1.06,1.06,1.06,1.06,28.537815126050418,{"$f":"Z14*E14+($A$4-80)*AG14*$A$12/1000","v":29.949579831932773},{"$f":"AA14*G14+($A$4-80)*AH14*$A$12/1000","v":31.260504201680664},30.756302521008401,30.151260504201673,27.731092436974787,24.806722689075631]
[null,57,35.697478991596633,35.697478991596633,35.294117647058819,35.294117647058819,34.789915966386552,34.789915966386552,32.067226890756302,32.067226890756302,29.344537815126049,29.344537815126049,26.621848739495796,26.621848739495796,24,24,null,0.9915966386554621,0.98039215686274506,0.96638655462184864,0.89075630252100835,0.81512605042016806,0.73949579831932766,0.66666666666666663,1,1,1,1,1,1,1,1.06,1.06,1.06,1.06,1.06,1.06,1.06,35.697478991596633,{"$f":"Z15*E15+($A$4-80)*AG15*$A$12/1000","v":35.294117647058819},{"$f":"AA15*G15+($A$4-80)*AH15*$A$12/1000","v":34.789915966386552},32.067226890756302,29.344537815126049,26.621848739495796,24]
[1400,72,38.016806722689076,19.361344537815121,38.72268907563025,19.260504201680671,39.32773109243697,19.159663865546214,37.613445378151255,19.563025210084032,35.798319327731086,19.966386554621845,34.084033613445371,19.361344537815121,32.369747899159663,18.756302521008404,null,1.0560224089635855,1.0756302521008403,1.0924369747899159,1.0448179271708682,0.99439775910364137,0.94677871148459369,0.89915966386554613,0.50928381962864711,0.49739583333333337,0.48717948717948717,0.52010723860589814,0.55774647887323947,0.56804733727810652,0.57943925233644866,1.06,1.06,1.06,1.06,1.06,1.06,1.06,{"$f":"Y16*C16+($A$4-80)*AF16*$A$16/1000","v":19.361344537815121},{"$f":"Z16*E16+($A$4-80)*AG16*$A$16/1000","v":19.260504201680671},{"$f":"AA16*G16+($A$4-80)*AH16*$A$16/1000","v":19.159663865546214},{"$f":"AB16*I16+($A$4-80)*AI16*$A$16/1000","v":19.563025210084032},{"$f":"AC16*K16+($A$4-80)*AJ16*$A$16/1000","v":19.966386554621845},{"$f":"AD16*M16+($A$4-80)*AK16*$A$16/1000","v":19.361344537815121},{"$f":"AE16*O16+($A$4-80)*AL16*$A$16/1000","v":18.756302521008404}]
[null,67,37.411764705882348,23.999999999999996,37.310924369747895,24.705882352941174,37.109243697478988,25.512605042016808,36.100840336134446,26.016806722689072,34.991596638655459,26.621848739495793,31.663865546218481,26.117647058823525,28.336134453781511,25.613445378151255,null,1.0392156862745097,1.0364145658263304,1.0308123249299719,1.002801120448179,0.97198879551820727,0.87955182072829119,0.78711484593837533,0.64150943396226412,0.66216216216216217,0.68750000000000011,0.72067039106145259,0.76080691642651288,0.82484076433121023,0.90391459074733083,1.06,1.06,1.06,1.06,1.06,1.06,1.06,{"$f":"Y17*C17+($A$4-80)*AF17*$A$16/1000","v":23.999999999999996},{"$f":"Z17*E17+($A$4-80)*AG17*$A$16/1000","v":24.705882352941174},{"$f":"AA17*G17+($A$4-80)*AH17*$A$16/1000","v":25.512605042016808},{"$f":"AB17*I17+($A$4-80)*AI17*$A$16/1000","v":26.016806722689072},{"$f":"AC17*K17+($A$4-80)*AJ17*$A$16/1000","v":26.621848739495793},{"$f":"AD17*M17+($A$4-80)*AK17*$A$16/1000","v":26.117647058823525},{"$f":"AE17*O17+($A$4-80)*AL17*$A$16/1000","v":25.613445378151255}]
[null,62,36.907563025210081,29.546218487394956,36.705882352941174,31.159663865546214,36.403361344537814,32.773109243697476,33.983193277310924,32.470588235294116,31.563025210084035,31.563025210084035,29.042016806722685,29.042016806722685,26.521008403361343,26.521008403361343,null,1.0252100840336134,1.0196078431372548,1.011204481792717,0.94397759103641454,0.87675070028011204,0.80672268907563016,0.7366946778711484,0.80054644808743169,0.84890109890109888,0.90027700831024926,0.95548961424332346,1,1,1,1.06,1.06,1.06,1.06,1.06,1.06,1.06,29.546218487394956,{"$f":"Z18*E18+($A$4-80)*AG18*$A$16/1000","v":31.159663865546214},{"$f":"AA18*G18+($A$4-80)*AH18*$A$16/1000","v":32.773109243697476},32.470588235294116,31.563025210084035,29.042016806722685,26.521008403361343]
[null,57,36.201680672268907,36.201680672268907,36.201680672268907,36.201680672268907,36.100840336134446,36,33.579831932773104,33.579831932773104,30.957983193277308,30.957983193277308,28.134453781512601,28.134453781512601,25.411764705882351,25.411764705882351,null,1.0056022408963585,1.0056022408963585,1.002801120448179,0.93277310924369727,0.85994397759103636,0.78151260504201669,0.70588235294117641,1,1,0.99720670391061472,1,1,1,1,1.06,1.06,1.06,1.06,1.06,1.06,1.06,36.201680672268907,{"$f":"Z19*E19+($A$4-80)*AG19*$A$16/1000","v":36.201680672268907},{"$f":"AA19*G19+($A$4-80)*AH19*$A$16/1000","v":36},33.579831932773104,30.957983193277308,28.134453781512601,25.411764705882351]

{"sheet":"YCD_42","index":23,"n_rows":19,"n_cols":45,"rows_kept":19,"cut":false,"hidden":true,"merged":[[2,0,2,1],[2,2,2,15],[3,2,3,3],[3,4,3,5],[3,6,3,7],[3,8,3,9],[3,10,3,11],[3,12,3,13],[3,14,3,15],[5,2,6,2],[5,3,6,3],[5,4,6,4],[5,5,6,5],[5,6,6,6],[5,7,6,7],[5,8,6,8],[4,0,6,0],[4,1,6,1],[4,2,4,3],[4,4,4,5],[4,6,4,7],[4,8,4,9],[5,9,6,9],[5,10,6,10],[5,11,6,11],[5,12,6,12],[5,13,6,13],[5,14,6,14],[5,15,6,15],[4,10,4,11],[4,12,4,13],[4,14,4,15],[24,10,24,11],[24,12,24,13],[25,2,26,2],[25,9,26,9],[25,10,26,10],[25,11,26,11],[25,12,26,12],[25,13,26,13],[7,0,10,0],[11,0,14,0],[15,0,18,0],[22,0,23,1],[22,2,22,13],[23,2,23,3],[23,4,23,5],[23,6,23,7],[23,8,23,9],[23,10,23,11],[23,12,23,13],[27,0,30,0],[25,3,26,3],[25,4,26,4],[25,5,26,5],[25,6,26,6],[25,7,26,7],[25,8,26,8],[31,0,34,0],[35,0,38,0],[24,0,26,0],[24,1,26,1],[24,2,24,3],[24,4,24,5],[24,6,24,7],[24,8,24,9],[41,0,42,1],[41,2,41,13],[42,2,42,3],[42,4,42,5],[42,6,42,7],[42,8,42,9],[42,10,42,11],[42,12,42,13],[44,10,45,10],[44,11,45,11],[44,12,45,12],[44,13,45,13],[46,0,49,0],[50,0,53,0],[43,10,43,11],[43,12,43,13],[44,2,45,2],[44,3,45,3],[44,4,45,4],[44,5,45,5],[44,6,45,6],[44,7,45,7],[44,8,45,8],[44,9,45,9],[43,0,45,0],[43,1,45,1],[43,2,43,3],[43,4,43,5],[43,6,43,7],[43,8,43,9],[54,0,57,0],[60,0,61,1],[60,2,60,13],[61,2,61,3],[61,4,61,5],[61,6,61,7],[61,8,61,9],[61,10,61,11],[61,12,61,13],[63,10,64,10],[63,11,64,11],[63,12,64,12],[63,13,64,13],[65,0,68,0],[69,0,72,0],[62,10,62,11],[62,12,62,13],[63,2,64,2],[63,3,64,3],[63,4,64,4],[63,5,64,5],[63,6,64,6],[63,7,64,7],[63,8,64,8],[63,9,64,9],[62,0,64,0],[62,1,64,1],[62,2,62,3],[62,4,62,5],[62,6,62,7],[62,8,62,9],[73,0,76,0],[79,0,80,1],[79,2,79,13],[80,2,80,3],[80,4,80,5],[80,6,80,7],[80,8,80,9],[80,10,80,11],[80,12,80,13],[82,10,83,10],[82,11,83,11],[82,12,83,12],[82,13,83,13],[84,0,87,0],[88,0,91,0],[81,10,81,11],[81,12,81,13],[82,2,83,2],[82,3,83,3],[82,4,83,4],[82,5,83,5],[82,6,83,6],[82,7,83,7],[82,8,83,8],[82,9,83,9],[81,0,83,0],[81,1,83,1],[81,2,81,3],[81,4,81,5],[81,6,81,7],[81,8,81,9],[92,0,95,0],[98,0,99,1],[98,2,98,13],[99,2,99,3],[99,4,99,5],[99,6,99,7],[99,8,99,9],[99,10,99,11],[99,12,99,13],[101,10,102,10],[101,11,102,11],[101,12,102,12],[101,13,102,13],[103,0,106,0],[107,0,110,0],[100,10,100,11],[100,12,100,13],[101,2,102,2],[101,3,102,3],[101,4,102,4],[101,5,102,5],[101,6,102,6],[101,7,102,7],[101,8,102,8],[101,9,102,9],[100,0,102,0],[100,1,102,1],[100,2,100,3],[100,4,100,5],[100,6,100,7],[100,8,100,9],[111,0,114,0],[117,0,118,1],[117,2,117,13],[118,2,118,3],[118,4,118,5],[118,6,118,7],[118,8,118,9],[118,10,118,11],[118,12,118,13],[130,0,133,0],[120,10,121,10],[120,11,121,11],[120,12,121,12],[120,13,121,13],[122,0,125,0],[126,0,129,0],[119,10,119,11],[119,12,119,13],[120,2,121,2],[120,3,121,3],[120,4,121,4],[120,5,121,5],[120,6,121,6],[120,7,121,7],[120,8,121,8],[120,9,121,9],[119,0,121,0],[119,1,121,1],[119,2,119,3],[119,4,119,5],[119,6,119,7],[119,8,119,9]]}
[]
["YCD_42",42]
["Evaporator Air \n",null,"Condenser  Entering Air Temperature ˚F"]
[80,"°F DB",55,null,65,null,75,null,85,null,95,null,105,null,115]
["CFM","EWB†\n˚F","Capacity Mbtuh",null,"Capacity Mbtuh",null,"Capacity Mbtuh",null,"Capacity Mbtuh",null,"Capacity Mbtuh",null,"Capacity Mbtuh",null,"Capacity Mbtuh"]
[null,null,"Total","Sens.","Total","Sens.","Total","Sens.","Total","Sens.","Total","Sens.","Total","Sens.","Total","Sens."]
[null,null,null,null,null,null,null,null,null,null,null,null,null,null,null,null,null,"Total Factors",null,null,null,null,null,null,"Sens. %",null,null,null,null,null,null,"IDB Adj",null,null,null,null,null,null,"Sens Calc"]
[1200,72,{"$f":"R8*$K$13","v":46.741935483870961},{"$f":"IF(AM8>C8,C8,AM8)","v":22.838709677419352},{"$f":"S8*$K$13","v":46.935483870967744},{"$f":"IF(AN8>E8,E8,AN8)","v":22.838709677419359},{"$f":"T8*$K$13","v":47.12903225806452},{"$f":"IF(AO8>G8,G8,AO8)","v":22.741935483870968},{"$f":"U8*$K$13","v":45.29032258064516},{"$f":"IF(AP8>I8,I8,AP8)","v":22.354838709677423},{"$f":"V8*$K$13","v":43.354838709677416},{"$f":"IF(AQ8>K8,K8,AQ8)","v":22.06451612903226},{"$f":"W8*$K$13","v":40.161290322580648},{"$f":"IF(AR8>M8,M8,AR8)","v":21.096774193548388},{"$f":"X8*$K$13","v":36.870967741935488},{"$f":"IF(AS8>O8,O8,AS8)","v":20.032258064516128},null,1.1129032258064515,1.1175115207373272,1.1221198156682028,1.0783410138248848,1.032258064516129,0.95622119815668205,0.87788018433179726,0.48861283643892345,0.48659793814432994,0.48254620123203285,0.49358974358974367,0.50892857142857151,0.52530120481927711,0.54330708661417315,1.06,1.06,1.06,1.06,1.06,1.06,1.06,{"$f":"Y8*C8+($A$4-80)*AF8*$A$8/1000","v":22.838709677419352},{"$f":"Z8*E8+($A$4-80)*AG8*$A$8/1000","v":22.838709677419359},{"$f":"AA8*G8+($A$4-80)*AH8*$A$8/1000","v":22.741935483870968},{"$f":"AB8*I8+($A$4-80)*AI8*$A$8/1000","v":22.354838709677423},{"$f":"AC8*K8+($A$4-80)*AJ8*$A$8/1000","v":22.06451612903226},{"$f":"AD8*M8+($A$4-80)*AK8*$A$8/1000","v":21.096774193548388},{"$f":"AE8*O8+($A$4-80)*AL8*$A$8/1000","v":20.032258064516128}]
[null,67,45.967741935483872,28.258064516129032,44.806451612903217,{"$f":"IF(AN9>E9,E9,AN9)","v":28.64516129032258},43.741935483870975,{"$f":"IF(AO9>G9,G9,AO9)","v":28.935483870967747},41.322580645161295,{"$f":"IF(AP9>I9,I9,AP9)","v":28.451612903225804},{"$f":"V9*$K$13","v":38.903225806451616},{"$f":"IF(AQ9>K9,K9,AQ9)","v":27.870967741935484},34.935483870967744,{"$f":"IF(AR9>M9,M9,AR9)","v":26.322580645161288},30.870967741935484,{"$f":"IF(AS9>O9,O9,AS9)","v":24.870967741935484},null,1.0944700460829493,1.0668202764976957,1.0414746543778803,0.98387096774193561,0.92626728110599088,0.83179723502304148,0.73502304147465436,0.61473684210526314,0.63930885529157677,0.66150442477876104,0.6885245901639343,0.71641791044776115,0.75346260387811625,0.80564263322884011,1.06,1.06,1.06,1.06,1.06,1.06,1.06,{"$f":"Y9*C9+($A$4-80)*AF9*$A$8/1000","v":28.258064516129032},{"$f":"Z9*E9+($A$4-80)*AG9*$A$8/1000","v":28.64516129032258},{"$f":"AA9*G9+($A$4-80)*AH9*$A$8/1000","v":28.935483870967747},{"$f":"AB9*I9+($A$4-80)*AI9*$A$8/1000","v":28.451612903225804},{"$f":"AC9*K9+($A$4-80)*AJ9*$A$8/1000","v":27.870967741935484},{"$f":"AD9*M9+($A$4-80)*AK9*$A$8/1000","v":26.322580645161288},{"$f":"AE9*O9+($A$4-80)*AL9*$A$8/1000","v":24.870967741935484}]
[null,62,42.967741935483872,34.645161290322584,41.322580645161295,34.741935483870968,39.58064516129032,34.838709677419352,36.870967741935488,34.258064516129032,{"$f":"V10*$K$13","v":34.161290322580641},33.677419354838705,30.387096774193548,30.290322580645164,26.516129032258068,26.516129032258068,null,1.0230414746543779,0.98387096774193561,0.94239631336405527,0.87788018433179726,0.81336405529953915,0.72350230414746541,0.63133640552995396,0.80630630630630629,0.84074941451990626,0.88019559902200495,0.92913385826771644,0.98583569405099147,0.99681528662420393,1,1.06,1.06,1.06,1.06,1.06,1.06,1.06,34.645161290322584,{"$f":"Z10*E10+($A$4-80)*AG10*$A$8/1000","v":34.741935483870968},{"$f":"AA10*G10+($A$4-80)*AH10*$A$8/1000","v":34.838709677419352},34.258064516129032,33.677419354838705,30.290322580645164,26.516129032258068]
[null,57,40.161290322580648,40.161290322580648,39,39,37.935483870967744,37.935483870967744,35.70967741935484,35.70967741935484,{"$f":"V11*$K$13","v":33.483870967741943},33.483870967741943,30.677419354838708,30.677419354838708,27.870967741935484,27.870967741935484,null,0.95622119815668205,0.92857142857142849,0.90322580645161299,0.85023041474654382,0.79723502304147476,0.7304147465437788,0.66359447004608296,1,1,1,1,1,1,1,1.06,1.06,1.06,1.06,1.06,1.06,1.06,40.161290322580648,{"$f":"Z11*E11+($A$4-80)*AG11*$A$8/1000","v":39},{"$f":"AA11*G11+($A$4-80)*AH11*$A$8/1000","v":37.935483870967744},{"$f":"AB11*I11+($A$4-80)*AI11*$A$8/1000","v":35.70967741935484},33.483870967741943,30.677419354838708,27.870967741935484]
[1400,72,47.12903225806452,23.032258064516128,47.12903225806452,23.032258064516128,47.032258064516135,23.12903225806452,45.387096774193544,22.93548387096774,{"$f":"V12*$K$13","v":43.645161290322584},22.741935483870968,40.258064516129032,21.870967741935488,36.870967741935488,21.096774193548391,null,1.1221198156682028,1.1221198156682028,1.1198156682027651,1.0806451612903225,1.0391705069124424,0.95852534562211988,0.87788018433179726,0.48870636550308005,0.48870636550308005,0.49176954732510286,0.50533049040511724,0.52106430155210637,0.54326923076923084,0.57217847769028873,1.06,1.06,1.06,1.06,1.06,1.06,1.06,{"$f":"Y12*C12+($A$4-80)*AF12*$A$12/1000","v":23.032258064516128},{"$f":"Z12*E12+($A$4-80)*AG12*$A$12/1000","v":23.032258064516128},{"$f":"AA12*G12+($A$4-80)*AH12*$A$12/1000","v":23.12903225806452},{"$f":"AB12*I12+($A$4-80)*AI12*$A$12/1000","v":22.93548387096774},{"$f":"AC12*K12+($A$4-80)*AJ12*$A$12/1000","v":22.741935483870968},{"$f":"AD12*M12+($A$4-80)*AK12*$A$12/1000","v":21.870967741935488},{"$f":"AE12*O12+($A$4-80)*AL12*$A$12/1000","v":21.096774193548391}]
[null,67,46.548387096774192,29.322580645161288,45.483870967741936,29.70967741935484,44.419354838709673,29.999999999999996,42,29.70967741935484,{"$f":"B2","v":42},31.243902439024389,35.612903225806448,28.35483870967742,31.645161290322587,27.193548387096776,null,1.1082949308755761,1.0829493087557605,1.0576036866359446,1,0.9447004608294931,0.84792626728110598,0.75345622119815681,0.62993762993762992,0.65319148936170213,0.6753812636165577,0.70737327188940091,0.74390243902439024,0.79619565217391308,0.85932721712538218,1.06,1.06,1.06,1.06,1.06,1.06,1.06,{"$f":"Y13*C13+($A$4-80)*AF13*$A$12/1000","v":29.322580645161288},{"$f":"Z13*E13+($A$4-80)*AG13*$A$12/1000","v":29.70967741935484},{"$f":"AA13*G13+($A$4-80)*AH13*$A$12/1000","v":29.999999999999996},{"$f":"AB13*I13+($A$4-80)*AI13*$A$12/1000","v":29.70967741935484},{"$f":"AC13*K13+($A$4-80)*AJ13*$A$12/1000","v":31.243902439024389},{"$f":"AD13*M13+($A$4-80)*AK13*$A$12/1000","v":28.35483870967742},{"$f":"AE13*O13+($A$4-80)*AL13*$A$12/1000","v":27.193548387096776}]
[null,62,41.70967741935484,35.806451612903224,41.032258064516128,36.193548387096769,40.354838709677423,36.58064516129032,37.838709677419359,36.000000000000007,{"$f":"V14*$K$13","v":35.322580645161295},35.322580645161295,31.645161290322587,31.645161290322587,27.967741935483868,27.967741935483868,null,0.99308755760368672,0.97695852534562211,0.96082949308755772,0.90092165898617516,0.8410138248847927,0.75345622119815681,0.66589861751152069,0.85846867749419953,0.88207547169811318,0.90647482014388481,0.95140664961636834,1,1,1,1.06,1.06,1.06,1.06,1.06,1.06,1.06,35.806451612903224,{"$f":"Z14*E14+($A$4-80)*AG14*$A$12/1000","v":36.193548387096769},{"$f":"AA14*G14+($A$4-80)*AH14*$A$12/1000","v":36.58064516129032},36.000000000000007,35.322580645161295,31.645161290322587,27.967741935483868]
[null,57,40.645161290322584,40.645161290322584,39.774193548387096,39.774193548387096,38.806451612903231,38.806451612903231,37.354838709677423,37.354838709677423,35.806451612903231,35.806451612903231,32.516129032258071,32.516129032258071,29.322580645161292,29.322580645161292,null,0.967741935483871,0.94700460829493094,0.92396313364055305,0.88940092165898621,0.85253456221198165,0.77419354838709686,0.6981566820276498,1,1,1,1,1,1,1,1.06,1.06,1.06,1.06,1.06,1.06,1.06,40.645161290322584,{"$f":"Z15*E15+($A$4-80)*AG15*$A$12/1000","v":39.774193548387096},{"$f":"AA15*G15+($A$4-80)*AH15*$A$12/1000","v":38.806451612903231},37.354838709677423,35.806451612903231,32.516129032258071,29.322580645161292]
[1600,72,47.612903225806463,23.225806451612907,47.322580645161288,23.322580645161292,47.032258064516135,23.41935483870968,45.483870967741936,23.419354838709676,43.838709677419352,23.322580645161292,40.451612903225801,22.741935483870964,36.967741935483872,22.064516129032256,null,1.1336405529953919,1.1267281105990783,1.1198156682027651,1.0829493087557605,1.0437788018433178,0.96313364055299533,0.8801843317972351,0.48780487804878048,0.49284253578732112,0.49794238683127567,0.51489361702127656,0.53200883002207511,0.56220095693779903,0.59685863874345546,1.06,1.06,1.06,1.06,1.06,1.06,1.06,{"$f":"Y16*C16+($A$4-80)*AF16*$A$16/1000","v":23.225806451612907},{"$f":"Z16*E16+($A$4-80)*AG16*$A$16/1000","v":23.322580645161292},{"$f":"AA16*G16+($A$4-80)*AH16*$A$16/1000","v":23.41935483870968},{"$f":"AB16*I16+($A$4-80)*AI16*$A$16/1000","v":23.419354838709676},{"$f":"AC16*K16+($A$4-80)*AJ16*$A$16/1000","v":23.322580645161292},{"$f":"AD16*M16+($A$4-80)*AK16*$A$16/1000","v":22.741935483870964},{"$f":"AE16*O16+($A$4-80)*AL16*$A$16/1000","v":22.064516129032256}]
[null,67,47.12903225806452,30.483870967741936,46.064516129032263,30.677419354838712,45.096774193548391,30.967741935483875,42.774193548387103,31.064516129032263,40.451612903225801,31.161290322580648,36.387096774193552,30.387096774193548,32.41935483870968,29.612903225806452,null,1.1221198156682028,1.0967741935483872,1.0737327188940093,1.0184331797235024,0.96313364055299533,0.86635944700460832,0.77188940092165903,0.64681724845995892,0.66596638655462181,0.68669527896995708,0.72624434389140269,0.77033492822966521,0.83510638297872331,0.91343283582089552,1.06,1.06,1.06,1.06,1.06,1.06,1.06,{"$f":"Y17*C17+($A$4-80)*AF17*$A$16/1000","v":30.483870967741936},{"$f":"Z17*E17+($A$4-80)*AG17*$A$16/1000","v":30.677419354838712},{"$f":"AA17*G17+($A$4-80)*AH17*$A$16/1000","v":30.967741935483875},{"$f":"AB17*I17+($A$4-80)*AI17*$A$16/1000","v":31.064516129032263},{"$f":"AC17*K17+($A$4-80)*AJ17*$A$16/1000","v":31.161290322580648},{"$f":"AD17*M17+($A$4-80)*AK17*$A$16/1000","v":30.387096774193548},{"$f":"AE17*O17+($A$4-80)*AL17*$A$16/1000","v":29.612903225806452}]
[null,62,40.548387096774192,36.870967741935488,40.741935483870968,37.548387096774185,41.032258064516128,38.322580645161288,38.70967741935484,37.645161290322577,36.483870967741936,36.483870967741936,32.903225806451616,32.903225806451616,29.419354838709676,29.419354838709676,null,0.96543778801843316,0.97004608294930883,0.97695852534562211,0.92165898617511521,0.86866359447004615,0.78341013824884798,0.70046082949308752,0.90930787589498818,0.92161520190023738,0.93396226415094341,0.97249999999999992,1,1,1,1.06,1.06,1.06,1.06,1.06,1.06,1.06,36.870967741935488,{"$f":"Z18*E18+($A$4-80)*AG18*$A$16/1000","v":37.548387096774185},{"$f":"AA18*G18+($A$4-80)*AH18*$A$16/1000","v":38.322580645161288},37.645161290322577,36.483870967741936,32.903225806451616,29.419354838709676]
[null,57,41.12903225806452,41.12903225806452,40.451612903225801,40.451612903225801,39.774193548387096,39.774193548387096,38.903225806451616,38.903225806451616,38.129032258064512,37.548387096774185,34.451612903225808,34.354838709677416,30.677419354838708,30.677419354838708,null,0.97926267281105994,0.96313364055299533,0.94700460829493094,0.92626728110599088,0.90783410138248843,0.82027649769585265,0.7304147465437788,1,1,1,1,0.98477157360406087,0.99719101123595499,1,1.06,1.06,1.06,1.06,1.06,1.06,1.06,41.12903225806452,{"$f":"Z19*E19+($A$4-80)*AG19*$A$16/1000","v":40.451612903225801},{"$f":"AA19*G19+($A$4-80)*AH19*$A$16/1000","v":39.774193548387096},38.903225806451616,37.548387096774185,34.354838709677416,30.677419354838708]

{"sheet":"YCD_48","index":24,"n_rows":19,"n_cols":45,"rows_kept":19,"cut":false,"hidden":true,"merged":[[2,0,2,1],[2,2,2,15],[3,2,3,3],[3,4,3,5],[3,6,3,7],[3,8,3,9],[3,10,3,11],[3,12,3,13],[3,14,3,15],[5,2,6,2],[5,3,6,3],[5,4,6,4],[5,5,6,5],[5,6,6,6],[5,7,6,7],[5,8,6,8],[4,0,6,0],[4,1,6,1],[4,2,4,3],[4,4,4,5],[4,6,4,7],[4,8,4,9],[5,9,6,9],[5,10,6,10],[5,11,6,11],[5,12,6,12],[5,13,6,13],[5,14,6,14],[5,15,6,15],[4,10,4,11],[4,12,4,13],[4,14,4,15],[24,10,24,11],[24,12,24,13],[25,2,26,2],[25,9,26,9],[25,10,26,10],[25,11,26,11],[25,12,26,12],[25,13,26,13],[7,0,10,0],[11,0,14,0],[15,0,18,0],[22,0,23,1],[22,2,22,13],[23,2,23,3],[23,4,23,5],[23,6,23,7],[23,8,23,9],[23,10,23,11],[23,12,23,13],[27,0,30,0],[25,3,26,3],[25,4,26,4],[25,5,26,5],[25,6,26,6],[25,7,26,7],[25,8,26,8],[31,0,34,0],[35,0,38,0],[24,0,26,0],[24,1,26,1],[24,2,24,3],[24,4,24,5],[24,6,24,7],[24,8,24,9],[41,0,42,1],[41,2,41,13],[42,2,42,3],[42,4,42,5],[42,6,42,7],[42,8,42,9],[42,10,42,11],[42,12,42,13],[44,10,45,10],[44,11,45,11],[44,12,45,12],[44,13,45,13],[46,0,49,0],[50,0,53,0],[43,10,43,11],[43,12,43,13],[44,2,45,2],[44,3,45,3],[44,4,45,4],[44,5,45,5],[44,6,45,6],[44,7,45,7],[44,8,45,8],[44,9,45,9],[43,0,45,0],[43,1,45,1],[43,2,43,3],[43,4,43,5],[43,6,43,7],[43,8,43,9],[54,0,57,0],[60,0,61,1],[60,2,60,13],[61,2,61,3],[61,4,61,5],[61,6,61,7],[61,8,61,9],[61,10,61,11],[61,12,61,13],[63,10,64,10],[63,11,64,11],[63,12,64,12],[63,13,64,13],[65,0,68,0],[69,0,72,0],[62,10,62,11],[62,12,62,13],[63,2,64,2],[63,3,64,3],[63,4,64,4],[63,5,64,5],[63,6,64,6],[63,7,64,7],[63,8,64,8],[63,9,64,9],[62,0,64,0],[62,1,64,1],[62,2,62,3],[62,4,62,5],[62,6,62,7],[62,8,62,9],[73,0,76,0],[79,0,80,1],[79,2,79,13],[80,2,80,3],[80,4,80,5],[80,6,80,7],[80,8,80,9],[80,10,80,11],[80,12,80,13],[82,10,83,10],[82,11,83,11],[82,12,83,12],[82,13,83,13],[84,0,87,0],[88,0,91,0],[81,10,81,11],[81,12,81,13],[82,2,83,2],[82,3,83,3],[82,4,83,4],[82,5,83,5],[82,6,83,6],[82,7,83,7],[82,8,83,8],[82,9,83,9],[81,0,83,0],[81,1,83,1],[81,2,81,3],[81,4,81,5],[81,6,81,7],[81,8,81,9],[92,0,95,0],[98,0,99,1],[98,2,98,13],[99,2,99,3],[99,4,99,5],[99,6,99,7],[99,8,99,9],[99,10,99,11],[99,12,99,13],[101,10,102,10],[101,11,102,11],[101,12,102,12],[101,13,102,13],[103,0,106,0],[107,0,110,0],[100,10,100,11],[100,12,100,13],[101,2,102,2],[101,3,102,3],[101,4,102,4],[101,5,102,5],[101,6,102,6],[101,7,102,7],[101,8,102,8],[101,9,102,9],[100,0,102,0],[100,1,102,1],[100,2,100,3],[100,4,100,5],[100,6,100,7],[100,8,100,9],[111,0,114,0],[117,0,118,1],[117,2,117,13],[118,2,118,3],[118,4,118,5],[118,6,118,7],[118,8,118,9],[118,10,118,11],[118,12,118,13],[130,0,133,0],[120,10,121,10],[120,11,121,11],[120,12,121,12],[120,13,121,13],[122,0,125,0],[126,0,129,0],[119,10,119,11],[119,12,119,13],[120,2,121,2],[120,3,121,3],[120,4,121,4],[120,5,121,5],[120,6,121,6],[120,7,121,7],[120,8,121,8],[120,9,121,9],[119,0,121,0],[119,1,121,1],[119,2,119,3],[119,4,119,5],[119,6,119,7],[119,8,119,9]]}
[]
["YCD_48",48]
["Evaporator Air \n",null,"Condenser  Entering Air Temperature ˚F"]
[80,"°F DB",55,null,65,null,75,null,85,null,95,null,105,null,115]
["CFM","EWB†\n˚F","Capacity Mbtuh",null,"Capacity Mbtuh",null,"Capacity Mbtuh",null,"Capacity Mbtuh",null,"Capacity Mbtuh",null,"Capacity Mbtuh",null,"Capacity Mbtuh"]
[null,null,"Total","Sens.","Total","Sens.","Total","Sens.","Total","Sens.","Total","Sens.","Total","Sens.","Total","Sens."]
[null,null,null,null,null,null,null,null,null,null,null,null,null,null,null,null,null,"Total Factors",null,null,null,null,null,null,"Sens. %",null,null,null,null,null,null,"IDB Adj",null,null,null,null,null,null,"Sens Calc"]
[1400,72,{"$f":"R8*$K$13","v":51.536842105263162},{"$f":"IF(AM8>C8,C8,AM8)","v":24.050526315789476},{"$f":"S8*$K$13","v":52.042105263157893},{"$f":"IF(AN8>E8,E8,AN8)","v":24.454736842105262},{"$f":"T8*$K$13","v":52.446315789473687},{"$f":"IF(AO8>G8,G8,AO8)","v":24.858947368421056},{"$f":"U8*$K$13","v":51.334736842105265},{"$f":"IF(AP8>I8,I8,AP8)","v":24.454736842105262},{"$f":"V8*$K$13","v":50.223157894736843},{"$f":"IF(AQ8>K8,K8,AQ8)","v":24.151578947368417},{"$f":"W8*$K$13","v":47.292631578947365},{"$f":"IF(AR8>M8,M8,AR8)","v":23.141052631578944},{"$f":"X8*$K$13","v":44.261052631578941},{"$f":"IF(AS8>O8,O8,AS8)","v":22.130526315789471},null,1.0736842105263158,1.0842105263157895,1.0926315789473684,1.0694736842105264,1.0463157894736843,0.98526315789473673,0.92210526315789465,0.46666666666666667,0.46990291262135919,0.47398843930635842,0.4763779527559055,0.48088531187122729,0.4893162393162393,0.5,1.06,1.06,1.06,1.06,1.06,1.06,1.06,{"$f":"Y8*C8+($A$4-80)*AF8*$A$8/1000","v":24.050526315789476},{"$f":"Z8*E8+($A$4-80)*AG8*$A$8/1000","v":24.454736842105262},{"$f":"AA8*G8+($A$4-80)*AH8*$A$8/1000","v":24.858947368421056},{"$f":"AB8*I8+($A$4-80)*AI8*$A$8/1000","v":24.454736842105262},{"$f":"AC8*K8+($A$4-80)*AJ8*$A$8/1000","v":24.151578947368417},{"$f":"AD8*M8+($A$4-80)*AK8*$A$8/1000","v":23.141052631578944},{"$f":"AE8*O8+($A$4-80)*AL8*$A$8/1000","v":22.130526315789471}]
[null,67,49.61684210526316,30.821052631578947,49.313684210526311,{"$f":"IF(AN9>E9,E9,AN9)","v":31.427368421052631},48.909473684210525,{"$f":"IF(AO9>G9,G9,AO9)","v":32.033684210526317},47.696842105263158,{"$f":"IF(AP9>I9,I9,AP9)","v":31.932631578947369},{"$f":"V9*$K$13","v":46.38315789473684},{"$f":"IF(AQ9>K9,K9,AQ9)","v":31.831578947368421},42.745263157894733,{"$f":"IF(AR9>M9,M9,AR9)","v":30.61894736842105},39.006315789473689,{"$f":"IF(AS9>O9,O9,AS9)","v":29.406315789473688},null,1.0336842105263158,1.0273684210526315,1.0189473684210526,0.99368421052631584,0.96631578947368413,0.89052631578947361,0.81263157894736848,0.62118126272912422,0.63729508196721318,0.6549586776859504,0.66949152542372881,0.68627450980392157,0.71631205673758869,0.75388601036269431,1.06,1.06,1.06,1.06,1.06,1.06,1.06,{"$f":"Y9*C9+($A$4-80)*AF9*$A$8/1000","v":30.821052631578947},{"$f":"Z9*E9+($A$4-80)*AG9*$A$8/1000","v":31.427368421052631},{"$f":"AA9*G9+($A$4-80)*AH9*$A$8/1000","v":32.033684210526317},{"$f":"AB9*I9+($A$4-80)*AI9*$A$8/1000","v":31.932631578947369},{"$f":"AC9*K9+($A$4-80)*AJ9*$A$8/1000","v":31.831578947368421},{"$f":"AD9*M9+($A$4-80)*AK9*$A$8/1000","v":30.61894736842105},{"$f":"AE9*O9+($A$4-80)*AL9*$A$8/1000","v":29.406315789473688}]
[null,62,46.98947368421053,37.086315789473687,46.484210526315792,37.89473684210526,45.978947368421053,38.804210526315792,43.957894736842107,38.501052631578951,{"$f":"V10*$K$13","v":41.835789473684208},38.298947368421047,38.703157894736833,36.682105263157887,35.570526315789479,35.065263157894741,null,0.97894736842105268,0.96842105263157896,0.95789473684210524,0.91578947368421049,0.87157894736842101,0.8063157894736841,0.74105263157894741,0.78924731182795704,0.81521739130434778,0.84395604395604396,0.87586206896551733,0.91545893719806759,0.9477806788511749,0.98579545454545459,1.06,1.06,1.06,1.06,1.06,1.06,1.06,37.086315789473687,{"$f":"Z10*E10+($A$4-80)*AG10*$A$8/1000","v":37.89473684210526},{"$f":"AA10*G10+($A$4-80)*AH10*$A$8/1000","v":38.804210526315792},38.501052631578951,38.298947368421047,36.682105263157887,35.065263157894741]
[null,57,43.75578947368421,43.149473684210527,43.654736842105265,43.048421052631575,43.553684210526313,42.947368421052623,41.93684210526316,41.330526315789477,{"$f":"V11*$K$13","v":40.32},39.814736842105262,37.995789473684212,37.490526315789474,35.570526315789479,35.065263157894741,null,0.91157894736842104,0.90947368421052632,0.9073684210526316,0.87368421052631584,0.84,0.79157894736842105,0.74105263157894741,0.98614318706697468,0.98611111111111105,0.98607888631090479,0.98554216867469879,0.98746867167919794,0.98670212765957444,0.98579545454545459,1.06,1.06,1.06,1.06,1.06,1.06,1.06,43.149473684210527,{"$f":"Z11*E11+($A$4-80)*AG11*$A$8/1000","v":43.048421052631575},{"$f":"AA11*G11+($A$4-80)*AH11*$A$8/1000","v":42.947368421052623},{"$f":"AB11*I11+($A$4-80)*AI11*$A$8/1000","v":41.330526315789477},39.814736842105262,37.490526315789474,35.065263157894741]
[1600,72,51.536842105263162,24.454736842105262,52.042105263157893,24.959999999999997,52.648421052631576,25.465263157894736,51.132631578947368,25.263157894736842,{"$f":"V12*$K$13","v":49.717894736842112},25.061052631578949,46.888421052631578,24.252631578947369,44.160000000000004,23.545263157894738,null,1.0736842105263158,1.0842105263157895,1.0968421052631578,1.0652631578947369,1.0357894736842106,0.97684210526315784,0.92,0.47450980392156861,0.47961165048543686,0.48368522072936659,0.49407114624505927,0.50406504065040647,0.51724137931034486,0.53318077803203656,1.06,1.06,1.06,1.06,1.06,1.06,1.06,{"$f":"Y12*C12+($A$4-80)*AF12*$A$12/1000","v":24.454736842105262},{"$f":"Z12*E12+($A$4-80)*AG12*$A$12/1000","v":24.959999999999997},{"$f":"AA12*G12+($A$4-80)*AH12*$A$12/1000","v":25.465263157894736},{"$f":"AB12*I12+($A$4-80)*AI12*$A$12/1000","v":25.263157894736842},{"$f":"AC12*K12+($A$4-80)*AJ12*$A$12/1000","v":25.061052631578949},{"$f":"AD12*M12+($A$4-80)*AK12*$A$12/1000","v":24.252631578947369},{"$f":"AE12*O12+($A$4-80)*AL12*$A$12/1000","v":23.545263157894738}]
[null,67,50.021052631578939,31.62947368421052,49.717894736842112,32.437894736842111,49.515789473684215,33.246315789473684,48,33.549473684210525,{"$f":"B2","v":48},34.956521739130437,43.149473684210534,32.741052631578953,39.814736842105262,31.528421052631579,null,1.0421052631578946,1.0357894736842106,1.0315789473684212,1,0.96842105263157896,0.89894736842105272,0.82947368421052625,0.63232323232323229,0.65243902439024393,0.67142857142857137,0.69894736842105265,0.72826086956521741,0.75878220140515218,0.79187817258883253,1.06,1.06,1.06,1.06,1.06,1.06,1.06,{"$f":"Y13*C13+($A$4-80)*AF13*$A$12/1000","v":31.62947368421052},{"$f":"Z13*E13+($A$4-80)*AG13*$A$12/1000","v":32.437894736842111},{"$f":"AA13*G13+($A$4-80)*AH13*$A$12/1000","v":33.246315789473684},{"$f":"AB13*I13+($A$4-80)*AI13*$A$12/1000","v":33.549473684210525},{"$f":"AC13*K13+($A$4-80)*AJ13*$A$12/1000","v":34.956521739130437},{"$f":"AD13*M13+($A$4-80)*AK13*$A$12/1000","v":32.741052631578953},{"$f":"AE13*O13+($A$4-80)*AL13*$A$12/1000","v":31.528421052631579}]
[null,62,47.292631578947365,38.4,46.888421052631578,39.511578947368427,46.585263157894737,40.623157894736842,44.463157894736838,40.421052631578945,{"$f":"V14*$K$13","v":42.341052631578947},40.218947368421048,39.71368421052631,38.501052631578943,37.187368421052625,36.682105263157887,null,0.98526315789473673,0.97684210526315784,0.97052631578947368,0.9263157894736842,0.88210526315789473,0.82736842105263153,0.77473684210526306,0.81196581196581197,0.84267241379310354,0.87201735357917576,0.90909090909090906,0.94988066825775652,0.96946564885496189,0.98641304347826086,1.06,1.06,1.06,1.06,1.06,1.06,1.06,38.4,{"$f":"Z14*E14+($A$4-80)*AG14*$A$12/1000","v":39.511578947368427},{"$f":"AA14*G14+($A$4-80)*AH14*$A$12/1000","v":40.623157894736842},40.421052631578945,40.218947368421048,38.501052631578943,36.682105263157887]
[null,57,44.463157894736838,43.856842105263155,44.56421052631579,43.957894736842107,44.76631578947368,44.16,43.553684210526313,42.947368421052623,42.341052631578947,41.734736842105256,39.71368421052631,39.107368421052634,37.086315789473687,36.581052631578949,null,0.9263157894736842,0.92842105263157892,0.93263157894736837,0.9073684210526316,0.88210526315789473,0.82736842105263153,0.77263157894736845,0.98636363636363633,0.98639455782312924,0.98645598194130935,0.98607888631090479,0.98568019093078751,0.98473282442748111,0.98637602179836514,1.06,1.06,1.06,1.06,1.06,1.06,1.06,43.856842105263155,{"$f":"Z15*E15+($A$4-80)*AG15*$A$12/1000","v":43.957894736842107},{"$f":"AA15*G15+($A$4-80)*AH15*$A$12/1000","v":44.16},42.947368421052623,41.734736842105256,39.107368421052634,36.581052631578949]
[1800,72,51.43578947368421,24.858947368421052,52.143157894736845,25.465263157894736,52.749473684210528,26.172631578947367,51.031578947368416,26.071578947368419,49.212631578947367,25.970526315789474,46.585263157894737,25.465263157894736,43.957894736842107,24.959999999999997,null,1.071578947368421,1.0863157894736843,1.0989473684210527,1.0631578947368421,1.0252631578947369,0.97052631578947368,0.91578947368421049,0.48330058939096271,0.48837209302325579,0.49616858237547889,0.5108910891089109,0.52772073921971252,0.54663774403470711,0.56781609195402294,1.06,1.06,1.06,1.06,1.06,1.06,1.06,{"$f":"Y16*C16+($A$4-80)*AF16*$A$16/1000","v":24.858947368421052},{"$f":"Z16*E16+($A$4-80)*AG16*$A$16/1000","v":25.465263157894736},{"$f":"AA16*G16+($A$4-80)*AH16*$A$16/1000","v":26.172631578947367},{"$f":"AB16*I16+($A$4-80)*AI16*$A$16/1000","v":26.071578947368419},{"$f":"AC16*K16+($A$4-80)*AJ16*$A$16/1000","v":25.970526315789474},{"$f":"AD16*M16+($A$4-80)*AK16*$A$16/1000","v":25.465263157894736},{"$f":"AE16*O16+($A$4-80)*AL16*$A$16/1000","v":24.959999999999997}]
[null,67,50.324210526315788,32.538947368421056,50.223157894736843,33.549473684210533,50.122105263157891,34.45894736842105,48.404210526315786,35.166315789473678,46.585263157894737,35.873684210526314,43.553684210526313,34.762105263157892,40.522105263157897,33.751578947368422,null,1.0484210526315789,1.0463157894736843,1.0442105263157895,1.0084210526315789,0.97052631578947368,0.9073684210526316,0.84421052631578952,0.64658634538152615,0.66800804828973848,0.6875,0.72651356993736949,0.77006507592190887,0.79814385150812062,0.83291770573566082,1.06,1.06,1.06,1.06,1.06,1.06,1.06,{"$f":"Y17*C17+($A$4-80)*AF17*$A$16/1000","v":32.538947368421056},{"$f":"Z17*E17+($A$4-80)*AG17*$A$16/1000","v":33.549473684210533},{"$f":"AA17*G17+($A$4-80)*AH17*$A$16/1000","v":34.45894736842105},{"$f":"AB17*I17+($A$4-80)*AI17*$A$16/1000","v":35.166315789473678},{"$f":"AC17*K17+($A$4-80)*AJ17*$A$16/1000","v":35.873684210526314},{"$f":"AD17*M17+($A$4-80)*AK17*$A$16/1000","v":34.762105263157892},{"$f":"AE17*O17+($A$4-80)*AL17*$A$16/1000","v":33.751578947368422}]
[null,62,47.494736842105262,39.814736842105262,47.292631578947365,41.12842105263158,47.090526315789475,42.341052631578947,44.968421052631584,42.24,42.745263157894733,42.13894736842105,40.825263157894739,40.218947368421055,38.804210526315785,38.298947368421047,null,0.98947368421052628,0.98526315789473673,0.9810526315789474,0.93684210526315792,0.89052631578947361,0.85052631578947369,0.80842105263157893,0.83829787234042552,0.86965811965811979,0.89914163090128751,0.93932584269662911,0.98581560283687952,0.98514851485148514,0.98697916666666663,1.06,1.06,1.06,1.06,1.06,1.06,1.06,39.814736842105262,{"$f":"Z18*E18+($A$4-80)*AG18*$A$16/1000","v":41.12842105263158},{"$f":"AA18*G18+($A$4-80)*AH18*$A$16/1000","v":42.341052631578947},42.24,42.13894736842105,40.218947368421055,38.298947368421047]
[null,57,45.069473684210529,44.463157894736845,45.473684210526315,44.867368421052625,45.877894736842109,45.271578947368425,45.170526315789481,44.463157894736845,44.362105263157893,43.654736842105265,41.431578947368422,40.825263157894739,38.501052631578951,37.995789473684212,null,0.93894736842105264,0.94736842105263153,0.95578947368421052,0.94105263157894747,0.92421052631578948,0.86315789473684212,0.80210526315789477,0.98654708520179368,0.98666666666666658,0.986784140969163,0.98434004474272929,0.98405466970387256,0.98536585365853657,0.98687664041994749,1.06,1.06,1.06,1.06,1.06,1.06,1.06,44.463157894736845,{"$f":"Z19*E19+($A$4-80)*AG19*$A$16/1000","v":44.867368421052625},{"$f":"AA19*G19+($A$4-80)*AH19*$A$16/1000","v":45.271578947368425},44.463157894736845,43.654736842105265,40.825263157894739,37.995789473684212]

{"sheet":"YCD_60","index":25,"n_rows":19,"n_cols":45,"rows_kept":19,"cut":false,"hidden":true,"merged":[[2,0,2,1],[2,2,2,15],[3,2,3,3],[3,4,3,5],[3,6,3,7],[3,8,3,9],[3,10,3,11],[3,12,3,13],[3,14,3,15],[5,2,6,2],[5,3,6,3],[5,4,6,4],[5,5,6,5],[5,6,6,6],[5,7,6,7],[5,8,6,8],[4,0,6,0],[4,1,6,1],[4,2,4,3],[4,4,4,5],[4,6,4,7],[4,8,4,9],[5,9,6,9],[5,10,6,10],[5,11,6,11],[5,12,6,12],[5,13,6,13],[5,14,6,14],[5,15,6,15],[4,10,4,11],[4,12,4,13],[4,14,4,15],[24,10,24,11],[24,12,24,13],[25,2,26,2],[25,9,26,9],[25,10,26,10],[25,11,26,11],[25,12,26,12],[25,13,26,13],[7,0,10,0],[11,0,14,0],[15,0,18,0],[22,0,23,1],[22,2,22,13],[23,2,23,3],[23,4,23,5],[23,6,23,7],[23,8,23,9],[23,10,23,11],[23,12,23,13],[27,0,30,0],[25,3,26,3],[25,4,26,4],[25,5,26,5],[25,6,26,6],[25,7,26,7],[25,8,26,8],[31,0,34,0],[35,0,38,0],[24,0,26,0],[24,1,26,1],[24,2,24,3],[24,4,24,5],[24,6,24,7],[24,8,24,9],[41,0,42,1],[41,2,41,13],[42,2,42,3],[42,4,42,5],[42,6,42,7],[42,8,42,9],[42,10,42,11],[42,12,42,13],[44,10,45,10],[44,11,45,11],[44,12,45,12],[44,13,45,13],[46,0,49,0],[50,0,53,0],[43,10,43,11],[43,12,43,13],[44,2,45,2],[44,3,45,3],[44,4,45,4],[44,5,45,5],[44,6,45,6],[44,7,45,7],[44,8,45,8],[44,9,45,9],[43,0,45,0],[43,1,45,1],[43,2,43,3],[43,4,43,5],[43,6,43,7],[43,8,43,9],[54,0,57,0],[60,0,61,1],[60,2,60,13],[61,2,61,3],[61,4,61,5],[61,6,61,7],[61,8,61,9],[61,10,61,11],[61,12,61,13],[63,10,64,10],[63,11,64,11],[63,12,64,12],[63,13,64,13],[65,0,68,0],[69,0,72,0],[62,10,62,11],[62,12,62,13],[63,2,64,2],[63,3,64,3],[63,4,64,4],[63,5,64,5],[63,6,64,6],[63,7,64,7],[63,8,64,8],[63,9,64,9],[62,0,64,0],[62,1,64,1],[62,2,62,3],[62,4,62,5],[62,6,62,7],[62,8,62,9],[73,0,76,0],[79,0,80,1],[79,2,79,13],[80,2,80,3],[80,4,80,5],[80,6,80,7],[80,8,80,9],[80,10,80,11],[80,12,80,13],[82,10,83,10],[82,11,83,11],[82,12,83,12],[82,13,83,13],[84,0,87,0],[88,0,91,0],[81,10,81,11],[81,12,81,13],[82,2,83,2],[82,3,83,3],[82,4,83,4],[82,5,83,5],[82,6,83,6],[82,7,83,7],[82,8,83,8],[82,9,83,9],[81,0,83,0],[81,1,83,1],[81,2,81,3],[81,4,81,5],[81,6,81,7],[81,8,81,9],[92,0,95,0],[98,0,99,1],[98,2,98,13],[99,2,99,3],[99,4,99,5],[99,6,99,7],[99,8,99,9],[99,10,99,11],[99,12,99,13],[101,10,102,10],[101,11,102,11],[101,12,102,12],[101,13,102,13],[103,0,106,0],[107,0,110,0],[100,10,100,11],[100,12,100,13],[101,2,102,2],[101,3,102,3],[101,4,102,4],[101,5,102,5],[101,6,102,6],[101,7,102,7],[101,8,102,8],[101,9,102,9],[100,0,102,0],[100,1,102,1],[100,2,100,3],[100,4,100,5],[100,6,100,7],[100,8,100,9],[111,0,114,0],[117,0,118,1],[117,2,117,13],[118,2,118,3],[118,4,118,5],[118,6,118,7],[118,8,118,9],[118,10,118,11],[118,12,118,13],[130,0,133,0],[120,10,121,10],[120,11,121,11],[120,12,121,12],[120,13,121,13],[122,0,125,0],[126,0,129,0],[119,10,119,11],[119,12,119,13],[120,2,121,2],[120,3,121,3],[120,4,121,4],[120,5,121,5],[120,6,121,6],[120,7,121,7],[120,8,121,8],[120,9,121,9],[119,0,121,0],[119,1,121,1],[119,2,119,3],[119,4,119,5],[119,6,119,7],[119,8,119,9]]}
[]
["YCD_60",60]
["Evaporator Air \n",null,"Condenser  Entering Air Temperature ˚F"]
[80,"°F DB",55,null,65,null,75,null,85,null,95,null,105,null,115]
["CFM","EWB†\n˚F","Capacity Mbtuh",null,"Capacity Mbtuh",null,"Capacity Mbtuh",null,"Capacity Mbtuh",null,"Capacity Mbtuh",null,"Capacity Mbtuh",null,"Capacity Mbtuh"]
[null,null,"Total","Sens.","Total","Sens.","Total","Sens.","Total","Sens.","Total","Sens.","Total","Sens.","Total","Sens."]
[null,null,null,null,null,null,null,null,null,null,null,null,null,null,null,null,null,"Total Factors",null,null,null,null,null,null,"Sens. %",null,null,null,null,null,null,"IDB Adj",null,null,null,null,null,null,"Sens Calc"]
[1520,72,{"$f":"R8*$K$13","v":63.578947368421197},{"$f":"IF(AM8>C8,C8,AM8)","v":32.526315789473756},{"$f":"S8*$K$13","v":63.157894736842103},{"$f":"IF(AN8>E8,E8,AN8)","v":32.105263157894733},{"$f":"T8*$K$13","v":62.631578947368418},{"$f":"IF(AO8>G8,G8,AO8)","v":31.789473684210524},{"$f":"U8*$K$13","v":62.842105263157904},{"$f":"IF(AP8>I8,I8,AP8)","v":31.894736842105267},{"$f":"V8*$K$13","v":63.157894736842103},{"$f":"IF(AQ8>K8,K8,AQ8)","v":32.105263157894733},{"$f":"W8*$K$13","v":59.684210526315795},{"$f":"IF(AR8>M8,M8,AR8)","v":30.526315789473685},{"$f":"X8*$K$13","v":56.315789473684212},{"$f":"IF(AS8>O8,O8,AS8)","v":28.84210526315789},null,1.0596491228070199,1.0526315789473684,1.0438596491228069,1.0473684210526317,1.0526315789473684,0.99473684210526325,0.93859649122807021,0.51158940397350994,0.5083333333333333,0.50756302521008401,0.50753768844221103,0.5083333333333333,0.5114638447971781,0.5121495327102803,1.06,1.06,1.06,1.06,1.06,1.06,1.06,{"$f":"Y8*C8+($A$4-80)*AF8*$A$8/1000","v":32.526315789473756},{"$f":"Z8*E8+($A$4-80)*AG8*$A$8/1000","v":32.105263157894733},{"$f":"AA8*G8+($A$4-80)*AH8*$A$8/1000","v":31.789473684210524},{"$f":"AB8*I8+($A$4-80)*AI8*$A$8/1000","v":31.894736842105267},{"$f":"AC8*K8+($A$4-80)*AJ8*$A$8/1000","v":32.105263157894733},{"$f":"AD8*M8+($A$4-80)*AK8*$A$8/1000","v":30.526315789473685},{"$f":"AE8*O8+($A$4-80)*AL8*$A$8/1000","v":28.84210526315789}]
[null,67,60.526315789473685,40.736842105263165,61.05263157894737,{"$f":"IF(AN9>E9,E9,AN9)","v":40.94736842105263},61.473684210526322,{"$f":"IF(AO9>G9,G9,AO9)","v":41.157894736842117},60,{"$f":"IF(AP9>I9,I9,AP9)","v":40.94736842105263},{"$f":"V9*$K$13","v":58.631578947368425},{"$f":"IF(AQ9>K9,K9,AQ9)","v":40.631578947368425},54.315789473684212,{"$f":"IF(AR9>M9,M9,AR9)","v":38.631578947368425},49.89473684210526,{"$f":"IF(AS9>O9,O9,AS9)","v":36.736842105263158},null,1.0087719298245614,1.0175438596491229,1.024561403508772,1,0.97719298245614039,0.90526315789473688,0.83157894736842097,0.67304347826086963,0.67068965517241375,0.66952054794520555,0.68245614035087721,0.69299820466786355,0.71124031007751942,0.73628691983122363,1.06,1.06,1.06,1.06,1.06,1.06,1.06,{"$f":"Y9*C9+($A$4-80)*AF9*$A$8/1000","v":40.736842105263165},{"$f":"Z9*E9+($A$4-80)*AG9*$A$8/1000","v":40.94736842105263},{"$f":"AA9*G9+($A$4-80)*AH9*$A$8/1000","v":41.157894736842117},{"$f":"AB9*I9+($A$4-80)*AI9*$A$8/1000","v":40.94736842105263},{"$f":"AC9*K9+($A$4-80)*AJ9*$A$8/1000","v":40.631578947368425},{"$f":"AD9*M9+($A$4-80)*AK9*$A$8/1000","v":38.631578947368425},{"$f":"AE9*O9+($A$4-80)*AL9*$A$8/1000","v":36.736842105263158}]
[null,62,57.89473684210526,47.684210526315788,57.789473684210527,48.736842105263158,57.684210526315788,49.684210526315795,55.157894736842103,48.842105263157897,{"$f":"V10*$K$13","v":52.526315789473678},47.89473684210526,47.894736842105267,46.000000000000007,43.263157894736842,43.263157894736842,null,0.96491228070175439,0.9631578947368421,0.96140350877192982,0.91929824561403506,0.87543859649122802,0.79824561403508776,0.72105263157894739,0.82363636363636361,0.84335154826958103,0.86131386861313874,0.8854961832061069,0.9118236472945892,0.96043956043956047,1,1.06,1.06,1.06,1.06,1.06,1.06,1.06,47.684210526315788,{"$f":"Z10*E10+($A$4-80)*AG10*$A$8/1000","v":48.736842105263158},{"$f":"AA10*G10+($A$4-80)*AH10*$A$8/1000","v":49.684210526315795},48.842105263157897,47.89473684210526,46.000000000000007,43.263157894736842]
[null,57,53.05263157894737,53.05263157894737,53.473684210526315,53.473684210526315,53.789473684210527,53.789473684210527,51.684210526315788,51.684210526315788,{"$f":"V11*$K$13","v":49.473684210526315},49.473684210526315,46.421052631578952,46.421052631578952,43.368421052631582,43.368421052631582,null,0.88421052631578945,0.89122807017543859,0.89649122807017545,0.86140350877192984,0.82456140350877194,0.77368421052631586,0.72280701754385968,1,1,1,1,1,1,1,1.06,1.06,1.06,1.06,1.06,1.06,1.06,53.05263157894737,{"$f":"Z11*E11+($A$4-80)*AG11*$A$8/1000","v":53.473684210526315},{"$f":"AA11*G11+($A$4-80)*AH11*$A$8/1000","v":53.789473684210527},{"$f":"AB11*I11+($A$4-80)*AI11*$A$8/1000","v":51.684210526315788},49.473684210526315,46.421052631578952,43.368421052631582]
[1720,72,62.31578947368422,32.631578947368418,62.631578947368418,32.736842105263158,62.94736842105263,32.84210526315789,62.31578947368422,32.736842105263165,{"$f":"V12*$K$13","v":61.684210526315795},32.631578947368425,58.73684210526315,31.157894736842103,55.789473684210527,29.789473684210527,null,1.0385964912280703,1.0438596491228069,1.0491228070175438,1.0385964912280703,1.0280701754385966,0.97894736842105257,0.92982456140350878,0.52364864864864857,0.52268907563025213,0.52173913043478259,0.52533783783783783,0.52901023890784982,0.53046594982078854,0.53396226415094339,1.06,1.06,1.06,1.06,1.06,1.06,1.06,{"$f":"Y12*C12+($A$4-80)*AF12*$A$12/1000","v":32.631578947368418},{"$f":"Z12*E12+($A$4-80)*AG12*$A$12/1000","v":32.736842105263158},{"$f":"AA12*G12+($A$4-80)*AH12*$A$12/1000","v":32.84210526315789},{"$f":"AB12*I12+($A$4-80)*AI12*$A$12/1000","v":32.736842105263165},{"$f":"AC12*K12+($A$4-80)*AJ12*$A$12/1000","v":32.631578947368425},{"$f":"AD12*M12+($A$4-80)*AK12*$A$12/1000","v":31.157894736842103},{"$f":"AE12*O12+($A$4-80)*AL12*$A$12/1000","v":29.789473684210527}]
[null,67,61.894736842105253,41.894736842105253,61.999999999999993,42.421052631578945,62.21052631578948,42.842105263157897,60,42.526315789473685,{"$f":"B2","v":60},43.63636363636364,54.210526315789473,40.631578947368418,50.631578947368425,39.15789473684211,null,1.0315789473684209,1.0333333333333332,1.036842105263158,1,0.96491228070175439,0.90350877192982459,0.84385964912280709,0.6768707482993197,0.68421052631578949,0.68866328257191201,0.70877192982456139,0.72727272727272729,0.74951456310679609,0.77338877338877343,1.06,1.06,1.06,1.06,1.06,1.06,1.06,{"$f":"Y13*C13+($A$4-80)*AF13*$A$12/1000","v":41.894736842105253},{"$f":"Z13*E13+($A$4-80)*AG13*$A$12/1000","v":42.421052631578945},{"$f":"AA13*G13+($A$4-80)*AH13*$A$12/1000","v":42.842105263157897},{"$f":"AB13*I13+($A$4-80)*AI13*$A$12/1000","v":42.526315789473685},{"$f":"AC13*K13+($A$4-80)*AJ13*$A$12/1000","v":43.63636363636364},{"$f":"AD13*M13+($A$4-80)*AK13*$A$12/1000","v":40.631578947368418},{"$f":"AE13*O13+($A$4-80)*AL13*$A$12/1000","v":39.15789473684211}]
[null,62,58.84210526315789,49.473684210526315,58.421052631578952,51.05263157894737,58,52.736842105263158,55.789473684210527,51.89473684210526,{"$f":"V14*$K$13","v":53.578947368421055},51.05263157894737,48.94736842105263,48.210526315789465,44.315789473684212,44.315789473684212,null,0.98070175438596485,0.97368421052631582,0.96666666666666667,0.92982456140350878,0.89298245614035088,0.81578947368421051,0.73859649122807025,0.84078711985688737,0.87387387387387383,0.90925589836660614,0.93018867924528292,0.95284872298624756,0.98494623655913971,1,1.06,1.06,1.06,1.06,1.06,1.06,1.06,49.473684210526315,{"$f":"Z14*E14+($A$4-80)*AG14*$A$12/1000","v":51.05263157894737},{"$f":"AA14*G14+($A$4-80)*AH14*$A$12/1000","v":52.736842105263158},51.89473684210526,51.05263157894737,48.210526315789465,44.315789473684212]
[null,57,55.789473684210527,55.368421052631582,55.368421052631575,55.368421052631575,55.05263157894737,55.05263157894737,53.157894736842103,53.157894736842103,51.26315789473685,51.26315789473685,48.315789473684205,48.315789473684205,45.263157894736842,45.263157894736842,null,0.92982456140350878,0.92280701754385963,0.91754385964912277,0.88596491228070173,0.8543859649122808,0.80526315789473679,0.75438596491228072,0.99245283018867925,1,1,1,1,1,1,1.06,1.06,1.06,1.06,1.06,1.06,1.06,55.368421052631582,{"$f":"Z15*E15+($A$4-80)*AG15*$A$12/1000","v":55.368421052631575},{"$f":"AA15*G15+($A$4-80)*AH15*$A$12/1000","v":55.05263157894737},53.157894736842103,51.26315789473685,48.315789473684205,45.263157894736842]
[1920,72,60.947368421052637,32.736842105263165,62.10526315789474,33.368421052631575,63.263157894736835,33.894736842105267,61.684210526315795,33.578947368421055,60.210526315789473,33.157894736842103,57.684210526315788,31.894736842105264,55.157894736842103,30.631578947368425,null,1.0157894736842106,1.0350877192982457,1.0543859649122806,1.0280701754385966,1.0035087719298246,0.96140350877192982,0.91929824561403506,0.53713298791019004,0.53728813559322031,0.5357737104825292,0.54436860068259385,0.55069930069930062,0.5529197080291971,0.55534351145038174,1.06,1.06,1.06,1.06,1.06,1.06,1.06,{"$f":"Y16*C16+($A$4-80)*AF16*$A$16/1000","v":32.736842105263165},{"$f":"Z16*E16+($A$4-80)*AG16*$A$16/1000","v":33.368421052631575},{"$f":"AA16*G16+($A$4-80)*AH16*$A$16/1000","v":33.894736842105267},{"$f":"AB16*I16+($A$4-80)*AI16*$A$16/1000","v":33.578947368421055},{"$f":"AC16*K16+($A$4-80)*AJ16*$A$16/1000","v":33.157894736842103},{"$f":"AD16*M16+($A$4-80)*AK16*$A$16/1000","v":31.894736842105264},{"$f":"AE16*O16+($A$4-80)*AL16*$A$16/1000","v":30.631578947368425}]
[null,67,63.263157894736835,43.157894736842096,63.052631578947363,43.78947368421052,62.94736842105263,44.526315789473685,60,44,57.157894736842103,43.578947368421055,54.210526315789473,42.526315789473685,51.26315789473685,41.473684210526315,null,1.0543859649122806,1.0508771929824561,1.0491228070175438,1,0.95263157894736838,0.90350877192982459,0.8543859649122808,0.68219633943427616,0.69449081803005008,0.70735785953177255,0.73333333333333328,0.76243093922651939,0.78446601941747574,0.80903490759753582,1.06,1.06,1.06,1.06,1.06,1.06,1.06,{"$f":"Y17*C17+($A$4-80)*AF17*$A$16/1000","v":43.157894736842096},{"$f":"Z17*E17+($A$4-80)*AG17*$A$16/1000","v":43.78947368421052},{"$f":"AA17*G17+($A$4-80)*AH17*$A$16/1000","v":44.526315789473685},{"$f":"AB17*I17+($A$4-80)*AI17*$A$16/1000","v":44},{"$f":"AC17*K17+($A$4-80)*AJ17*$A$16/1000","v":43.578947368421055},{"$f":"AD17*M17+($A$4-80)*AK17*$A$16/1000","v":42.526315789473685},{"$f":"AE17*O17+($A$4-80)*AL17*$A$16/1000","v":41.473684210526315}]
[null,62,59.789473684210527,51.15789473684211,59.05263157894737,53.473684210526308,58.315789473684212,55.894736842105267,56.421052631578952,54.947368421052637,54.631578947368418,54.105263157894733,50,50,45.263157894736842,45.263157894736842,null,0.99649122807017543,0.98421052631578954,0.97192982456140353,0.94035087719298249,0.91052631578947363,0.83333333333333337,0.75438596491228072,0.85563380281690149,0.90552584670231717,0.95848375451263546,0.97388059701492535,0.99036608863198461,1,1,1.06,1.06,1.06,1.06,1.06,1.06,1.06,51.15789473684211,{"$f":"Z18*E18+($A$4-80)*AG18*$A$16/1000","v":53.473684210526308},{"$f":"AA18*G18+($A$4-80)*AH18*$A$16/1000","v":55.894736842105267},54.947368421052637,54.105263157894733,50,45.263157894736842]
[null,57,58.421052631578952,55.26315789473685,57.368421052631575,56.842105263157897,56.210526315789473,56.210526315789473,54.631578947368418,54.631578947368418,52.94736842105263,52.94736842105263,50.10526315789474,50.10526315789474,47.263157894736842,47.263157894736842,null,0.97368421052631582,0.95614035087719296,0.93684210526315792,0.91052631578947363,0.88245614035087716,0.83508771929824566,0.78771929824561404,0.94594594594594594,0.99082568807339455,1,1,1,1,1,1.06,1.06,1.06,1.06,1.06,1.06,1.06,55.26315789473685,{"$f":"Z19*E19+($A$4-80)*AG19*$A$16/1000","v":56.842105263157897},{"$f":"AA19*G19+($A$4-80)*AH19*$A$16/1000","v":56.210526315789473},54.631578947368418,52.94736842105263,50.10526315789474,47.263157894736842]

{"sheet":"YCE_18","index":26,"n_rows":19,"n_cols":45,"rows_kept":19,"cut":false,"hidden":true,"merged":[[2,0,2,1],[2,2,2,15],[3,2,3,3],[3,4,3,5],[3,6,3,7],[3,8,3,9],[3,10,3,11],[3,12,3,13],[3,14,3,15],[5,2,6,2],[5,3,6,3],[5,4,6,4],[5,5,6,5],[5,6,6,6],[5,7,6,7],[5,8,6,8],[4,0,6,0],[4,1,6,1],[4,2,4,3],[4,4,4,5],[4,6,4,7],[4,8,4,9],[5,9,6,9],[5,10,6,10],[5,11,6,11],[5,12,6,12],[5,13,6,13],[5,14,6,14],[5,15,6,15],[4,10,4,11],[4,12,4,13],[4,14,4,15],[24,10,24,11],[24,12,24,13],[25,2,26,2],[25,9,26,9],[25,10,26,10],[25,11,26,11],[25,12,26,12],[25,13,26,13],[7,0,10,0],[11,0,14,0],[15,0,18,0],[22,0,23,1],[22,2,22,13],[23,2,23,3],[23,4,23,5],[23,6,23,7],[23,8,23,9],[23,10,23,11],[23,12,23,13],[27,0,30,0],[25,3,26,3],[25,4,26,4],[25,5,26,5],[25,6,26,6],[25,7,26,7],[25,8,26,8],[31,0,34,0],[35,0,38,0],[24,0,26,0],[24,1,26,1],[24,2,24,3],[24,4,24,5],[24,6,24,7],[24,8,24,9],[41,0,42,1],[41,2,41,13],[42,2,42,3],[42,4,42,5],[42,6,42,7],[42,8,42,9],[42,10,42,11],[42,12,42,13],[44,10,45,10],[44,11,45,11],[44,12,45,12],[44,13,45,13],[46,0,49,0],[50,0,53,0],[43,10,43,11],[43,12,43,13],[44,2,45,2],[44,3,45,3],[44,4,45,4],[44,5,45,5],[44,6,45,6],[44,7,45,7],[44,8,45,8],[44,9,45,9],[43,0,45,0],[43,1,45,1],[43,2,43,3],[43,4,43,5],[43,6,43,7],[43,8,43,9],[54,0,57,0],[60,0,61,1],[60,2,60,13],[61,2,61,3],[61,4,61,5],[61,6,61,7],[61,8,61,9],[61,10,61,11],[61,12,61,13],[63,10,64,10],[63,11,64,11],[63,12,64,12],[63,13,64,13],[65,0,68,0],[69,0,72,0],[62,10,62,11],[62,12,62,13],[63,2,64,2],[63,3,64,3],[63,4,64,4],[63,5,64,5],[63,6,64,6],[63,7,64,7],[63,8,64,8],[63,9,64,9],[62,0,64,0],[62,1,64,1],[62,2,62,3],[62,4,62,5],[62,6,62,7],[62,8,62,9],[73,0,76,0],[79,0,80,1],[79,2,79,13],[80,2,80,3],[80,4,80,5],[80,6,80,7],[80,8,80,9],[80,10,80,11],[80,12,80,13],[82,10,83,10],[82,11,83,11],[82,12,83,12],[82,13,83,13],[84,0,87,0],[88,0,91,0],[81,10,81,11],[81,12,81,13],[82,2,83,2],[82,3,83,3],[82,4,83,4],[82,5,83,5],[82,6,83,6],[82,7,83,7],[82,8,83,8],[82,9,83,9],[81,0,83,0],[81,1,83,1],[81,2,81,3],[81,4,81,5],[81,6,81,7],[81,8,81,9],[92,0,95,0],[98,0,99,1],[98,2,98,13],[99,2,99,3],[99,4,99,5],[99,6,99,7],[99,8,99,9],[99,10,99,11],[99,12,99,13],[101,10,102,10],[101,11,102,11],[101,12,102,12],[101,13,102,13],[103,0,106,0],[107,0,110,0],[100,10,100,11],[100,12,100,13],[101,2,102,2],[101,3,102,3],[101,4,102,4],[101,5,102,5],[101,6,102,6],[101,7,102,7],[101,8,102,8],[101,9,102,9],[100,0,102,0],[100,1,102,1],[100,2,100,3],[100,4,100,5],[100,6,100,7],[100,8,100,9],[111,0,114,0],[117,0,118,1],[117,2,117,13],[118,2,118,3],[118,4,118,5],[118,6,118,7],[118,8,118,9],[118,10,118,11],[118,12,118,13],[130,0,133,0],[120,10,121,10],[120,11,121,11],[120,12,121,12],[120,13,121,13],[122,0,125,0],[126,0,129,0],[119,10,119,11],[119,12,119,13],[120,2,121,2],[120,3,121,3],[120,4,121,4],[120,5,121,5],[120,6,121,6],[120,7,121,7],[120,8,121,8],[120,9,121,9],[119,0,121,0],[119,1,121,1],[119,2,119,3],[119,4,119,5],[119,6,119,7],[119,8,119,9]]}
[]
["YCE_18",18]
["Evaporator Air \n",null,"Condenser  Entering Air Temperature ˚F"]
[80,"°F DB",65,null,75,null,85,null,95,null,105,null,115,null,125]
["CFM","EWB†\n˚F","Capacity Mbtuh",null,"Capacity Mbtuh",null,"Capacity Mbtuh",null,"Capacity Mbtuh",null,"Capacity Mbtuh",null,"Capacity Mbtuh",null,"Capacity Mbtuh"]
[null,null,"Total","Sens.","Total","Sens.","Total","Sens.","Total","Sens.","Total","Sens.","Total","Sens.","Total","Sens."]
[null,null,null,null,null,null,null,null,null,null,null,null,null,null,null,null,null,"Total Factors",null,null,null,null,null,null,"Sens. %",null,null,null,null,null,null,"IDB Adj",null,null,null,null,null,null,"Sens Calc"]
[450,72,{"$f":"R8*$I$13","v":24.8},{"$f":"IF(AM8>C8,C8,AM8)","v":10.4},{"$f":"S8*$I$13","v":23.3},{"$f":"IF(AN8>E8,E8,AN8)","v":9.9},{"$f":"T8*$I$13","v":21.5},{"$f":"IF(AO8>G8,G8,AO8)","v":9.3000000000000007},{"$f":"U8*$I$13","v":19.7},{"$f":"IF(AP8>I8,I8,AP8)","v":8.6},{"$f":"V8*$I$13","v":17.5},{"$f":"IF(AQ8>K8,K8,AQ8)","v":7.9},{"$f":"W8*$I$13","v":15.5},{"$f":"IF(AR8>M8,M8,AR8)","v":7.3},{"$f":"X8*$I$13","v":13.4},{"$f":"IF(AS8>O8,O8,AS8)","v":6.6},null,1.3777777777777778,1.2944444444444445,1.1944444444444444,1.0944444444444443,0.97222222222222221,0.86111111111111116,0.74444444444444446,0.41935483870967744,0.42489270386266093,0.43255813953488376,0.43654822335025378,0.45142857142857146,0.47096774193548385,0.4925373134328358,1.06,1.06,1.06,1.06,1.06,1.06,1.06,{"$f":"Y8*C8+($A$4-80)*AF8*$A$8/1000","v":10.4},{"$f":"Z8*E8+($A$4-80)*AG8*$A$8/1000","v":9.9},{"$f":"AA8*G8+($A$4-80)*AH8*$A$8/1000","v":9.3000000000000007},{"$f":"AB8*I8+($A$4-80)*AI8*$A$8/1000","v":8.6},{"$f":"AC8*K8+($A$4-80)*AJ8*$A$8/1000","v":7.9},{"$f":"AD8*M8+($A$4-80)*AK8*$A$8/1000","v":7.3},{"$f":"AE8*O8+($A$4-80)*AL8*$A$8/1000","v":6.6}]
[null,67,{"$f":"R9*$I$13","v":21.9},12.7,20.8,{"$f":"IF(AN9>E9,E9,AN9)","v":12.1},19.2,{"$f":"IF(AO9>G9,G9,AO9)","v":11.5},{"$f":"U9*$I$13","v":17.5},{"$f":"IF(AP9>I9,I9,AP9)","v":10.8},15.3,{"$f":"IF(AQ9>K9,K9,AQ9)","v":9.9},13.3,{"$f":"IF(AR9>M9,M9,AR9)","v":9.1},11.2,{"$f":"IF(AS9>O9,O9,AS9)","v":8.1999999999999993},null,1.2166666666666666,1.1555555555555557,1.0666666666666667,0.97222222222222221,0.85000000000000009,0.73888888888888893,0.62222222222222223,0.57990867579908678,0.58173076923076916,0.59895833333333337,0.61714285714285722,0.6470588235294118,0.68421052631578938,0.7321428571428571,1.06,1.06,1.06,1.06,1.06,1.06,1.06,{"$f":"Y9*C9+($A$4-80)*AF9*$A$8/1000","v":12.7},{"$f":"Z9*E9+($A$4-80)*AG9*$A$8/1000","v":12.1},{"$f":"AA9*G9+($A$4-80)*AH9*$A$8/1000","v":11.5},{"$f":"AB9*I9+($A$4-80)*AI9*$A$8/1000","v":10.8},{"$f":"AC9*K9+($A$4-80)*AJ9*$A$8/1000","v":9.9},{"$f":"AD9*M9+($A$4-80)*AK9*$A$8/1000","v":9.1},{"$f":"AE9*O9+($A$4-80)*AL9*$A$8/1000","v":8.1999999999999993}]
[null,62,20.100000000000001,14.8,18.699999999999996,14.099999999999998,17.100000000000001,13.5,{"$f":"U10*$I$13","v":15.400000000000002},12.800000000000002,13.6,11.8,11.9,10.8,10.3,9.8000000000000007,null,1.1166666666666667,1.0388888888888888,0.95000000000000007,0.85555555555555562,0.75555555555555554,0.66111111111111109,0.5722222222222223,0.73631840796019898,0.75401069518716579,0.78947368421052622,0.83116883116883122,0.86764705882352944,0.90756302521008403,0.95145631067961167,1.06,1.06,1.06,1.06,1.06,1.06,1.06,14.8,{"$f":"Z10*E10+($A$4-80)*AG10*$A$8/1000","v":14.099999999999998},{"$f":"AA10*G10+($A$4-80)*AH10*$A$8/1000","v":13.5},12.800000000000002,11.8,10.8,9.8000000000000007]
[null,57,18.2,15.9,16.5,15.7,15.3,14.5,{"$f":"U11*$I$13","v":14.1},13.2,13.2,12.2,12.4,11.2,11.5,10.199999999999999,null,1.0111111111111111,0.91666666666666663,0.85000000000000009,0.78333333333333333,0.73333333333333328,0.68888888888888888,0.63888888888888884,0.87362637362637363,0.95151515151515142,0.94771241830065356,0.93617021276595747,0.9242424242424242,0.90322580645161277,0.88695652173913042,1.06,1.06,1.06,1.06,1.06,1.06,1.06,15.9,{"$f":"Z11*E11+($A$4-80)*AG11*$A$8/1000","v":15.7},{"$f":"AA11*G11+($A$4-80)*AH11*$A$8/1000","v":14.5},{"$f":"AB11*I11+($A$4-80)*AI11*$A$8/1000","v":13.2},12.2,11.2,10.199999999999999]
[600,72,25.1,11.4,23.3,11,21.7,10.3,{"$f":"U12*$I$13","v":20.100000000000001},9.6999999999999993,17.899999999999999,8.9,15.600000000000001,8.2000000000000011,13.4,7.4999999999999991,null,1.3944444444444446,1.2944444444444445,1.2055555555555555,1.1166666666666667,0.99444444444444435,0.8666666666666667,0.74444444444444446,0.4541832669322709,0.47210300429184548,0.47465437788018439,0.48258706467661683,0.49720670391061461,0.52564102564102566,0.55970149253731338,1.06,1.06,1.06,1.06,1.06,1.06,1.06,{"$f":"Y12*C12+($A$4-80)*AF12*$A$12/1000","v":11.4},{"$f":"Z12*E12+($A$4-80)*AG12*$A$12/1000","v":11},{"$f":"AA12*G12+($A$4-80)*AH12*$A$12/1000","v":10.3},{"$f":"AB12*I12+($A$4-80)*AI12*$A$12/1000","v":9.6999999999999993},{"$f":"AC12*K12+($A$4-80)*AJ12*$A$12/1000","v":8.9},{"$f":"AD12*M12+($A$4-80)*AK12*$A$12/1000","v":8.2000000000000011},{"$f":"AE12*O12+($A$4-80)*AL12*$A$12/1000","v":7.4999999999999991}]
[null,67,22.799999999999997,14.599999999999998,21.1,14,19.600000000000001,13.3,{"$f":"B2","v":18},12.6,15.8,11.7,13.7,10.8,11.599999999999998,9.8999999999999986,null,1.2666666666666666,1.1722222222222223,1.088888888888889,1,0.87777777777777777,0.76111111111111107,0.64444444444444438,0.64035087719298245,0.6635071090047393,0.6785714285714286,0.7,0.740506329113924,0.78832116788321183,0.85344827586206906,1.06,1.06,1.06,1.06,1.06,1.06,1.06,{"$f":"Y13*C13+($A$4-80)*AF13*$A$12/1000","v":14.599999999999998},{"$f":"Z13*E13+($A$4-80)*AG13*$A$12/1000","v":14},{"$f":"AA13*G13+($A$4-80)*AH13*$A$12/1000","v":13.3},{"$f":"AB13*I13+($A$4-80)*AI13*$A$12/1000","v":12.6},{"$f":"AC13*K13+($A$4-80)*AJ13*$A$12/1000","v":11.7},{"$f":"AD13*M13+($A$4-80)*AK13*$A$12/1000","v":10.8},{"$f":"AE13*O13+($A$4-80)*AL13*$A$12/1000","v":9.8999999999999986}]
[null,62,21.4,17.2,19.899999999999999,16.5,18.100000000000001,15.5,{"$f":"U14*$I$13","v":16.2},14.6,14.5,13.2,12.9,12,11.2,10.7,null,1.1888888888888889,1.1055555555555554,1.0055555555555555,0.89999999999999991,0.80555555555555558,0.71666666666666667,0.62222222222222223,0.80373831775700932,0.82914572864321612,0.85635359116022092,0.90123456790123457,0.91034482758620683,0.93023255813953487,0.9553571428571429,1.06,1.06,1.06,1.06,1.06,1.06,1.06,17.2,{"$f":"Z14*E14+($A$4-80)*AG14*$A$12/1000","v":16.5},{"$f":"AA14*G14+($A$4-80)*AH14*$A$12/1000","v":15.5},14.6,13.2,12,10.7]
[null,57,20,18.100000000000001,18.8,17.3,17.600000000000001,16.100000000000001,16.399999999999999,14.9,15.2,13.7,14,12.5,12.8,11.3,null,1.1111111111111112,1.0444444444444445,0.97777777777777786,0.91111111111111098,0.84444444444444444,0.77777777777777779,0.71111111111111114,0.90500000000000003,0.92021276595744683,0.91477272727272729,0.9085365853658538,0.90131578947368418,0.8928571428571429,0.8828125,1.06,1.06,1.06,1.06,1.06,1.06,1.06,18.100000000000001,{"$f":"Z15*E15+($A$4-80)*AG15*$A$12/1000","v":17.3},{"$f":"AA15*G15+($A$4-80)*AH15*$A$12/1000","v":16.100000000000001},14.9,13.7,12.5,11.3]
[750,72,25.4,12.5,23.3,12,22,11.4,20.6,10.699999999999998,18.2,9.9,15.8,9.1,13.4,8.3000000000000007,null,1.411111111111111,1.2944444444444445,1.2222222222222223,1.1444444444444446,1.0111111111111111,0.87777777777777777,0.74444444444444446,0.49212598425196852,0.51502145922746778,0.51818181818181819,0.51941747572815522,0.54395604395604402,0.57594936708860756,0.61940298507462688,1.06,1.06,1.06,1.06,1.06,1.06,1.06,{"$f":"Y16*C16+($A$4-80)*AF16*$A$16/1000","v":12.5},{"$f":"Z16*E16+($A$4-80)*AG16*$A$16/1000","v":12},{"$f":"AA16*G16+($A$4-80)*AH16*$A$16/1000","v":11.4},{"$f":"AB16*I16+($A$4-80)*AI16*$A$16/1000","v":10.699999999999998},{"$f":"AC16*K16+($A$4-80)*AJ16*$A$16/1000","v":9.9},{"$f":"AD16*M16+($A$4-80)*AK16*$A$16/1000","v":9.1},{"$f":"AE16*O16+($A$4-80)*AL16*$A$16/1000","v":8.3000000000000007}]
[null,67,23.7,16.399999999999999,21.5,15.9,20,15.2,18.5,14.4,16.3,13.4,14.2,12.5,12,11.5,null,1.3166666666666667,1.1944444444444444,1.1111111111111112,1.0277777777777777,0.90555555555555556,0.78888888888888886,0.66666666666666663,0.69198312236286919,0.73953488372093024,0.76,0.77837837837837842,0.82208588957055218,0.88028169014084512,0.95833333333333337,1.06,1.06,1.06,1.06,1.06,1.06,1.06,{"$f":"Y17*C17+($A$4-80)*AF17*$A$16/1000","v":16.399999999999999},{"$f":"Z17*E17+($A$4-80)*AG17*$A$16/1000","v":15.9},{"$f":"AA17*G17+($A$4-80)*AH17*$A$16/1000","v":15.2},{"$f":"AB17*I17+($A$4-80)*AI17*$A$16/1000","v":14.4},{"$f":"AC17*K17+($A$4-80)*AJ17*$A$16/1000","v":13.4},{"$f":"AD17*M17+($A$4-80)*AK17*$A$16/1000","v":12.5},{"$f":"AE17*O17+($A$4-80)*AL17*$A$16/1000","v":11.5}]
[null,62,22.6,19.600000000000001,21,18.899999999999999,19,17.600000000000001,17.100000000000001,16.3,15.400000000000002,14.700000000000001,13.8,13.2,12.1,11.6,null,1.2555555555555555,1.1666666666666667,1.0555555555555556,0.95000000000000007,0.85555555555555562,0.76666666666666672,0.67222222222222217,0.86725663716814161,0.89999999999999991,0.92631578947368431,0.95321637426900585,0.95454545454545447,0.9565217391304347,0.95867768595041325,1.06,1.06,1.06,1.06,1.06,1.06,1.06,19.600000000000001,{"$f":"Z18*E18+($A$4-80)*AG18*$A$16/1000","v":18.899999999999999},{"$f":"AA18*G18+($A$4-80)*AH18*$A$16/1000","v":17.600000000000001},16.3,14.700000000000001,13.2,11.6]
[null,57,21.800000000000004,20.300000000000004,21,18.899999999999999,19.899999999999999,17.8,18.699999999999996,16.599999999999998,17.2,15.1,15.600000000000001,13.700000000000001,14.1,12.3,null,1.2111111111111112,1.1666666666666667,1.1055555555555554,1.0388888888888888,0.95555555555555549,0.8666666666666667,0.78333333333333333,0.93119266055045868,0.89999999999999991,0.89447236180904532,0.8877005347593584,0.87790697674418605,0.87820512820512819,0.87234042553191493,1.06,1.06,1.06,1.06,1.06,1.06,1.06,20.300000000000004,{"$f":"Z19*E19+($A$4-80)*AG19*$A$16/1000","v":18.899999999999999},{"$f":"AA19*G19+($A$4-80)*AH19*$A$16/1000","v":17.8},16.599999999999998,15.1,13.700000000000001,12.3]

{"sheet":"YCE_24","index":27,"n_rows":19,"n_cols":45,"rows_kept":19,"cut":false,"hidden":true,"merged":[[2,0,2,1],[2,2,2,15],[3,2,3,3],[3,4,3,5],[3,6,3,7],[3,8,3,9],[3,10,3,11],[3,12,3,13],[3,14,3,15],[5,2,6,2],[5,3,6,3],[5,4,6,4],[5,5,6,5],[5,6,6,6],[5,7,6,7],[5,8,6,8],[4,0,6,0],[4,1,6,1],[4,2,4,3],[4,4,4,5],[4,6,4,7],[4,8,4,9],[5,9,6,9],[5,10,6,10],[5,11,6,11],[5,12,6,12],[5,13,6,13],[5,14,6,14],[5,15,6,15],[4,10,4,11],[4,12,4,13],[4,14,4,15],[24,10,24,11],[24,12,24,13],[25,2,26,2],[25,9,26,9],[25,10,26,10],[25,11,26,11],[25,12,26,12],[25,13,26,13],[7,0,10,0],[11,0,14,0],[15,0,18,0],[22,0,23,1],[22,2,22,13],[23,2,23,3],[23,4,23,5],[23,6,23,7],[23,8,23,9],[23,10,23,11],[23,12,23,13],[27,0,30,0],[25,3,26,3],[25,4,26,4],[25,5,26,5],[25,6,26,6],[25,7,26,7],[25,8,26,8],[31,0,34,0],[35,0,38,0],[24,0,26,0],[24,1,26,1],[24,2,24,3],[24,4,24,5],[24,6,24,7],[24,8,24,9],[41,0,42,1],[41,2,41,13],[42,2,42,3],[42,4,42,5],[42,6,42,7],[42,8,42,9],[42,10,42,11],[42,12,42,13],[44,10,45,10],[44,11,45,11],[44,12,45,12],[44,13,45,13],[46,0,49,0],[50,0,53,0],[43,10,43,11],[43,12,43,13],[44,2,45,2],[44,3,45,3],[44,4,45,4],[44,5,45,5],[44,6,45,6],[44,7,45,7],[44,8,45,8],[44,9,45,9],[43,0,45,0],[43,1,45,1],[43,2,43,3],[43,4,43,5],[43,6,43,7],[43,8,43,9],[54,0,57,0],[60,0,61,1],[60,2,60,13],[61,2,61,3],[61,4,61,5],[61,6,61,7],[61,8,61,9],[61,10,61,11],[61,12,61,13],[63,10,64,10],[63,11,64,11],[63,12,64,12],[63,13,64,13],[65,0,68,0],[69,0,72,0],[62,10,62,11],[62,12,62,13],[63,2,64,2],[63,3,64,3],[63,4,64,4],[63,5,64,5],[63,6,64,6],[63,7,64,7],[63,8,64,8],[63,9,64,9],[62,0,64,0],[62,1,64,1],[62,2,62,3],[62,4,62,5],[62,6,62,7],[62,8,62,9],[73,0,76,0],[79,0,80,1],[79,2,79,13],[80,2,80,3],[80,4,80,5],[80,6,80,7],[80,8,80,9],[80,10,80,11],[80,12,80,13],[82,10,83,10],[82,11,83,11],[82,12,83,12],[82,13,83,13],[84,0,87,0],[88,0,91,0],[81,10,81,11],[81,12,81,13],[82,2,83,2],[82,3,83,3],[82,4,83,4],[82,5,83,5],[82,6,83,6],[82,7,83,7],[82,8,83,8],[82,9,83,9],[81,0,83,0],[81,1,83,1],[81,2,81,3],[81,4,81,5],[81,6,81,7],[81,8,81,9],[92,0,95,0],[98,0,99,1],[98,2,98,13],[99,2,99,3],[99,4,99,5],[99,6,99,7],[99,8,99,9],[99,10,99,11],[99,12,99,13],[101,10,102,10],[101,11,102,11],[101,12,102,12],[101,13,102,13],[103,0,106,0],[107,0,110,0],[100,10,100,11],[100,12,100,13],[101,2,102,2],[101,3,102,3],[101,4,102,4],[101,5,102,5],[101,6,102,6],[101,7,102,7],[101,8,102,8],[101,9,102,9],[100,0,102,0],[100,1,102,1],[100,2,100,3],[100,4,100,5],[100,6,100,7],[100,8,100,9],[111,0,114,0],[117,0,118,1],[117,2,117,13],[118,2,118,3],[118,4,118,5],[118,6,118,7],[118,8,118,9],[118,10,118,11],[118,12,118,13],[130,0,133,0],[120,10,121,10],[120,11,121,11],[120,12,121,12],[120,13,121,13],[122,0,125,0],[126,0,129,0],[119,10,119,11],[119,12,119,13],[120,2,121,2],[120,3,121,3],[120,4,121,4],[120,5,121,5],[120,6,121,6],[120,7,121,7],[120,8,121,8],[120,9,121,9],[119,0,121,0],[119,1,121,1],[119,2,119,3],[119,4,119,5],[119,6,119,7],[119,8,119,9]]}
[]
["YCE_24",30]
["Evaporator Air \n",null,"Condenser  Entering Air Temperature ˚F"]
[80,"°F DB",65,null,75,null,85,null,95,null,105,null,115,null,125]
["CFM","EWB†\n˚F","Capacity Mbtuh",null,"Capacity Mbtuh",null,"Capacity Mbtuh",null,"Capacity Mbtuh",null,"Capacity Mbtuh",null,"Capacity Mbtuh",null,"Capacity Mbtuh"]
[null,null,"Total","Sens.","Total","Sens.","Total","Sens.","Total","Sens.","Total","Sens.","Total","Sens.","Total","Sens."]
[null,null,null,null,null,null,null,null,null,null,null,null,null,null,null,null,null,"Total Factors",null,null,null,null,null,null,"Sens. %",null,null,null,null,null,null,"IDB Adj",null,null,null,null,null,null,"Sens Calc"]
[600,72,{"$f":"R8*$I$13","v":38.217391304347828},{"$f":"IF(AM8>C8,C8,AM8)","v":16.956521739130434},{"$f":"S8*$I$13","v":36.521739130434781},{"$f":"IF(AN8>E8,E8,AN8)","v":16.043478260869566},{"$f":"T8*$I$13","v":34.304347826086961},{"$f":"IF(AO8>G8,G8,AO8)","v":15.260869565217392},{"$f":"U8*$I$13","v":32.086956521739133},{"$f":"IF(AP8>I8,I8,AP8)","v":14.347826086956522},{"$f":"V8*$I$13","v":29.347826086956523},{"$f":"IF(AQ8>K8,K8,AQ8)","v":13.434782608695652},{"$f":"W8*$I$13","v":26.739130434782609},{"$f":"IF(AR8>M8,M8,AR8)","v":12.652173913043478},{"$f":"X8*$I$13","v":24.130434782608695},{"$f":"IF(AS8>O8,O8,AS8)","v":11.869565217391303},null,1.2739130434782608,1.2173913043478262,1.1434782608695653,1.0695652173913044,0.97826086956521741,0.89130434782608692,0.80434782608695654,0.44368600682593856,0.43928571428571433,0.44486692015209123,0.44715447154471544,0.45777777777777778,0.47317073170731705,0.49189189189189186,1.06,1.06,1.06,1.06,1.06,1.06,1.06,{"$f":"Y8*C8+($A$4-80)*AF8*$A$8/1000","v":16.956521739130434},{"$f":"Z8*E8+($A$4-80)*AG8*$A$8/1000","v":16.043478260869566},{"$f":"AA8*G8+($A$4-80)*AH8*$A$8/1000","v":15.260869565217392},{"$f":"AB8*I8+($A$4-80)*AI8*$A$8/1000","v":14.347826086956522},{"$f":"AC8*K8+($A$4-80)*AJ8*$A$8/1000","v":13.434782608695652},{"$f":"AD8*M8+($A$4-80)*AK8*$A$8/1000","v":12.652173913043478},{"$f":"AE8*O8+($A$4-80)*AL8*$A$8/1000","v":11.869565217391303}]
[null,67,{"$f":"R9*$I$13","v":34.695652173913047},20.608695652173914,33,{"$f":"IF(AN9>E9,E9,AN9)","v":19.956521739130437},30.782608695652176,{"$f":"IF(AO9>G9,G9,AO9)","v":19.043478260869563},{"$f":"U9*$I$13","v":28.695652173913043},{"$f":"IF(AP9>I9,I9,AP9)","v":18.130434782608695},25.826086956521738,{"$f":"IF(AQ9>K9,K9,AQ9)","v":16.956521739130434},23.086956521739129,{"$f":"IF(AR9>M9,M9,AR9)","v":15.782608695652174},20.34782608695652,{"$f":"IF(AS9>O9,O9,AS9)","v":14.739130434782609},null,1.1565217391304348,1.1000000000000001,1.0260869565217392,0.95652173913043481,0.86086956521739133,0.76956521739130435,0.67826086956521736,0.59398496240601506,0.60474308300395263,0.61864406779661008,0.63181818181818183,0.65656565656565657,0.68361581920903958,0.72435897435897445,1.06,1.06,1.06,1.06,1.06,1.06,1.06,{"$f":"Y9*C9+($A$4-80)*AF9*$A$8/1000","v":20.608695652173914},{"$f":"Z9*E9+($A$4-80)*AG9*$A$8/1000","v":19.956521739130437},{"$f":"AA9*G9+($A$4-80)*AH9*$A$8/1000","v":19.043478260869563},{"$f":"AB9*I9+($A$4-80)*AI9*$A$8/1000","v":18.130434782608695},{"$f":"AC9*K9+($A$4-80)*AJ9*$A$8/1000","v":16.956521739130434},{"$f":"AD9*M9+($A$4-80)*AK9*$A$8/1000","v":15.782608695652174},{"$f":"AE9*O9+($A$4-80)*AL9*$A$8/1000","v":14.739130434782609}]
[null,62,30.782608695652176,23.869565217391305,28.956521739130434,22.956521739130437,26.869565217391305,21.913043478260867,{"$f":"U10*$I$13","v":24.782608695652176},20.739130434782613,22.304347826086957,19.434782608695649,20.086956521739133,18.260869565217394,17.739130434782609,16.956521739130437,null,1.0260869565217392,0.9652173913043478,0.89565217391304353,0.82608695652173914,0.74347826086956526,0.66956521739130437,0.59130434782608698,0.77542372881355925,0.79279279279279291,0.81553398058252424,0.83684210526315794,0.87134502923976598,0.90909090909090906,0.95588235294117652,1.06,1.06,1.06,1.06,1.06,1.06,1.06,23.869565217391305,{"$f":"Z10*E10+($A$4-80)*AG10*$A$8/1000","v":22.956521739130437},{"$f":"AA10*G10+($A$4-80)*AH10*$A$8/1000","v":21.913043478260867},20.739130434782613,19.434782608695649,18.260869565217394,16.956521739130437]
[null,57,26.869565217391305,26.217391304347828,25.826086956521738,25.173913043478258,24.391304347826086,23.608695652173914,{"$f":"U11*$I$13","v":22.826086956521742},22.043478260869566,21.000000000000004,20.347826086956523,19.173913043478262,18.65217391304348,17.347826086956523,17.086956521739129,null,0.89565217391304353,0.86086956521739133,0.81304347826086953,0.76086956521739135,0.70000000000000007,0.63913043478260867,0.57826086956521738,0.97572815533980584,0.9747474747474747,0.96791443850267389,0.96571428571428564,0.96894409937888193,0.97278911564625858,0.98496240601503748,1.06,1.06,1.06,1.06,1.06,1.06,1.06,26.217391304347828,{"$f":"Z11*E11+($A$4-80)*AG11*$A$8/1000","v":25.173913043478258},{"$f":"AA11*G11+($A$4-80)*AH11*$A$8/1000","v":23.608695652173914},{"$f":"AB11*I11+($A$4-80)*AI11*$A$8/1000","v":22.043478260869566},20.347826086956523,18.65217391304348,17.086956521739129]
[800,72,39.260869565217391,18.260869565217391,37.695652173913039,17.739130434782606,35.478260869565219,16.956521739130437,{"$f":"U12*$I$13","v":33.260869565217391},16.173913043478262,30.521739130434781,15.130434782608695,27.782608695652172,14.217391304347824,25.043478260869563,13.304347826086955,null,1.308695652173913,1.2565217391304346,1.182608695652174,1.1086956521739131,1.017391304347826,0.92608695652173911,0.83478260869565213,0.46511627906976744,0.47058823529411764,0.47794117647058826,0.48627450980392156,0.49572649572649574,0.51173708920187788,0.53125,1.06,1.06,1.06,1.06,1.06,1.06,1.06,{"$f":"Y12*C12+($A$4-80)*AF12*$A$12/1000","v":18.260869565217391},{"$f":"Z12*E12+($A$4-80)*AG12*$A$12/1000","v":17.739130434782606},{"$f":"AA12*G12+($A$4-80)*AH12*$A$12/1000","v":16.956521739130437},{"$f":"AB12*I12+($A$4-80)*AI12*$A$12/1000","v":16.173913043478262},{"$f":"AC12*K12+($A$4-80)*AJ12*$A$12/1000","v":15.130434782608695},{"$f":"AD12*M12+($A$4-80)*AK12*$A$12/1000","v":14.217391304347824},{"$f":"AE12*O12+($A$4-80)*AL12*$A$12/1000","v":13.304347826086955}]
[null,67,36,23.086956521739129,34.304347826086961,22.695652173913043,32.217391304347828,21.782608695652172,{"$f":"B2","v":30},20.869565217391305,27.130434782608695,19.565217391304348,24.391304347826086,18.391304347826086,21.65217391304348,17.217391304347824,null,1.2,1.1434782608695653,1.0739130434782609,1,0.90434782608695652,0.81304347826086953,0.72173913043478266,0.64130434782608692,0.66159695817490483,0.67611336032388658,0.69565217391304346,0.72115384615384615,0.75401069518716579,0.79518072289156616,1.06,1.06,1.06,1.06,1.06,1.06,1.06,{"$f":"Y13*C13+($A$4-80)*AF13*$A$12/1000","v":23.086956521739129},{"$f":"Z13*E13+($A$4-80)*AG13*$A$12/1000","v":22.695652173913043},{"$f":"AA13*G13+($A$4-80)*AH13*$A$12/1000","v":21.782608695652172},{"$f":"AB13*I13+($A$4-80)*AI13*$A$12/1000","v":20.869565217391305},{"$f":"AC13*K13+($A$4-80)*AJ13*$A$12/1000","v":19.565217391304348},{"$f":"AD13*M13+($A$4-80)*AK13*$A$12/1000","v":18.391304347826086},{"$f":"AE13*O13+($A$4-80)*AL13*$A$12/1000","v":17.217391304347824}]
[null,62,32.347826086956523,27.260869565217391,30.521739130434781,26.217391304347831,28.434782608695656,25.043478260869566,{"$f":"U14*$I$13","v":26.34782608695652},23.869565217391305,24.130434782608695,22.173913043478262,21.913043478260871,20.608695652173914,19.695652173913043,19.043478260869566,null,1.0782608695652174,1.017391304347826,0.94782608695652182,0.87826086956521732,0.80434782608695654,0.73043478260869565,0.65652173913043477,0.84274193548387089,0.85897435897435914,0.88073394495412838,0.90594059405940597,0.91891891891891897,0.94047619047619047,0.9668874172185431,1.06,1.06,1.06,1.06,1.06,1.06,1.06,27.260869565217391,{"$f":"Z14*E14+($A$4-80)*AG14*$A$12/1000","v":26.217391304347831},{"$f":"AA14*G14+($A$4-80)*AH14*$A$12/1000","v":25.043478260869566},23.869565217391305,22.173913043478262,20.608695652173914,19.043478260869566]
[null,57,29.869565217391301,29.217391304347821,28.826086956521742,27.913043478260867,27.130434782608695,26.217391304347824,25.434782608695652,24.521739130434785,23.34782608695652,22.695652173913039,21.391304347826086,20.739130434782609,19.304347826086957,18.913043478260871,null,0.99565217391304339,0.96086956521739142,0.90434782608695652,0.84782608695652173,0.77826086956521734,0.71304347826086956,0.64347826086956528,0.97816593886462877,0.96832579185520351,0.96634615384615385,0.96410256410256412,0.97206703910614523,0.9695121951219513,0.97972972972972971,1.06,1.06,1.06,1.06,1.06,1.06,1.06,29.217391304347821,{"$f":"Z15*E15+($A$4-80)*AG15*$A$12/1000","v":27.913043478260867},{"$f":"AA15*G15+($A$4-80)*AH15*$A$12/1000","v":26.217391304347824},24.521739130434785,22.695652173913039,20.739130434782609,18.913043478260871]
[1000,72,40.434782608695649,19.695652173913039,39,19.304347826086961,36.782608695652172,18.652173913043477,34.565217391304351,18,31.565217391304344,16.956521739130434,28.826086956521742,15.913043478260869,25.95652173913043,14.869565217391303,null,1.3478260869565217,1.3,1.2260869565217392,1.1521739130434783,1.0521739130434782,0.96086956521739142,0.86521739130434772,0.48709677419354835,0.4949832775919733,0.50709219858156029,0.52075471698113207,0.53719008264462809,0.55203619909502255,0.57286432160804024,1.06,1.06,1.06,1.06,1.06,1.06,1.06,{"$f":"Y16*C16+($A$4-80)*AF16*$A$16/1000","v":19.695652173913039},{"$f":"Z16*E16+($A$4-80)*AG16*$A$16/1000","v":19.304347826086961},{"$f":"AA16*G16+($A$4-80)*AH16*$A$16/1000","v":18.652173913043477},{"$f":"AB16*I16+($A$4-80)*AI16*$A$16/1000","v":18},{"$f":"AC16*K16+($A$4-80)*AJ16*$A$16/1000","v":16.956521739130434},{"$f":"AD16*M16+($A$4-80)*AK16*$A$16/1000","v":15.913043478260869},{"$f":"AE16*O16+($A$4-80)*AL16*$A$16/1000","v":14.869565217391303}]
[null,67,37.304347826086961,25.695652173913043,35.608695652173914,25.434782608695652,33.521739130434781,24.521739130434785,31.304347826086957,23.608695652173918,28.434782608695656,22.304347826086961,25.695652173913043,21.000000000000004,22.956521739130437,19.565217391304348,null,1.2434782608695654,1.1869565217391305,1.1173913043478261,1.0434782608695652,0.94782608695652182,0.85652173913043472,0.76521739130434785,0.68881118881118875,0.7142857142857143,0.73151750972762652,0.75416666666666676,0.78440366972477071,0.81725888324873108,0.85227272727272718,1.06,1.06,1.06,1.06,1.06,1.06,1.06,{"$f":"Y17*C17+($A$4-80)*AF17*$A$16/1000","v":25.695652173913043},{"$f":"Z17*E17+($A$4-80)*AG17*$A$16/1000","v":25.434782608695652},{"$f":"AA17*G17+($A$4-80)*AH17*$A$16/1000","v":24.521739130434785},{"$f":"AB17*I17+($A$4-80)*AI17*$A$16/1000","v":23.608695652173918},{"$f":"AC17*K17+($A$4-80)*AJ17*$A$16/1000","v":22.304347826086961},{"$f":"AD17*M17+($A$4-80)*AK17*$A$16/1000","v":21.000000000000004},{"$f":"AE17*O17+($A$4-80)*AL17*$A$16/1000","v":19.565217391304348}]
[null,62,34.04347826086957,30.782608695652176,32.086956521739133,29.608695652173914,30,28.304347826086957,28.043478260869566,27,25.826086956521738,24.913043478260867,23.739130434782609,22.956521739130437,21.65217391304348,21,null,1.1347826086956523,1.0695652173913044,1,0.93478260869565222,0.86086956521739133,0.79130434782608694,0.72173913043478266,0.90421455938697315,0.92276422764227639,0.94347826086956521,0.96279069767441861,0.96464646464646464,0.96703296703296715,0.96987951807228912,1.06,1.06,1.06,1.06,1.06,1.06,1.06,30.782608695652176,{"$f":"Z18*E18+($A$4-80)*AG18*$A$16/1000","v":29.608695652173914},{"$f":"AA18*G18+($A$4-80)*AH18*$A$16/1000","v":28.304347826086957},27,24.913043478260867,22.956521739130437,21]
[null,57,32.869565217391298,32.217391304347821,31.695652173913047,30.782608695652179,29.869565217391301,28.956521739130434,28.043478260869566,27.130434782608695,25.695652173913043,24.913043478260871,23.478260869565219,22.826086956521738,21.260869565217391,20.60869565217391,null,1.0956521739130434,1.0565217391304349,0.99565217391304339,0.93478260869565222,0.85652173913043472,0.78260869565217395,0.70869565217391306,0.98015873015873012,0.9711934156378601,0.96943231441048039,0.96744186046511627,0.96954314720812196,0.97222222222222221,0.96932515337423308,1.06,1.06,1.06,1.06,1.06,1.06,1.06,32.217391304347821,{"$f":"Z19*E19+($A$4-80)*AG19*$A$16/1000","v":30.782608695652179},{"$f":"AA19*G19+($A$4-80)*AH19*$A$16/1000","v":28.956521739130434},27.130434782608695,24.913043478260871,22.826086956521738,20.60869565217391]

{"sheet":"YCE_30","index":28,"n_rows":19,"n_cols":45,"rows_kept":19,"cut":false,"hidden":true,"merged":[[2,0,2,1],[2,2,2,15],[3,2,3,3],[3,4,3,5],[3,6,3,7],[3,8,3,9],[3,10,3,11],[3,12,3,13],[3,14,3,15],[5,2,6,2],[5,3,6,3],[5,4,6,4],[5,5,6,5],[5,6,6,6],[5,7,6,7],[5,8,6,8],[4,0,6,0],[4,1,6,1],[4,2,4,3],[4,4,4,5],[4,6,4,7],[4,8,4,9],[5,9,6,9],[5,10,6,10],[5,11,6,11],[5,12,6,12],[5,13,6,13],[5,14,6,14],[5,15,6,15],[4,10,4,11],[4,12,4,13],[4,14,4,15],[24,10,24,11],[24,12,24,13],[25,2,26,2],[25,9,26,9],[25,10,26,10],[25,11,26,11],[25,12,26,12],[25,13,26,13],[7,0,10,0],[11,0,14,0],[15,0,18,0],[22,0,23,1],[22,2,22,13],[23,2,23,3],[23,4,23,5],[23,6,23,7],[23,8,23,9],[23,10,23,11],[23,12,23,13],[27,0,30,0],[25,3,26,3],[25,4,26,4],[25,5,26,5],[25,6,26,6],[25,7,26,7],[25,8,26,8],[31,0,34,0],[35,0,38,0],[24,0,26,0],[24,1,26,1],[24,2,24,3],[24,4,24,5],[24,6,24,7],[24,8,24,9],[41,0,42,1],[41,2,41,13],[42,2,42,3],[42,4,42,5],[42,6,42,7],[42,8,42,9],[42,10,42,11],[42,12,42,13],[44,10,45,10],[44,11,45,11],[44,12,45,12],[44,13,45,13],[46,0,49,0],[50,0,53,0],[43,10,43,11],[43,12,43,13],[44,2,45,2],[44,3,45,3],[44,4,45,4],[44,5,45,5],[44,6,45,6],[44,7,45,7],[44,8,45,8],[44,9,45,9],[43,0,45,0],[43,1,45,1],[43,2,43,3],[43,4,43,5],[43,6,43,7],[43,8,43,9],[54,0,57,0],[60,0,61,1],[60,2,60,13],[61,2,61,3],[61,4,61,5],[61,6,61,7],[61,8,61,9],[61,10,61,11],[61,12,61,13],[63,10,64,10],[63,11,64,11],[63,12,64,12],[63,13,64,13],[65,0,68,0],[69,0,72,0],[62,10,62,11],[62,12,62,13],[63,2,64,2],[63,3,64,3],[63,4,64,4],[63,5,64,5],[63,6,64,6],[63,7,64,7],[63,8,64,8],[63,9,64,9],[62,0,64,0],[62,1,64,1],[62,2,62,3],[62,4,62,5],[62,6,62,7],[62,8,62,9],[73,0,76,0],[79,0,80,1],[79,2,79,13],[80,2,80,3],[80,4,80,5],[80,6,80,7],[80,8,80,9],[80,10,80,11],[80,12,80,13],[82,10,83,10],[82,11,83,11],[82,12,83,12],[82,13,83,13],[84,0,87,0],[88,0,91,0],[81,10,81,11],[81,12,81,13],[82,2,83,2],[82,3,83,3],[82,4,83,4],[82,5,83,5],[82,6,83,6],[82,7,83,7],[82,8,83,8],[82,9,83,9],[81,0,83,0],[81,1,83,1],[81,2,81,3],[81,4,81,5],[81,6,81,7],[81,8,81,9],[92,0,95,0],[98,0,99,1],[98,2,98,13],[99,2,99,3],[99,4,99,5],[99,6,99,7],[99,8,99,9],[99,10,99,11],[99,12,99,13],[101,10,102,10],[101,11,102,11],[101,12,102,12],[101,13,102,13],[103,0,106,0],[107,0,110,0],[100,10,100,11],[100,12,100,13],[101,2,102,2],[101,3,102,3],[101,4,102,4],[101,5,102,5],[101,6,102,6],[101,7,102,7],[101,8,102,8],[101,9,102,9],[100,0,102,0],[100,1,102,1],[100,2,100,3],[100,4,100,5],[100,6,100,7],[100,8,100,9],[111,0,114,0],[117,0,118,1],[117,2,117,13],[118,2,118,3],[118,4,118,5],[118,6,118,7],[118,8,118,9],[118,10,118,11],[118,12,118,13],[130,0,133,0],[120,10,121,10],[120,11,121,11],[120,12,121,12],[120,13,121,13],[122,0,125,0],[126,0,129,0],[119,10,119,11],[119,12,119,13],[120,2,121,2],[120,3,121,3],[120,4,121,4],[120,5,121,5],[120,6,121,6],[120,7,121,7],[120,8,121,8],[120,9,121,9],[119,0,121,0],[119,1,121,1],[119,2,119,3],[119,4,119,5],[119,6,119,7],[119,8,119,9]]}
[]
["YCE_30",30]
["Evaporator Air \n",null,"Condenser  Entering Air Temperature ˚F"]
[80,"°F DB",65,null,75,null,85,null,95,null,105,null,115,null,125]
["CFM","EWB†\n˚F","Capacity Mbtuh",null,"Capacity Mbtuh",null,"Capacity Mbtuh",null,"Capacity Mbtuh",null,"Capacity Mbtuh",null,"Capacity Mbtuh",null,"Capacity Mbtuh"]
[null,null,"Total","Sens.","Total","Sens.","Total","Sens.","Total","Sens.","Total","Sens.","Total","Sens.","Total","Sens."]
[null,null,null,null,null,null,null,null,null,null,null,null,null,null,null,null,null,"Total Factors",null,null,null,null,null,null,"Sens. %",null,null,null,null,null,null,"IDB Adj",null,null,null,null,null,null,"Sens Calc"]
[800,72,{"$f":"R8*$I$13","v":37.142857142857146},{"$f":"IF(AM8>C8,C8,AM8)","v":17.346938775510207},{"$f":"S8*$I$13","v":36.938775510204088},{"$f":"IF(AN8>E8,E8,AN8)","v":17.346938775510207},{"$f":"T8*$I$13","v":35.204081632653065},{"$f":"IF(AO8>G8,G8,AO8)","v":16.428571428571431},{"$f":"U8*$I$13","v":33.571428571428569},{"$f":"IF(AP8>I8,I8,AP8)","v":15.510204081632653},{"$f":"V8*$I$13","v":30.714285714285719},{"$f":"IF(AQ8>K8,K8,AQ8)","v":14.69387755102041},{"$f":"W8*$I$13","v":27.95918367346939},{"$f":"IF(AR8>M8,M8,AR8)","v":13.877551020408164},{"$f":"X8*$I$13","v":25.204081632653061},{"$f":"IF(AS8>O8,O8,AS8)","v":13.061224489795919},null,1.2380952380952381,1.231292517006803,1.1734693877551021,1.1190476190476191,1.0238095238095239,0.93197278911564629,0.84013605442176875,0.46703296703296704,0.46961325966850825,0.46666666666666673,0.46200607902735563,0.47840531561461791,0.49635036496350365,0.51821862348178138,1.06,1.06,1.06,1.06,1.06,1.06,1.06,{"$f":"Y8*C8+($A$4-80)*AF8*$A$8/1000","v":17.346938775510207},{"$f":"Z8*E8+($A$4-80)*AG8*$A$8/1000","v":17.346938775510207},{"$f":"AA8*G8+($A$4-80)*AH8*$A$8/1000","v":16.428571428571431},{"$f":"AB8*I8+($A$4-80)*AI8*$A$8/1000","v":15.510204081632653},{"$f":"AC8*K8+($A$4-80)*AJ8*$A$8/1000","v":14.69387755102041},{"$f":"AD8*M8+($A$4-80)*AK8*$A$8/1000","v":13.877551020408164},{"$f":"AE8*O8+($A$4-80)*AL8*$A$8/1000","v":13.061224489795919}]
[null,67,{"$f":"R9*$I$13","v":34.693877551020407},21.428571428571427,33.775510204081634,{"$f":"IF(AN9>E9,E9,AN9)","v":21.326530612244898},31.632653061224492,{"$f":"IF(AO9>G9,G9,AO9)","v":20.30612244897959},{"$f":"U9*$I$13","v":29.489795918367346},{"$f":"IF(AP9>I9,I9,AP9)","v":19.285714285714285},26.938775510204081,{"$f":"IF(AQ9>K9,K9,AQ9)","v":18.26530612244898},24.387755102040817,{"$f":"IF(AR9>M9,M9,AR9)","v":17.244897959183675},21.836734693877553,{"$f":"IF(AS9>O9,O9,AS9)","v":16.22448979591837},null,1.1564625850340136,1.1258503401360545,1.0544217687074831,0.98299319727891155,0.89795918367346939,0.81292517006802723,0.72789115646258506,0.61764705882352944,0.63141993957703924,0.64193548387096766,0.65397923875432529,0.67803030303030298,0.70711297071129708,0.7429906542056075,1.06,1.06,1.06,1.06,1.06,1.06,1.06,{"$f":"Y9*C9+($A$4-80)*AF9*$A$8/1000","v":21.428571428571427},{"$f":"Z9*E9+($A$4-80)*AG9*$A$8/1000","v":21.326530612244898},{"$f":"AA9*G9+($A$4-80)*AH9*$A$8/1000","v":20.30612244897959},{"$f":"AB9*I9+($A$4-80)*AI9*$A$8/1000","v":19.285714285714285},{"$f":"AC9*K9+($A$4-80)*AJ9*$A$8/1000","v":18.26530612244898},{"$f":"AD9*M9+($A$4-80)*AK9*$A$8/1000","v":17.244897959183675},{"$f":"AE9*O9+($A$4-80)*AL9*$A$8/1000","v":16.22448979591837}]
[null,62,31.836734693877553,25.408163265306122,30.102040816326536,24.69387755102041,28.163265306122451,23.877551020408163,{"$f":"U10*$I$13","v":26.224489795918366},22.959183673469386,23.673469387755102,21.530612244897959,21.224489795918366,20.204081632653057,18.673469387755102,18.673469387755102,null,1.0612244897959184,1.0034013605442178,0.93877551020408168,0.87414965986394555,0.78911564625850339,0.70748299319727892,0.62244897959183676,0.79807692307692302,0.8203389830508474,0.84782608695652162,0.8754863813229572,0.90948275862068972,0.95192307692307687,1,1.06,1.06,1.06,1.06,1.06,1.06,1.06,25.408163265306122,{"$f":"Z10*E10+($A$4-80)*AG10*$A$8/1000","v":24.69387755102041},{"$f":"AA10*G10+($A$4-80)*AH10*$A$8/1000","v":23.877551020408163},22.959183673469386,21.530612244897959,20.204081632653057,18.673469387755102]
[null,57,28.877551020408166,28.877551020408166,27.448979591836736,27.448979591836736,26.122448979591837,26.020408163265305,{"$f":"U11*$I$13","v":24.795918367346939},24.693877551020407,22.653061224489797,22.653061224489797,20.612244897959183,20.612244897959183,18.571428571428573,18.571428571428573,null,0.96258503401360551,0.91496598639455784,0.87074829931972797,0.82653061224489799,0.75510204081632659,0.68707482993197277,0.61904761904761907,1,1,0.99609375,0.99588477366255135,1,1,1,1.06,1.06,1.06,1.06,1.06,1.06,1.06,28.877551020408166,{"$f":"Z11*E11+($A$4-80)*AG11*$A$8/1000","v":27.448979591836736},{"$f":"AA11*G11+($A$4-80)*AH11*$A$8/1000","v":26.020408163265305},{"$f":"AB11*I11+($A$4-80)*AI11*$A$8/1000","v":24.693877551020407},22.653061224489797,20.612244897959183,18.571428571428573]
[1000,72,37.448979591836739,17.857142857142858,37.346938775510203,18.061224489795919,35.816326530612251,17.346938775510207,{"$f":"U12*$I$13","v":34.285714285714292},16.632653061224492,31.326530612244895,15.816326530612244,28.469387755102041,15,25.612244897959187,14.183673469387756,null,1.2482993197278913,1.2448979591836735,1.1938775510204083,1.142857142857143,1.0442176870748299,0.94897959183673464,0.85374149659863952,0.47683923705722064,0.48360655737704916,0.48433048433048431,0.48511904761904762,0.50488599348534202,0.5268817204301075,0.55378486055776888,1.06,1.06,1.06,1.06,1.06,1.06,1.06,{"$f":"Y12*C12+($A$4-80)*AF12*$A$12/1000","v":17.857142857142858},{"$f":"Z12*E12+($A$4-80)*AG12*$A$12/1000","v":18.061224489795919},{"$f":"AA12*G12+($A$4-80)*AH12*$A$12/1000","v":17.346938775510207},{"$f":"AB12*I12+($A$4-80)*AI12*$A$12/1000","v":16.632653061224492},{"$f":"AC12*K12+($A$4-80)*AJ12*$A$12/1000","v":15.816326530612244},{"$f":"AD12*M12+($A$4-80)*AK12*$A$12/1000","v":15},{"$f":"AE12*O12+($A$4-80)*AL12*$A$12/1000","v":14.183673469387756}]
[null,67,34.999999999999993,22.551020408163264,34.387755102040821,22.755102040816329,32.142857142857139,22.142857142857139,{"$f":"B2","v":30},21.428571428571431,27.448979591836736,20.204081632653065,24.897959183673471,18.979591836734699,22.448979591836736,17.755102040816325,null,1.1666666666666665,1.1462585034013606,1.0714285714285714,1,0.91496598639455784,0.82993197278911568,0.74829931972789121,0.64431486880466482,0.66172106824925814,0.68888888888888888,0.7142857142857143,0.73605947955390338,0.76229508196721318,0.79090909090909089,1.06,1.06,1.06,1.06,1.06,1.06,1.06,{"$f":"Y13*C13+($A$4-80)*AF13*$A$12/1000","v":22.551020408163264},{"$f":"Z13*E13+($A$4-80)*AG13*$A$12/1000","v":22.755102040816329},{"$f":"AA13*G13+($A$4-80)*AH13*$A$12/1000","v":22.142857142857139},{"$f":"AB13*I13+($A$4-80)*AI13*$A$12/1000","v":21.428571428571431},{"$f":"AC13*K13+($A$4-80)*AJ13*$A$12/1000","v":20.204081632653065},{"$f":"AD13*M13+($A$4-80)*AK13*$A$12/1000","v":18.979591836734699},{"$f":"AE13*O13+($A$4-80)*AL13*$A$12/1000","v":17.755102040816325}]
[null,62,32.551020408163268,27.448979591836736,31.020408163265309,27.448979591836736,28.979591836734691,26.428571428571427,{"$f":"U14*$I$13","v":26.938775510204081},25.408163265306122,24.591836734693882,23.571428571428577,22.142857142857146,21.734693877551024,19.795918367346939,19.795918367346939,null,1.0850340136054422,1.0340136054421769,0.96598639455782309,0.89795918367346939,0.81972789115646272,0.73809523809523814,0.65986394557823125,0.84326018808777425,0.88486842105263153,0.9119718309859155,0.94318181818181823,0.95850622406639008,0.98156682027649778,1,1.06,1.06,1.06,1.06,1.06,1.06,1.06,27.448979591836736,{"$f":"Z14*E14+($A$4-80)*AG14*$A$12/1000","v":27.448979591836736},{"$f":"AA14*G14+($A$4-80)*AH14*$A$12/1000","v":26.428571428571427},25.408163265306122,23.571428571428577,21.734693877551024,19.795918367346939]
[null,57,30.408163265306122,30.408163265306122,29.285714285714285,29.285714285714285,27.755102040816329,27.755102040816329,26.326530612244902,26.326530612244902,24.081632653061227,24.081632653061227,21.938775510204081,21.938775510204081,19.897959183673471,19.897959183673471,null,1.0136054421768708,0.97619047619047616,0.92517006802721091,0.87755102040816335,0.80272108843537426,0.73129251700680276,0.66326530612244905,1,1,1,1,1,1,1,1.06,1.06,1.06,1.06,1.06,1.06,1.06,30.408163265306122,{"$f":"Z15*E15+($A$4-80)*AG15*$A$12/1000","v":29.285714285714285},{"$f":"AA15*G15+($A$4-80)*AH15*$A$12/1000","v":27.755102040816329},26.326530612244902,24.081632653061227,21.938775510204081,19.897959183673471]
[1200,72,37.653061224489797,18.367346938775512,37.857142857142861,18.77551020408163,36.428571428571431,18.265306122448976,34.897959183673478,17.6530612244898,31.938775510204088,16.938775510204085,28.979591836734691,16.122448979591837,26.020408163265309,15.408163265306124,null,1.2551020408163265,1.2619047619047621,1.2142857142857144,1.1632653061224492,1.0646258503401362,0.96598639455782309,0.86734693877551028,0.48780487804878053,0.49595687331536381,0.50140056022408952,0.50584795321637421,0.53035143769968052,0.55633802816901412,0.59215686274509804,1.06,1.06,1.06,1.06,1.06,1.06,1.06,{"$f":"Y16*C16+($A$4-80)*AF16*$A$16/1000","v":18.367346938775512},{"$f":"Z16*E16+($A$4-80)*AG16*$A$16/1000","v":18.77551020408163},{"$f":"AA16*G16+($A$4-80)*AH16*$A$16/1000","v":18.265306122448976},{"$f":"AB16*I16+($A$4-80)*AI16*$A$16/1000","v":17.6530612244898},{"$f":"AC16*K16+($A$4-80)*AJ16*$A$16/1000","v":16.938775510204085},{"$f":"AD16*M16+($A$4-80)*AK16*$A$16/1000","v":16.122448979591837},{"$f":"AE16*O16+($A$4-80)*AL16*$A$16/1000","v":15.408163265306124}]
[null,67,35.3061224489796,23.775510204081638,34.897959183673478,24.285714285714292,32.653061224489797,23.877551020408163,30.510204081632651,23.571428571428569,27.95918367346939,22.142857142857142,25.408163265306122,20.714285714285715,22.95918367346939,19.285714285714288,null,1.1768707482993199,1.1632653061224492,1.08843537414966,1.0170068027210883,0.93197278911564629,0.84693877551020402,0.76530612244897966,0.67341040462427748,0.69590643274853803,0.73124999999999996,0.77257525083612044,0.79197080291970801,0.81526104417670686,0.84,1.06,1.06,1.06,1.06,1.06,1.06,1.06,{"$f":"Y17*C17+($A$4-80)*AF17*$A$16/1000","v":23.775510204081638},{"$f":"Z17*E17+($A$4-80)*AG17*$A$16/1000","v":24.285714285714292},{"$f":"AA17*G17+($A$4-80)*AH17*$A$16/1000","v":23.877551020408163},{"$f":"AB17*I17+($A$4-80)*AI17*$A$16/1000","v":23.571428571428569},{"$f":"AC17*K17+($A$4-80)*AJ17*$A$16/1000","v":22.142857142857142},{"$f":"AD17*M17+($A$4-80)*AK17*$A$16/1000","v":20.714285714285715},{"$f":"AE17*O17+($A$4-80)*AL17*$A$16/1000","v":19.285714285714288}]
[null,62,33.265306122448983,29.591836734693882,32.040816326530617,30.102040816326536,29.897959183673471,28.979591836734691,27.755102040816329,27.755102040816329,25.408163265306122,25.408163265306122,23.163265306122447,23.163265306122447,20.918367346938776,20.918367346938776,null,1.1088435374149661,1.0680272108843538,0.99659863945578242,0.92517006802721091,0.84693877551020402,0.77210884353741494,0.69727891156462585,0.88957055214723924,0.93949044585987262,0.96928327645051182,1,1,1,1,1.06,1.06,1.06,1.06,1.06,1.06,1.06,29.591836734693882,{"$f":"Z18*E18+($A$4-80)*AG18*$A$16/1000","v":30.102040816326536},{"$f":"AA18*G18+($A$4-80)*AH18*$A$16/1000","v":28.979591836734691},27.755102040816329,25.408163265306122,23.163265306122447,20.918367346938776]
[null,57,31.836734693877553,31.836734693877553,31.122448979591841,31.122448979591841,29.489795918367346,29.489795918367346,27.857142857142858,27.857142857142858,25.612244897959187,25.612244897959187,23.367346938775508,23.367346938775508,21.122448979591837,21.122448979591837,null,1.0612244897959184,1.0374149659863947,0.98299319727891155,0.9285714285714286,0.85374149659863952,0.77891156462585032,0.70408163265306123,1,1,1,1,1,1,1,1.06,1.06,1.06,1.06,1.06,1.06,1.06,31.836734693877553,{"$f":"Z19*E19+($A$4-80)*AG19*$A$16/1000","v":31.122448979591841},{"$f":"AA19*G19+($A$4-80)*AH19*$A$16/1000","v":29.489795918367346},27.857142857142858,25.612244897959187,23.367346938775508,21.122448979591837]

{"sheet":"YCE_36","index":29,"n_rows":19,"n_cols":45,"rows_kept":19,"cut":false,"hidden":true,"merged":[[2,0,2,1],[2,2,2,15],[3,2,3,3],[3,4,3,5],[3,6,3,7],[3,8,3,9],[3,10,3,11],[3,12,3,13],[3,14,3,15],[5,2,6,2],[5,3,6,3],[5,4,6,4],[5,5,6,5],[5,6,6,6],[5,7,6,7],[5,8,6,8],[4,0,6,0],[4,1,6,1],[4,2,4,3],[4,4,4,5],[4,6,4,7],[4,8,4,9],[5,9,6,9],[5,10,6,10],[5,11,6,11],[5,12,6,12],[5,13,6,13],[5,14,6,14],[5,15,6,15],[4,10,4,11],[4,12,4,13],[4,14,4,15],[24,10,24,11],[24,12,24,13],[25,2,26,2],[25,9,26,9],[25,10,26,10],[25,11,26,11],[25,12,26,12],[25,13,26,13],[7,0,10,0],[11,0,14,0],[15,0,18,0],[22,0,23,1],[22,2,22,13],[23,2,23,3],[23,4,23,5],[23,6,23,7],[23,8,23,9],[23,10,23,11],[23,12,23,13],[27,0,30,0],[25,3,26,3],[25,4,26,4],[25,5,26,5],[25,6,26,6],[25,7,26,7],[25,8,26,8],[31,0,34,0],[35,0,38,0],[24,0,26,0],[24,1,26,1],[24,2,24,3],[24,4,24,5],[24,6,24,7],[24,8,24,9],[41,0,42,1],[41,2,41,13],[42,2,42,3],[42,4,42,5],[42,6,42,7],[42,8,42,9],[42,10,42,11],[42,12,42,13],[44,10,45,10],[44,11,45,11],[44,12,45,12],[44,13,45,13],[46,0,49,0],[50,0,53,0],[43,10,43,11],[43,12,43,13],[44,2,45,2],[44,3,45,3],[44,4,45,4],[44,5,45,5],[44,6,45,6],[44,7,45,7],[44,8,45,8],[44,9,45,9],[43,0,45,0],[43,1,45,1],[43,2,43,3],[43,4,43,5],[43,6,43,7],[43,8,43,9],[54,0,57,0],[60,0,61,1],[60,2,60,13],[61,2,61,3],[61,4,61,5],[61,6,61,7],[61,8,61,9],[61,10,61,11],[61,12,61,13],[63,10,64,10],[63,11,64,11],[63,12,64,12],[63,13,64,13],[65,0,68,0],[69,0,72,0],[62,10,62,11],[62,12,62,13],[63,2,64,2],[63,3,64,3],[63,4,64,4],[63,5,64,5],[63,6,64,6],[63,7,64,7],[63,8,64,8],[63,9,64,9],[62,0,64,0],[62,1,64,1],[62,2,62,3],[62,4,62,5],[62,6,62,7],[62,8,62,9],[73,0,76,0],[79,0,80,1],[79,2,79,13],[80,2,80,3],[80,4,80,5],[80,6,80,7],[80,8,80,9],[80,10,80,11],[80,12,80,13],[82,10,83,10],[82,11,83,11],[82,12,83,12],[82,13,83,13],[84,0,87,0],[88,0,91,0],[81,10,81,11],[81,12,81,13],[82,2,83,2],[82,3,83,3],[82,4,83,4],[82,5,83,5],[82,6,83,6],[82,7,83,7],[82,8,83,8],[82,9,83,9],[81,0,83,0],[81,1,83,1],[81,2,81,3],[81,4,81,5],[81,6,81,7],[81,8,81,9],[92,0,95,0],[98,0,99,1],[98,2,98,13],[99,2,99,3],[99,4,99,5],[99,6,99,7],[99,8,99,9],[99,10,99,11],[99,12,99,13],[101,10,102,10],[101,11,102,11],[101,12,102,12],[101,13,102,13],[103,0,106,0],[107,0,110,0],[100,10,100,11],[100,12,100,13],[101,2,102,2],[101,3,102,3],[101,4,102,4],[101,5,102,5],[101,6,102,6],[101,7,102,7],[101,8,102,8],[101,9,102,9],[100,0,102,0],[100,1,102,1],[100,2,100,3],[100,4,100,5],[100,6,100,7],[100,8,100,9],[111,0,114,0],[117,0,118,1],[117,2,117,13],[118,2,118,3],[118,4,118,5],[118,6,118,7],[118,8,118,9],[118,10,118,11],[118,12,118,13],[130,0,133,0],[120,10,121,10],[120,11,121,11],[120,12,121,12],[120,13,121,13],[122,0,125,0],[126,0,129,0],[119,10,119,11],[119,12,119,13],[120,2,121,2],[120,3,121,3],[120,4,121,4],[120,5,121,5],[120,6,121,6],[120,7,121,7],[120,8,121,8],[120,9,121,9],[119,0,121,0],[119,1,121,1],[119,2,119,3],[119,4,119,5],[119,6,119,7],[119,8,119,9]]}
[]
["YCE_36",36]
["Evaporator Air \n",null,"Condenser  Entering Air Temperature ˚F"]
[80,"°F DB",65,null,75,null,85,null,95,null,105,null,115,null,125]
["CFM","EWB†\n˚F","Capacity Mbtuh",null,"Capacity Mbtuh",null,"Capacity Mbtuh",null,"Capacity Mbtuh",null,"Capacity Mbtuh",null,"Capacity Mbtuh",null,"Capacity Mbtuh"]
[null,null,"Total","Sens.","Total","Sens.","Total","Sens.","Total","Sens.","Total","Sens.","Total","Sens.","Total","Sens."]
[null,null,null,null,null,null,null,null,null,null,null,null,null,null,null,null,null,"Total Factors",null,null,null,null,null,null,"Sens. %",null,null,null,null,null,null,"IDB Adj",null,null,null,null,null,null,"Sens Calc"]
[1000,72,{"$f":"R8*$I$13","v":46.924855491329481},{"$f":"IF(AM8>C8,C8,AM8)","v":21.641618497109828},{"$f":"S8*$I$13","v":45.884393063583815},{"$f":"IF(AN8>E8,E8,AN8)","v":21.121387283236992},{"$f":"T8*$I$13","v":42.658959537572251},{"$f":"IF(AO8>G8,G8,AO8)","v":19.97687861271676},{"$f":"U8*$I$13","v":39.537572254335259},{"$f":"IF(AP8>I8,I8,AP8)","v":18.832369942196532},{"$f":"V8*$I$13","v":36},{"$f":"IF(AQ8>K8,K8,AQ8)","v":17.687861271676301},{"$f":"W8*$I$13","v":32.566473988439306},{"$f":"IF(AR8>M8,M8,AR8)","v":16.543352601156069},{"$f":"X8*$I$13","v":29.132947976878611},{"$f":"IF(AS8>O8,O8,AS8)","v":15.398843930635838},null,1.3034682080924855,1.2745664739884393,1.1849710982658959,1.0982658959537572,1,0.90462427745664742,0.80924855491329473,0.46119733924611972,0.46031746031746029,0.46829268292682924,0.47631578947368425,0.4913294797687861,0.50798722044728439,0.52857142857142858,1.06,1.06,1.06,1.06,1.06,1.06,1.06,{"$f":"Y8*C8+($A$4-80)*AF8*$A$8/1000","v":21.641618497109828},{"$f":"Z8*E8+($A$4-80)*AG8*$A$8/1000","v":21.121387283236992},{"$f":"AA8*G8+($A$4-80)*AH8*$A$8/1000","v":19.97687861271676},{"$f":"AB8*I8+($A$4-80)*AI8*$A$8/1000","v":18.832369942196532},{"$f":"AC8*K8+($A$4-80)*AJ8*$A$8/1000","v":17.687861271676301},{"$f":"AD8*M8+($A$4-80)*AK8*$A$8/1000","v":16.543352601156069},{"$f":"AE8*O8+($A$4-80)*AL8*$A$8/1000","v":15.398843930635838}]
[null,67,{"$f":"R9*$I$13","v":43.387283236994222},27.156069364161851,41.306358381502896,{"$f":"IF(AN9>E9,E9,AN9)","v":26.115606936416189},38.080924855491332,{"$f":"IF(AO9>G9,G9,AO9)","v":24.658959537572255},{"$f":"U9*$I$13","v":34.751445086705196},{"$f":"IF(AP9>I9,I9,AP9)","v":23.202312138728324},31.630057803468205,{"$f":"IF(AQ9>K9,K9,AQ9)","v":22.161849710982658},28.716763005780347,{"$f":"IF(AR9>M9,M9,AR9)","v":21.22543352601156},25.699421965317917,{"$f":"IF(AS9>O9,O9,AS9)","v":20.184971098265894},null,1.2052023121387283,1.147398843930636,1.0578034682080926,0.96531791907514441,0.87861271676300567,0.79768786127167635,0.71387283236994215,0.62589928057553956,0.63224181360201515,0.64754098360655732,0.66766467065868274,0.70065789473684215,0.73913043478260865,0.78542510121457487,1.06,1.06,1.06,1.06,1.06,1.06,1.06,{"$f":"Y9*C9+($A$4-80)*AF9*$A$8/1000","v":27.156069364161851},{"$f":"Z9*E9+($A$4-80)*AG9*$A$8/1000","v":26.115606936416189},{"$f":"AA9*G9+($A$4-80)*AH9*$A$8/1000","v":24.658959537572255},{"$f":"AB9*I9+($A$4-80)*AI9*$A$8/1000","v":23.202312138728324},{"$f":"AC9*K9+($A$4-80)*AJ9*$A$8/1000","v":22.161849710982658},{"$f":"AD9*M9+($A$4-80)*AK9*$A$8/1000","v":21.22543352601156},{"$f":"AE9*O9+($A$4-80)*AL9*$A$8/1000","v":20.184971098265894}]
[null,62,39.121387283236992,31.734104046242773,36.104046242774572,29.757225433526017,33.398843930635842,28.404624277456648,{"$f":"U10*$I$13","v":30.693641618497111},27.156069364161851,28.092485549132949,25.699421965317917,25.491329479768787,24.24277456647399,22.994219653179194,22.890173410404625,null,1.0867052023121386,1.0028901734104048,0.9277456647398844,0.85260115606936415,0.78034682080924855,0.70809248554913296,0.63872832369942201,0.81117021276595747,0.82420749279538907,0.85046728971962615,0.88474576271186445,0.91481481481481475,0.95102040816326538,0.99547511312217185,1.06,1.06,1.06,1.06,1.06,1.06,1.06,31.734104046242773,{"$f":"Z10*E10+($A$4-80)*AG10*$A$8/1000","v":29.757225433526017},{"$f":"AA10*G10+($A$4-80)*AH10*$A$8/1000","v":28.404624277456648},27.156069364161851,25.699421965317917,24.24277456647399,22.890173410404625]
[null,57,35.375722543352602,35.271676300578036,33.190751445086704,32.982658959537567,30.797687861271676,30.693641618497107,{"$f":"U11*$I$13","v":28.50867052023121},28.300578034682076,26.739884393063583,26.635838150289022,25.179190751445084,25.075144508670522,23.514450867052027,23.410404624277458,null,0.98265895953757221,0.9219653179190751,0.8554913294797688,0.79190751445086693,0.74277456647398843,0.699421965317919,0.65317919075144515,0.99705882352941178,0.99373040752351094,0.9966216216216216,0.99270072992700731,0.99610894941634254,0.99586776859504145,0.99557522123893794,1.06,1.06,1.06,1.06,1.06,1.06,1.06,35.271676300578036,{"$f":"Z11*E11+($A$4-80)*AG11*$A$8/1000","v":32.982658959537567},{"$f":"AA11*G11+($A$4-80)*AH11*$A$8/1000","v":30.693641618497107},{"$f":"AB11*I11+($A$4-80)*AI11*$A$8/1000","v":28.300578034682076},26.635838150289022,25.075144508670522,23.410404624277458]
[1200,72,47.549132947976872,22.682080924855487,46.612716763005771,22.473988439306357,43.595375722543345,21.433526011560691,{"$f":"U12*$I$13","v":40.578034682080926},20.393063583815028,36.936416184971094,19.144508670520228,33.294797687861269,17.895953757225431,29.75722543352601,16.7514450867052,null,1.3208092485549132,1.2947976878612715,1.2109826589595374,1.1271676300578035,1.0260115606936415,0.92485549132947975,0.82658959537572252,0.4770240700218818,0.48214285714285721,0.49164677804295948,0.50256410256410255,0.51830985915492955,0.53749999999999998,0.56293706293706292,1.06,1.06,1.06,1.06,1.06,1.06,1.06,{"$f":"Y12*C12+($A$4-80)*AF12*$A$12/1000","v":22.682080924855487},{"$f":"Z12*E12+($A$4-80)*AG12*$A$12/1000","v":22.473988439306357},{"$f":"AA12*G12+($A$4-80)*AH12*$A$12/1000","v":21.433526011560691},{"$f":"AB12*I12+($A$4-80)*AI12*$A$12/1000","v":20.393063583815028},{"$f":"AC12*K12+($A$4-80)*AJ12*$A$12/1000","v":19.144508670520228},{"$f":"AD12*M12+($A$4-80)*AK12*$A$12/1000","v":17.895953757225431},{"$f":"AE12*O12+($A$4-80)*AL12*$A$12/1000","v":16.7514450867052}]
[null,67,45.676300578034677,29.132947976878611,42.450867052023114,28.50867052023121,39.225433526011564,27.052023121387283,{"$f":"B2","v":36},25.595375722543352,32.670520231213871,24.450867052023121,29.549132947976876,23.410404624277454,26.323699421965319,22.265895953757223,null,1.26878612716763,1.1791907514450866,1.0895953757225434,1,0.90751445086705196,0.82080924855491322,0.73121387283236994,0.63781321184510253,0.67156862745098045,0.68965517241379304,0.71098265895953761,0.74840764331210197,0.79225352112676062,0.84584980237154139,1.06,1.06,1.06,1.06,1.06,1.06,1.06,{"$f":"Y13*C13+($A$4-80)*AF13*$A$12/1000","v":29.132947976878611},{"$f":"Z13*E13+($A$4-80)*AG13*$A$12/1000","v":28.50867052023121},{"$f":"AA13*G13+($A$4-80)*AH13*$A$12/1000","v":27.052023121387283},{"$f":"AB13*I13+($A$4-80)*AI13*$A$12/1000","v":25.595375722543352},{"$f":"AC13*K13+($A$4-80)*AJ13*$A$12/1000","v":24.450867052023121},{"$f":"AD13*M13+($A$4-80)*AK13*$A$12/1000","v":23.410404624277454},{"$f":"AE13*O13+($A$4-80)*AL13*$A$12/1000","v":22.265895953757223}]
[null,62,40.473988439306353,34.751445086705203,37.456647398843927,32.878612716763001,34.647398843930631,31.213872832369944,{"$f":"U14*$I$13","v":31.838150289017342},29.445086705202311,29.236994219653177,27.676300578034677,26.739884393063583,25.803468208092486,24.138728323699421,24.03468208092486,null,1.1242774566473988,1.0404624277456647,0.96242774566473976,0.88439306358381509,0.81213872832369938,0.74277456647398843,0.67052023121387283,0.8586118251928021,0.87777777777777777,0.90090090090090102,0.92483660130718948,0.94661921708185048,0.96498054474708173,0.99568965517241392,1.06,1.06,1.06,1.06,1.06,1.06,1.06,34.751445086705203,{"$f":"Z14*E14+($A$4-80)*AG14*$A$12/1000","v":32.878612716763001},{"$f":"AA14*G14+($A$4-80)*AH14*$A$12/1000","v":31.213872832369944},29.445086705202311,27.676300578034677,25.803468208092486,24.03468208092486]
[null,57,37.664739884393065,37.560693641618499,35.479768786127167,35.375722543352602,33.086705202312139,32.878612716763008,30.589595375722542,30.48554913294798,28.612716763005782,28.508670520231213,26.739884393063583,26.531791907514449,24.763005780346823,24.658959537572255,null,1.046242774566474,0.98554913294797686,0.91907514450867045,0.8497109826589595,0.7947976878612717,0.74277456647398843,0.68786127167630062,0.99723756906077343,0.99706744868035191,0.99371069182389937,0.99659863945578242,0.99636363636363634,0.99221789883268485,0.995798319327731,1.06,1.06,1.06,1.06,1.06,1.06,1.06,37.560693641618499,{"$f":"Z15*E15+($A$4-80)*AG15*$A$12/1000","v":35.375722543352602},{"$f":"AA15*G15+($A$4-80)*AH15*$A$12/1000","v":32.878612716763008},30.48554913294798,28.508670520231213,26.531791907514449,24.658959537572255]
[1400,72,48.173410404624271,23.722543352601157,47.445086705202314,23.826589595375722,44.531791907514446,22.890173410404625,41.51445086705202,21.849710982658955,37.76878612716763,20.601156069364166,34.127167630057798,19.352601156069362,30.485549132947973,18,null,1.3381502890173409,1.3179190751445087,1.2369942196531791,1.153179190751445,1.0491329479768785,0.94797687861271662,0.84682080924855485,0.49244060475161994,0.5021929824561403,0.5140186915887851,0.52631578947368418,0.54545454545454553,0.56707317073170738,0.59044368600682595,1.06,1.06,1.06,1.06,1.06,1.06,1.06,{"$f":"Y16*C16+($A$4-80)*AF16*$A$16/1000","v":23.722543352601157},{"$f":"Z16*E16+($A$4-80)*AG16*$A$16/1000","v":23.826589595375722},{"$f":"AA16*G16+($A$4-80)*AH16*$A$16/1000","v":22.890173410404625},{"$f":"AB16*I16+($A$4-80)*AI16*$A$16/1000","v":21.849710982658955},{"$f":"AC16*K16+($A$4-80)*AJ16*$A$16/1000","v":20.601156069364166},{"$f":"AD16*M16+($A$4-80)*AK16*$A$16/1000","v":19.352601156069362},{"$f":"AE16*O16+($A$4-80)*AL16*$A$16/1000","v":18}]
[null,67,48.069364161849705,31.213872832369937,43.595375722543345,31.005780346820803,40.473988439306353,29.445086705202311,37.248554913294797,27.98843930635838,33.71098265895953,26.739884393063576,30.381502890173408,25.491329479768783,26.947976878612714,24.242774566473987,null,1.3352601156069364,1.2109826589595374,1.1242774566473988,1.0346820809248554,0.93641618497109813,0.8439306358381502,0.74855491329479762,0.64935064935064934,0.71121718377088305,0.72750642673521859,0.75139664804469275,0.79320987654320985,0.83904109589041098,0.8996138996138997,1.06,1.06,1.06,1.06,1.06,1.06,1.06,{"$f":"Y17*C17+($A$4-80)*AF17*$A$16/1000","v":31.213872832369937},{"$f":"Z17*E17+($A$4-80)*AG17*$A$16/1000","v":31.005780346820803},{"$f":"AA17*G17+($A$4-80)*AH17*$A$16/1000","v":29.445086705202311},{"$f":"AB17*I17+($A$4-80)*AI17*$A$16/1000","v":27.98843930635838},{"$f":"AC17*K17+($A$4-80)*AJ17*$A$16/1000","v":26.739884393063576},{"$f":"AD17*M17+($A$4-80)*AK17*$A$16/1000","v":25.491329479768783},{"$f":"AE17*O17+($A$4-80)*AL17*$A$16/1000","v":24.242774566473987}]
[null,62,41.722543352601157,37.76878612716763,38.809248554913296,36.104046242774572,35.895953757225435,33.919075144508675,32.982658959537567,31.838150289017339,30.381502890173408,29.549132947976876,27.884393063583815,27.468208092485547,25.387283236994218,25.283236994219653,null,1.1589595375722543,1.0780346820809248,0.99710982658959535,0.9161849710982658,0.8439306358381502,0.77456647398843925,0.7052023121387283,0.90523690773067322,0.93029490616622001,0.94492753623188408,0.96529968454258686,0.9726027397260274,0.9850746268656716,0.99590163934426235,1.06,1.06,1.06,1.06,1.06,1.06,1.06,37.76878612716763,{"$f":"Z18*E18+($A$4-80)*AG18*$A$16/1000","v":36.104046242774572},{"$f":"AA18*G18+($A$4-80)*AH18*$A$16/1000","v":33.919075144508675},31.838150289017339,29.549132947976876,27.468208092485547,25.283236994219653]
[null,57,40.057803468208093,39.849710982658955,37.76878612716763,37.664739884393072,35.271676300578029,35.063583815028899,32.774566473988436,32.566473988439306,30.485549132947973,30.277456647398839,28.300578034682079,28.092485549132945,26.011560693641616,25.907514450867051,null,1.1127167630057804,1.0491329479768785,0.97976878612716756,0.91040462427745661,0.84682080924855485,0.78612716763005774,0.72254335260115599,0.99480519480519469,0.99724517906336108,0.99410029498525088,0.99365079365079367,0.99317406143344711,0.99264705882352944,0.996,1.06,1.06,1.06,1.06,1.06,1.06,1.06,39.849710982658955,{"$f":"Z19*E19+($A$4-80)*AG19*$A$16/1000","v":37.664739884393072},{"$f":"AA19*G19+($A$4-80)*AH19*$A$16/1000","v":35.063583815028899},32.566473988439306,30.277456647398839,28.092485549132945,25.907514450867051]

{"sheet":"YCE_42","index":30,"n_rows":19,"n_cols":45,"rows_kept":19,"cut":false,"hidden":true,"merged":[[2,0,2,1],[2,2,2,15],[3,2,3,3],[3,4,3,5],[3,6,3,7],[3,8,3,9],[3,10,3,11],[3,12,3,13],[3,14,3,15],[5,2,6,2],[5,3,6,3],[5,4,6,4],[5,5,6,5],[5,6,6,6],[5,7,6,7],[5,8,6,8],[4,0,6,0],[4,1,6,1],[4,2,4,3],[4,4,4,5],[4,6,4,7],[4,8,4,9],[5,9,6,9],[5,10,6,10],[5,11,6,11],[5,12,6,12],[5,13,6,13],[5,14,6,14],[5,15,6,15],[4,10,4,11],[4,12,4,13],[4,14,4,15],[24,10,24,11],[24,12,24,13],[25,2,26,2],[25,9,26,9],[25,10,26,10],[25,11,26,11],[25,12,26,12],[25,13,26,13],[7,0,10,0],[11,0,14,0],[15,0,18,0],[22,0,23,1],[22,2,22,13],[23,2,23,3],[23,4,23,5],[23,6,23,7],[23,8,23,9],[23,10,23,11],[23,12,23,13],[27,0,30,0],[25,3,26,3],[25,4,26,4],[25,5,26,5],[25,6,26,6],[25,7,26,7],[25,8,26,8],[31,0,34,0],[35,0,38,0],[24,0,26,0],[24,1,26,1],[24,2,24,3],[24,4,24,5],[24,6,24,7],[24,8,24,9],[41,0,42,1],[41,2,41,13],[42,2,42,3],[42,4,42,5],[42,6,42,7],[42,8,42,9],[42,10,42,11],[42,12,42,13],[44,10,45,10],[44,11,45,11],[44,12,45,12],[44,13,45,13],[46,0,49,0],[50,0,53,0],[43,10,43,11],[43,12,43,13],[44,2,45,2],[44,3,45,3],[44,4,45,4],[44,5,45,5],[44,6,45,6],[44,7,45,7],[44,8,45,8],[44,9,45,9],[43,0,45,0],[43,1,45,1],[43,2,43,3],[43,4,43,5],[43,6,43,7],[43,8,43,9],[54,0,57,0],[60,0,61,1],[60,2,60,13],[61,2,61,3],[61,4,61,5],[61,6,61,7],[61,8,61,9],[61,10,61,11],[61,12,61,13],[63,10,64,10],[63,11,64,11],[63,12,64,12],[63,13,64,13],[65,0,68,0],[69,0,72,0],[62,10,62,11],[62,12,62,13],[63,2,64,2],[63,3,64,3],[63,4,64,4],[63,5,64,5],[63,6,64,6],[63,7,64,7],[63,8,64,8],[63,9,64,9],[62,0,64,0],[62,1,64,1],[62,2,62,3],[62,4,62,5],[62,6,62,7],[62,8,62,9],[73,0,76,0],[79,0,80,1],[79,2,79,13],[80,2,80,3],[80,4,80,5],[80,6,80,7],[80,8,80,9],[80,10,80,11],[80,12,80,13],[82,10,83,10],[82,11,83,11],[82,12,83,12],[82,13,83,13],[84,0,87,0],[88,0,91,0],[81,10,81,11],[81,12,81,13],[82,2,83,2],[82,3,83,3],[82,4,83,4],[82,5,83,5],[82,6,83,6],[82,7,83,7],[82,8,83,8],[82,9,83,9],[81,0,83,0],[81,1,83,1],[81,2,81,3],[81,4,81,5],[81,6,81,7],[81,8,81,9],[92,0,95,0],[98,0,99,1],[98,2,98,13],[99,2,99,3],[99,4,99,5],[99,6,99,7],[99,8,99,9],[99,10,99,11],[99,12,99,13],[101,10,102,10],[101,11,102,11],[101,12,102,12],[101,13,102,13],[103,0,106,0],[107,0,110,0],[100,10,100,11],[100,12,100,13],[101,2,102,2],[101,3,102,3],[101,4,102,4],[101,5,102,5],[101,6,102,6],[101,7,102,7],[101,8,102,8],[101,9,102,9],[100,0,102,0],[100,1,102,1],[100,2,100,3],[100,4,100,5],[100,6,100,7],[100,8,100,9],[111,0,114,0],[117,0,118,1],[117,2,117,13],[118,2,118,3],[118,4,118,5],[118,6,118,7],[118,8,118,9],[118,10,118,11],[118,12,118,13],[130,0,133,0],[120,10,121,10],[120,11,121,11],[120,12,121,12],[120,13,121,13],[122,0,125,0],[126,0,129,0],[119,10,119,11],[119,12,119,13],[120,2,121,2],[120,3,121,3],[120,4,121,4],[120,5,121,5],[120,6,121,6],[120,7,121,7],[120,8,121,8],[120,9,121,9],[119,0,121,0],[119,1,121,1],[119,2,119,3],[119,4,119,5],[119,6,119,7],[119,8,119,9]]}
[]
["YCE_42",42]
["Evaporator Air \n",null,"Condenser  Entering Air Temperature ˚F"]
[80,"°F DB",65,null,75,null,85,null,95,null,105,null,115,null,125]
["CFM","EWB†\n˚F","Capacity Mbtuh",null,"Capacity Mbtuh",null,"Capacity Mbtuh",null,"Capacity Mbtuh",null,"Capacity Mbtuh",null,"Capacity Mbtuh",null,"Capacity Mbtuh"]
[null,null,"Total","Sens.","Total","Sens.","Total","Sens.","Total","Sens.","Total","Sens.","Total","Sens.","Total","Sens."]
[null,null,null,null,null,null,null,null,null,null,null,null,null,null,null,null,null,"Total Factors",null,null,null,null,null,null,"Sens. %",null,null,null,null,null,null,"IDB Adj",null,null,null,null,null,null,"Sens Calc"]
[1200,72,{"$f":"R8*$I$13","v":54.029629629629632},{"$f":"IF(AM8>C8,C8,AM8)","v":25.925925925925927},{"$f":"S8*$I$13","v":52.474074074074075},{"$f":"IF(AN8>E8,E8,AN8)","v":25.407407407407408},{"$f":"T8*$I$13","v":49.362962962962968},{"$f":"IF(AO8>G8,G8,AO8)","v":24.05925925925926},{"$f":"U8*$I$13","v":46.148148148148145},{"$f":"IF(AP8>I8,I8,AP8)","v":22.814814814814813},{"$f":"V8*$I$13","v":42.103703703703701},{"$f":"IF(AQ8>K8,K8,AQ8)","v":21.57037037037037},{"$f":"W8*$I$13","v":38.162962962962958},{"$f":"IF(AR8>M8,M8,AR8)","v":20.325925925925926},{"$f":"X8*$I$13","v":34.222222222222221},{"$f":"IF(AS8>O8,O8,AS8)","v":19.081481481481479},null,1.2864197530864199,1.2493827160493827,1.1753086419753087,1.0987654320987654,1.0024691358024691,0.90864197530864188,0.81481481481481477,0.47984644913627639,0.48418972332015808,0.48739495798319327,0.4943820224719101,0.51231527093596063,0.53260869565217395,0.5575757575757575,1.06,1.06,1.06,1.06,1.06,1.06,1.06,{"$f":"Y8*C8+($A$4-80)*AF8*$A$8/1000","v":25.925925925925927},{"$f":"Z8*E8+($A$4-80)*AG8*$A$8/1000","v":25.407407407407408},{"$f":"AA8*G8+($A$4-80)*AH8*$A$8/1000","v":24.05925925925926},{"$f":"AB8*I8+($A$4-80)*AI8*$A$8/1000","v":22.814814814814813},{"$f":"AC8*K8+($A$4-80)*AJ8*$A$8/1000","v":21.57037037037037},{"$f":"AD8*M8+($A$4-80)*AK8*$A$8/1000","v":20.325925925925926},{"$f":"AE8*O8+($A$4-80)*AL8*$A$8/1000","v":19.081481481481479}]
[null,67,{"$f":"R9*$I$13","v":50.296296296296298},33.081481481481482,47.703703703703702,{"$f":"IF(AN9>E9,E9,AN9)","v":32.148148148148145},44.385185185185179,{"$f":"IF(AO9>G9,G9,AO9)","v":30.696296296296296},{"$f":"U9*$I$13","v":40.962962962962962},{"$f":"IF(AP9>I9,I9,AP9)","v":29.244444444444444},37.022222222222226,{"$f":"IF(AQ9>K9,K9,AQ9)","v":27.792592592592595},33.185185185185183,{"$f":"IF(AR9>M9,M9,AR9)","v":26.444444444444443},29.348148148148148,{"$f":"IF(AS9>O9,O9,AS9)","v":25.096296296296295},null,1.1975308641975309,1.1358024691358024,1.05679012345679,0.97530864197530864,0.88148148148148153,0.79012345679012341,0.6987654320987654,0.65773195876288659,0.67391304347826086,0.69158878504672905,0.71392405063291142,0.75070028011204482,0.796875,0.85512367491166075,1.06,1.06,1.06,1.06,1.06,1.06,1.06,{"$f":"Y9*C9+($A$4-80)*AF9*$A$8/1000","v":33.081481481481482},{"$f":"Z9*E9+($A$4-80)*AG9*$A$8/1000","v":32.148148148148145},{"$f":"AA9*G9+($A$4-80)*AH9*$A$8/1000","v":30.696296296296296},{"$f":"AB9*I9+($A$4-80)*AI9*$A$8/1000","v":29.244444444444444},{"$f":"AC9*K9+($A$4-80)*AJ9*$A$8/1000","v":27.792592592592595},{"$f":"AD9*M9+($A$4-80)*AK9*$A$8/1000","v":26.444444444444443},{"$f":"AE9*O9+($A$4-80)*AL9*$A$8/1000","v":25.096296296296295}]
[null,62,45.940740740740736,39.096296296296295,42.93333333333333,37.229629629629628,40.029629629629632,35.985185185185188,{"$f":"U10*$I$13","v":37.022222222222226},34.63703703703704,33.703703703703702,32.355555555555554,30.488888888888887,30.177777777777781,27.170370370370371,27.170370370370371,null,1.093827160493827,1.0222222222222221,0.9530864197530865,0.88148148148148153,0.80246913580246915,0.72592592592592586,0.64691358024691359,0.85101580135440191,0.86714975845410625,0.89896373056994827,0.93557422969187665,0.96,0.98979591836734704,1,1.06,1.06,1.06,1.06,1.06,1.06,1.06,39.096296296296295,{"$f":"Z10*E10+($A$4-80)*AG10*$A$8/1000","v":37.229629629629628},{"$f":"AA10*G10+($A$4-80)*AH10*$A$8/1000","v":35.985185185185188},34.63703703703704,32.355555555555554,30.177777777777781,27.170370370370371]
[null,57,42.103703703703701,42.103703703703701,40.133333333333333,40.133333333333333,37.748148148148147,37.748148148148147,{"$f":"U11*$I$13","v":35.362962962962968},35.362962962962968,32.874074074074073,32.874074074074073,30.488888888888887,30.488888888888887,28,28,null,1.0024691358024691,0.9555555555555556,0.89876543209876536,0.84197530864197534,0.78271604938271599,0.72592592592592586,0.66666666666666663,1,1,1,1,1,1,1,1.06,1.06,1.06,1.06,1.06,1.06,1.06,42.103703703703701,{"$f":"Z11*E11+($A$4-80)*AG11*$A$8/1000","v":40.133333333333333},{"$f":"AA11*G11+($A$4-80)*AH11*$A$8/1000","v":37.748148148148147},{"$f":"AB11*I11+($A$4-80)*AI11*$A$8/1000","v":35.362962962962968},32.874074074074073,30.488888888888887,28]
[1400,72,54.444444444444443,27.066666666666666,53.407407407407412,26.859259259259261,50.4,25.614814814814814,{"$f":"U12*$I$13","v":47.288888888888891},24.37037037037037,42.93333333333333,23.022222222222222,38.785185185185185,21.777777777777779,34.533333333333331,20.533333333333335,null,1.2962962962962963,1.271604938271605,1.2,1.125925925925926,1.0222222222222221,0.92345679012345672,0.82222222222222219,0.49714285714285716,0.50291262135922332,0.50823045267489708,0.51535087719298245,0.53623188405797106,0.56149732620320858,0.59459459459459463,1.06,1.06,1.06,1.06,1.06,1.06,1.06,{"$f":"Y12*C12+($A$4-80)*AF12*$A$12/1000","v":27.066666666666666},{"$f":"Z12*E12+($A$4-80)*AG12*$A$12/1000","v":26.859259259259261},{"$f":"AA12*G12+($A$4-80)*AH12*$A$12/1000","v":25.614814814814814},{"$f":"AB12*I12+($A$4-80)*AI12*$A$12/1000","v":24.37037037037037},{"$f":"AC12*K12+($A$4-80)*AJ12*$A$12/1000","v":23.022222222222222},{"$f":"AD12*M12+($A$4-80)*AK12*$A$12/1000","v":21.777777777777779},{"$f":"AE12*O12+($A$4-80)*AL12*$A$12/1000","v":20.533333333333335}]
[null,67,51.229629629629628,34.94814814814815,48.637037037037032,34.42962962962963,45.318518518518523,32.977777777777781,{"$f":"B2","v":42},31.525925925925922,38.059259259259264,30.177777777777781,34.11851851851852,28.829629629629633,30.281481481481482,27.481481481481485,null,1.219753086419753,1.1580246913580245,1.0790123456790124,1,0.90617283950617289,0.81234567901234567,0.72098765432098766,0.68218623481781382,0.70788912579957364,0.72768878718535468,0.75061728395061722,0.7929155313351498,0.844984802431611,0.90753424657534254,1.06,1.06,1.06,1.06,1.06,1.06,1.06,{"$f":"Y13*C13+($A$4-80)*AF13*$A$12/1000","v":34.94814814814815},{"$f":"Z13*E13+($A$4-80)*AG13*$A$12/1000","v":34.42962962962963},{"$f":"AA13*G13+($A$4-80)*AH13*$A$12/1000","v":32.977777777777781},{"$f":"AB13*I13+($A$4-80)*AI13*$A$12/1000","v":31.525925925925922},{"$f":"AC13*K13+($A$4-80)*AJ13*$A$12/1000","v":30.177777777777781},{"$f":"AD13*M13+($A$4-80)*AK13*$A$12/1000","v":28.829629629629633},{"$f":"AE13*O13+($A$4-80)*AL13*$A$12/1000","v":27.481481481481485}]
[null,62,47.18518518518519,42.207407407407416,44.281481481481485,40.340740740740742,41.274074074074072,38.888888888888886,{"$f":"U14*$I$13","v":38.266666666666666},37.333333333333336,35.05185185185185,34.74074074074074,31.837037037037035,31.837037037037035,28.62222222222222,28.62222222222222,null,1.1234567901234569,1.0543209876543211,0.98271604938271595,0.91111111111111109,0.83456790123456781,0.75802469135802464,0.68148148148148147,0.89450549450549455,0.91100702576112402,0.94221105527638194,0.97560975609756106,0.99112426035502965,1,1,1.06,1.06,1.06,1.06,1.06,1.06,1.06,42.207407407407416,{"$f":"Z14*E14+($A$4-80)*AG14*$A$12/1000","v":40.340740740740742},{"$f":"AA14*G14+($A$4-80)*AH14*$A$12/1000","v":38.888888888888886},37.333333333333336,34.74074074074074,31.837037037037035,28.62222222222222]
[null,57,44.281481481481485,44.281481481481485,42.103703703703701,42.103703703703701,39.614814814814821,39.614814814814821,37.229629629629628,37.229629629629628,34.533333333333331,34.533333333333331,31.940740740740743,31.940740740740743,29.348148148148148,29.348148148148148,null,1.0543209876543211,1.0024691358024691,0.94320987654320998,0.88641975308641974,0.82222222222222219,0.76049382716049385,0.6987654320987654,1,1,1,1,1,1,1,1.06,1.06,1.06,1.06,1.06,1.06,1.06,44.281481481481485,{"$f":"Z15*E15+($A$4-80)*AG15*$A$12/1000","v":42.103703703703701},{"$f":"AA15*G15+($A$4-80)*AH15*$A$12/1000","v":39.614814814814821},37.229629629629628,34.533333333333331,31.940740740740743,29.348148148148148]
[1600,72,54.859259259259261,28.207407407407409,54.340740740740742,28.311111111111114,51.437037037037037,27.066666666666666,48.429629629629638,25.925925925925927,43.762962962962966,24.577777777777779,39.303703703703704,23.229629629629631,34.844444444444449,21.881481481481483,null,1.3061728395061729,1.2938271604938272,1.2246913580246914,1.1530864197530866,1.0419753086419754,0.93580246913580245,0.82962962962962972,0.51417769376181477,0.5209923664122138,0.52620967741935487,0.53533190578158452,0.56161137440758291,0.59102902374670185,0.62797619047619047,1.06,1.06,1.06,1.06,1.06,1.06,1.06,{"$f":"Y16*C16+($A$4-80)*AF16*$A$16/1000","v":28.207407407407409},{"$f":"Z16*E16+($A$4-80)*AG16*$A$16/1000","v":28.311111111111114},{"$f":"AA16*G16+($A$4-80)*AH16*$A$16/1000","v":27.066666666666666},{"$f":"AB16*I16+($A$4-80)*AI16*$A$16/1000","v":25.925925925925927},{"$f":"AC16*K16+($A$4-80)*AJ16*$A$16/1000","v":24.577777777777779},{"$f":"AD16*M16+($A$4-80)*AK16*$A$16/1000","v":23.229629629629631},{"$f":"AE16*O16+($A$4-80)*AL16*$A$16/1000","v":21.881481481481483}]
[null,67,52.059259259259264,36.814814814814817,49.57037037037037,36.711111111111109,46.251851851851853,35.25925925925926,43.037037037037038,33.703703703703702,38.992592592592594,32.459259259259255,35.155555555555551,31.214814814814815,31.214814814814815,29.866666666666664,null,1.2395061728395063,1.1802469135802469,1.1012345679012345,1.0246913580246915,0.92839506172839514,0.83703703703703702,0.74320987654320991,0.70717131474103578,0.7405857740585774,0.7623318385650224,0.7831325301204819,0.83244680851063824,0.8879056047197641,0.95681063122923582,1.06,1.06,1.06,1.06,1.06,1.06,1.06,{"$f":"Y17*C17+($A$4-80)*AF17*$A$16/1000","v":36.814814814814817},{"$f":"Z17*E17+($A$4-80)*AG17*$A$16/1000","v":36.711111111111109},{"$f":"AA17*G17+($A$4-80)*AH17*$A$16/1000","v":35.25925925925926},{"$f":"AB17*I17+($A$4-80)*AI17*$A$16/1000","v":33.703703703703702},{"$f":"AC17*K17+($A$4-80)*AJ17*$A$16/1000","v":32.459259259259255},{"$f":"AD17*M17+($A$4-80)*AK17*$A$16/1000","v":31.214814814814815},{"$f":"AE17*O17+($A$4-80)*AL17*$A$16/1000","v":29.866666666666664}]
[null,62,48.325925925925922,45.318518518518516,45.525925925925925,43.451851851851856,42.518518518518519,41.792592592592591,39.511111111111113,39.511111111111113,36.296296296296298,36.296296296296298,33.288888888888891,33.288888888888891,30.177777777777781,30.177777777777781,null,1.1506172839506172,1.0839506172839506,1.0123456790123457,0.94074074074074077,0.86419753086419748,0.79259259259259263,0.71851851851851856,0.93776824034334771,0.95444191343963558,0.98292682926829267,1,1,1,1,1.06,1.06,1.06,1.06,1.06,1.06,1.06,45.318518518518516,{"$f":"Z18*E18+($A$4-80)*AG18*$A$16/1000","v":43.451851851851856},{"$f":"AA18*G18+($A$4-80)*AH18*$A$16/1000","v":41.792592592592591},39.511111111111113,36.296296296296298,33.288888888888891,30.177777777777781]
[null,57,46.355555555555561,46.355555555555561,43.970370370370375,43.970370370370375,41.585185185185189,41.585185185185189,39.199999999999996,39.199999999999996,36.296296296296298,36.296296296296298,33.392592592592599,33.392592592592599,30.592592592592592,30.592592592592592,null,1.1037037037037039,1.0469135802469136,0.99012345679012348,0.93333333333333324,0.86419753086419748,0.79506172839506184,0.72839506172839508,1,1,1,1,1,1,1,1.06,1.06,1.06,1.06,1.06,1.06,1.06,46.355555555555561,{"$f":"Z19*E19+($A$4-80)*AG19*$A$16/1000","v":43.970370370370375},{"$f":"AA19*G19+($A$4-80)*AH19*$A$16/1000","v":41.585185185185189},39.199999999999996,36.296296296296298,33.392592592592599,30.592592592592592]

{"sheet":"YCE_48","index":31,"n_rows":19,"n_cols":45,"rows_kept":19,"cut":false,"hidden":true,"merged":[[2,0,2,1],[2,2,2,15],[3,2,3,3],[3,4,3,5],[3,6,3,7],[3,8,3,9],[3,10,3,11],[3,12,3,13],[3,14,3,15],[5,2,6,2],[5,3,6,3],[5,4,6,4],[5,5,6,5],[5,6,6,6],[5,7,6,7],[5,8,6,8],[4,0,6,0],[4,1,6,1],[4,2,4,3],[4,4,4,5],[4,6,4,7],[4,8,4,9],[5,9,6,9],[5,10,6,10],[5,11,6,11],[5,12,6,12],[5,13,6,13],[5,14,6,14],[5,15,6,15],[4,10,4,11],[4,12,4,13],[4,14,4,15],[24,10,24,11],[24,12,24,13],[25,2,26,2],[25,9,26,9],[25,10,26,10],[25,11,26,11],[25,12,26,12],[25,13,26,13],[7,0,10,0],[11,0,14,0],[15,0,18,0],[22,0,23,1],[22,2,22,13],[23,2,23,3],[23,4,23,5],[23,6,23,7],[23,8,23,9],[23,10,23,11],[23,12,23,13],[27,0,30,0],[25,3,26,3],[25,4,26,4],[25,5,26,5],[25,6,26,6],[25,7,26,7],[25,8,26,8],[31,0,34,0],[35,0,38,0],[24,0,26,0],[24,1,26,1],[24,2,24,3],[24,4,24,5],[24,6,24,7],[24,8,24,9],[41,0,42,1],[41,2,41,13],[42,2,42,3],[42,4,42,5],[42,6,42,7],[42,8,42,9],[42,10,42,11],[42,12,42,13],[44,10,45,10],[44,11,45,11],[44,12,45,12],[44,13,45,13],[46,0,49,0],[50,0,53,0],[43,10,43,11],[43,12,43,13],[44,2,45,2],[44,3,45,3],[44,4,45,4],[44,5,45,5],[44,6,45,6],[44,7,45,7],[44,8,45,8],[44,9,45,9],[43,0,45,0],[43,1,45,1],[43,2,43,3],[43,4,43,5],[43,6,43,7],[43,8,43,9],[54,0,57,0],[60,0,61,1],[60,2,60,13],[61,2,61,3],[61,4,61,5],[61,6,61,7],[61,8,61,9],[61,10,61,11],[61,12,61,13],[63,10,64,10],[63,11,64,11],[63,12,64,12],[63,13,64,13],[65,0,68,0],[69,0,72,0],[62,10,62,11],[62,12,62,13],[63,2,64,2],[63,3,64,3],[63,4,64,4],[63,5,64,5],[63,6,64,6],[63,7,64,7],[63,8,64,8],[63,9,64,9],[62,0,64,0],[62,1,64,1],[62,2,62,3],[62,4,62,5],[62,6,62,7],[62,8,62,9],[73,0,76,0],[79,0,80,1],[79,2,79,13],[80,2,80,3],[80,4,80,5],[80,6,80,7],[80,8,80,9],[80,10,80,11],[80,12,80,13],[82,10,83,10],[82,11,83,11],[82,12,83,12],[82,13,83,13],[84,0,87,0],[88,0,91,0],[81,10,81,11],[81,12,81,13],[82,2,83,2],[82,3,83,3],[82,4,83,4],[82,5,83,5],[82,6,83,6],[82,7,83,7],[82,8,83,8],[82,9,83,9],[81,0,83,0],[81,1,83,1],[81,2,81,3],[81,4,81,5],[81,6,81,7],[81,8,81,9],[92,0,95,0],[98,0,99,1],[98,2,98,13],[99,2,99,3],[99,4,99,5],[99,6,99,7],[99,8,99,9],[99,10,99,11],[99,12,99,13],[101,10,102,10],[101,11,102,11],[101,12,102,12],[101,13,102,13],[103,0,106,0],[107,0,110,0],[100,10,100,11],[100,12,100,13],[101,2,102,2],[101,3,102,3],[101,4,102,4],[101,5,102,5],[101,6,102,6],[101,7,102,7],[101,8,102,8],[101,9,102,9],[100,0,102,0],[100,1,102,1],[100,2,100,3],[100,4,100,5],[100,6,100,7],[100,8,100,9],[111,0,114,0],[117,0,118,1],[117,2,117,13],[118,2,118,3],[118,4,118,5],[118,6,118,7],[118,8,118,9],[118,10,118,11],[118,12,118,13],[130,0,133,0],[120,10,121,10],[120,11,121,11],[120,12,121,12],[120,13,121,13],[122,0,125,0],[126,0,129,0],[119,10,119,11],[119,12,119,13],[120,2,121,2],[120,3,121,3],[120,4,121,4],[120,5,121,5],[120,6,121,6],[120,7,121,7],[120,8,121,8],[120,9,121,9],[119,0,121,0],[119,1,121,1],[119,2,119,3],[119,4,119,5],[119,6,119,7],[119,8,119,9]]}
[]
["YCE_48",48]
["Evaporator Air \n",null,"Condenser  Entering Air Temperature ˚F"]
[80,"°F DB",65,null,75,null,85,null,95,null,105,null,115,null,125]
["CFM","EWB†\n˚F","Capacity Mbtuh",null,"Capacity Mbtuh",null,"Capacity Mbtuh",null,"Capacity Mbtuh",null,"Capacity Mbtuh",null,"Capacity Mbtuh",null,"Capacity Mbtuh"]
[null,null,"Total","Sens.","Total","Sens.","Total","Sens.","Total","Sens.","Total","Sens.","Total","Sens.","Total","Sens."]
[null,null,null,null,null,null,null,null,null,null,null,null,null,null,null,null,null,"Total Factors",null,null,null,null,null,null,"Sens. %",null,null,null,null,null,null,"IDB Adj",null,null,null,null,null,null,"Sens Calc"]
[1400,72,{"$f":"R8*$I$13","v":51.43578947368421},{"$f":"IF(AM8>C8,C8,AM8)","v":24.050526315789472},{"$f":"S8*$I$13","v":52.446315789473687},{"$f":"IF(AN8>E8,E8,AN8)","v":24.757894736842108},{"$f":"T8*$I$13","v":51.738947368421051},{"$f":"IF(AO8>G8,G8,AO8)","v":24.858947368421052},{"$f":"U8*$I$13","v":50.930526315789464},{"$f":"IF(AP8>I8,I8,AP8)","v":24.959999999999994},{"$f":"V8*$I$13","v":48.303157894736835},{"$f":"IF(AQ8>K8,K8,AQ8)","v":24.050526315789472},{"$f":"W8*$I$13","v":45.675789473684212},{"$f":"IF(AR8>M8,M8,AR8)","v":23.141052631578948},{"$f":"X8*$I$13","v":43.048421052631582},{"$f":"IF(AS8>O8,O8,AS8)","v":22.231578947368423},null,1.071578947368421,1.0926315789473684,1.0778947368421052,1.0610526315789472,1.0063157894736841,0.95157894736842108,0.89684210526315788,0.46758349705304519,0.47206165703275532,0.48046875,0.49007936507936506,0.497907949790795,0.50663716814159288,0.51643192488262912,1.06,1.06,1.06,1.06,1.06,1.06,1.06,{"$f":"Y8*C8+($A$4-80)*AF8*$A$8/1000","v":24.050526315789472},{"$f":"Z8*E8+($A$4-80)*AG8*$A$8/1000","v":24.757894736842108},{"$f":"AA8*G8+($A$4-80)*AH8*$A$8/1000","v":24.858947368421052},{"$f":"AB8*I8+($A$4-80)*AI8*$A$8/1000","v":24.959999999999994},{"$f":"AC8*K8+($A$4-80)*AJ8*$A$8/1000","v":24.050526315789472},{"$f":"AD8*M8+($A$4-80)*AK8*$A$8/1000","v":23.141052631578948},{"$f":"AE8*O8+($A$4-80)*AL8*$A$8/1000","v":22.231578947368423}]
[null,67,{"$f":"R9*$I$13","v":50.122105263157891},31.730526315789472,50.42526315789474,{"$f":"IF(AN9>E9,E9,AN9)","v":32.842105263157897},48.909473684210525,{"$f":"IF(AO9>G9,G9,AO9)","v":32.639999999999993},{"$f":"U9*$I$13","v":47.393684210526317},{"$f":"IF(AP9>I9,I9,AP9)","v":32.538947368421056},44.56421052631579,{"$f":"IF(AQ9>K9,K9,AQ9)","v":31.326315789473682},41.835789473684208,{"$f":"IF(AR9>M9,M9,AR9)","v":30.21473684210526},39.107368421052634,{"$f":"IF(AS9>O9,O9,AS9)","v":29.103157894736842},null,1.0442105263157895,1.0505263157894738,1.0189473684210526,0.98736842105263156,0.92842105263157892,0.87157894736842101,0.8147368421052632,0.63306451612903225,0.65130260521042083,0.66735537190082639,0.68656716417910457,0.70294784580498859,0.72222222222222221,0.7441860465116279,1.06,1.06,1.06,1.06,1.06,1.06,1.06,{"$f":"Y9*C9+($A$4-80)*AF9*$A$8/1000","v":31.730526315789472},{"$f":"Z9*E9+($A$4-80)*AG9*$A$8/1000","v":32.842105263157897},{"$f":"AA9*G9+($A$4-80)*AH9*$A$8/1000","v":32.639999999999993},{"$f":"AB9*I9+($A$4-80)*AI9*$A$8/1000","v":32.538947368421056},{"$f":"AC9*K9+($A$4-80)*AJ9*$A$8/1000","v":31.326315789473682},{"$f":"AD9*M9+($A$4-80)*AK9*$A$8/1000","v":30.21473684210526},{"$f":"AE9*O9+($A$4-80)*AL9*$A$8/1000","v":29.103157894736842}]
[null,62,47.797894736842103,39.612631578947372,47.393684210526317,40.926315789473684,45.271578947368418,39.612631578947372,{"$f":"U10*$I$13","v":43.149473684210534},38.197894736842109,40.623157894736842,36.985263157894735,38.197894736842102,35.873684210526314,35.772631578947369,34.661052631578947,null,0.99578947368421045,0.98736842105263156,0.94315789473684208,0.89894736842105272,0.84631578947368424,0.79578947368421049,0.74526315789473685,0.82875264270613114,0.86353944562899787,0.87500000000000011,0.88524590163934413,0.91044776119402981,0.93915343915343918,0.96892655367231639,1.06,1.06,1.06,1.06,1.06,1.06,1.06,39.612631578947372,{"$f":"Z10*E10+($A$4-80)*AG10*$A$8/1000","v":40.926315789473684},{"$f":"AA10*G10+($A$4-80)*AH10*$A$8/1000","v":39.612631578947372},38.197894736842109,36.985263157894735,35.873684210526314,34.661052631578947]
[null,57,45.069473684210529,44.362105263157893,44.867368421052632,44.261052631578941,43.048421052631582,42.442105263157899,{"$f":"U11*$I$13","v":41.229473684210525},40.623157894736849,39.309473684210531,38.905263157894744,37.591578947368426,37.288421052631577,35.772631578947369,35.570526315789479,null,0.93894736842105264,0.93473684210526309,0.89684210526315788,0.85894736842105257,0.81894736842105265,0.78315789473684216,0.74526315789473685,0.98430493273542596,0.9864864864864864,0.9859154929577465,0.98529411764705899,0.98971722365038561,0.99193548387096764,0.99435028248587587,1.06,1.06,1.06,1.06,1.06,1.06,1.06,44.362105263157893,{"$f":"Z11*E11+($A$4-80)*AG11*$A$8/1000","v":44.261052631578941},{"$f":"AA11*G11+($A$4-80)*AH11*$A$8/1000","v":42.442105263157899},{"$f":"AB11*I11+($A$4-80)*AI11*$A$8/1000","v":40.623157894736849},38.905263157894744,37.288421052631577,35.570526315789479]
[1600,72,51.536842105263162,24.353684210526321,52.648421052631576,25.263157894736839,52.042105263157893,25.566315789473684,{"$f":"U12*$I$13","v":51.43578947368421},25.970526315789478,48.707368421052635,25.061052631578946,46.080000000000005,24.151578947368421,43.452631578947368,23.242105263157892,null,1.0736842105263158,1.0968421052631578,1.0842105263157895,1.071578947368421,1.0147368421052632,0.96000000000000008,0.90526315789473688,0.47254901960784318,0.47984644913627639,0.49126213592233009,0.50491159135559927,0.51452282157676343,0.52412280701754377,0.53488372093023251,1.06,1.06,1.06,1.06,1.06,1.06,1.06,{"$f":"Y12*C12+($A$4-80)*AF12*$A$12/1000","v":24.353684210526321},{"$f":"Z12*E12+($A$4-80)*AG12*$A$12/1000","v":25.263157894736839},{"$f":"AA12*G12+($A$4-80)*AH12*$A$12/1000","v":25.566315789473684},{"$f":"AB12*I12+($A$4-80)*AI12*$A$12/1000","v":25.970526315789478},{"$f":"AC12*K12+($A$4-80)*AJ12*$A$12/1000","v":25.061052631578946},{"$f":"AD12*M12+($A$4-80)*AK12*$A$12/1000","v":24.151578947368421},{"$f":"AE12*O12+($A$4-80)*AL12*$A$12/1000","v":23.242105263157892}]
[null,67,50.42526315789474,32.538947368421056,50.829473684210527,34.054736842105271,49.414736842105263,34.256842105263161,{"$f":"B2","v":48},34.56,45.069473684210529,33.347368421052636,42.341052631578947,32.134736842105262,39.51157894736842,31.02315789473684,null,1.0505263157894738,1.0589473684210526,1.0294736842105263,1,0.93894736842105264,0.88210526315789473,0.82315789473684209,0.64529058116232474,0.66998011928429435,0.69325153374233128,0.72000000000000008,0.73991031390134532,0.75894988066825775,0.78516624040920713,1.06,1.06,1.06,1.06,1.06,1.06,1.06,{"$f":"Y13*C13+($A$4-80)*AF13*$A$12/1000","v":32.538947368421056},{"$f":"Z13*E13+($A$4-80)*AG13*$A$12/1000","v":34.054736842105271},{"$f":"AA13*G13+($A$4-80)*AH13*$A$12/1000","v":34.256842105263161},{"$f":"AB13*I13+($A$4-80)*AI13*$A$12/1000","v":34.56},{"$f":"AC13*K13+($A$4-80)*AJ13*$A$12/1000","v":33.347368421052636},{"$f":"AD13*M13+($A$4-80)*AK13*$A$12/1000","v":32.134736842105262},{"$f":"AE13*O13+($A$4-80)*AL13*$A$12/1000","v":31.02315789473684}]
[null,62,48.101052631578952,41.027368421052635,47.898947368421055,42.846315789473685,45.978947368421053,41.835789473684208,{"$f":"U14*$I$13","v":43.957894736842107},40.926315789473684,41.532631578947367,39.309473684210523,39.208421052631579,37.69263157894737,36.783157894736839,36.176842105263155,null,1.0021052631578948,0.99789473684210528,0.95789473684210524,0.91578947368421049,0.86526315789473685,0.81684210526315781,0.76631578947368417,0.8529411764705882,0.89451476793248941,0.90989010989010988,0.93103448275862066,0.94647201946472015,0.96134020618556704,0.98351648351648346,1.06,1.06,1.06,1.06,1.06,1.06,1.06,41.027368421052635,{"$f":"Z14*E14+($A$4-80)*AG14*$A$12/1000","v":42.846315789473685},{"$f":"AA14*G14+($A$4-80)*AH14*$A$12/1000","v":41.835789473684208},40.926315789473684,39.309473684210523,37.69263157894737,36.176842105263155]
[null,57,45.877894736842109,45.271578947368425,46.18105263157895,45.574736842105267,44.463157894736838,43.856842105263155,42.745263157894733,42.13894736842105,40.724210526315787,40.218947368421048,38.804210526315785,38.4,36.884210526315783,36.479999999999997,null,0.95578947368421052,0.9621052631578948,0.9263157894736842,0.89052631578947361,0.84842105263157885,0.80842105263157893,0.76842105263157889,0.986784140969163,0.98687089715536103,0.98636363636363633,0.98581560283687952,0.98759305210918114,0.98958333333333337,0.989041095890411,1.06,1.06,1.06,1.06,1.06,1.06,1.06,45.271578947368425,{"$f":"Z15*E15+($A$4-80)*AG15*$A$12/1000","v":45.574736842105267},{"$f":"AA15*G15+($A$4-80)*AH15*$A$12/1000","v":43.856842105263155},42.13894736842105,40.218947368421048,38.4,36.479999999999997]
[1800,72,51.637894736842114,24.757894736842108,52.850526315789466,25.667368421052629,52.345263157894735,26.374736842105268,51.839999999999989,26.981052631578944,49.212631578947367,26.071578947368419,46.585263157894737,25.162105263157894,43.957894736842107,24.252631578947369,null,1.0757894736842106,1.1010526315789473,1.0905263157894736,1.0799999999999998,1.0252631578947369,0.97052631578947368,0.91578947368421049,0.47945205479452052,0.48565965583173998,0.50386100386100396,0.52046783625730997,0.52977412731006157,0.54013015184381774,0.55172413793103448,1.06,1.06,1.06,1.06,1.06,1.06,1.06,{"$f":"Y16*C16+($A$4-80)*AF16*$A$16/1000","v":24.757894736842108},{"$f":"Z16*E16+($A$4-80)*AG16*$A$16/1000","v":25.667368421052629},{"$f":"AA16*G16+($A$4-80)*AH16*$A$16/1000","v":26.374736842105268},{"$f":"AB16*I16+($A$4-80)*AI16*$A$16/1000","v":26.981052631578944},{"$f":"AC16*K16+($A$4-80)*AJ16*$A$16/1000","v":26.071578947368419},{"$f":"AD16*M16+($A$4-80)*AK16*$A$16/1000","v":25.162105263157894},{"$f":"AE16*O16+($A$4-80)*AL16*$A$16/1000","v":24.252631578947369}]
[null,67,50.627368421052637,33.448421052631581,51.23368421052632,35.166315789473686,49.92,35.873684210526321,48.60631578947369,36.581052631578956,45.675789473684212,35.368421052631582,42.745263157894733,34.155789473684202,39.915789473684214,32.943157894736849,null,1.0547368421052632,1.0673684210526317,1.04,1.0126315789473685,0.95157894736842108,0.89052631578947361,0.83157894736842108,0.66067864271457089,0.68639053254437865,0.71862348178137658,0.75259875259875264,0.77433628318584069,0.79905437352245856,0.8253164556962026,1.06,1.06,1.06,1.06,1.06,1.06,1.06,{"$f":"Y17*C17+($A$4-80)*AF17*$A$16/1000","v":33.448421052631581},{"$f":"Z17*E17+($A$4-80)*AG17*$A$16/1000","v":35.166315789473686},{"$f":"AA17*G17+($A$4-80)*AH17*$A$16/1000","v":35.873684210526321},{"$f":"AB17*I17+($A$4-80)*AI17*$A$16/1000","v":36.581052631578956},{"$f":"AC17*K17+($A$4-80)*AJ17*$A$16/1000","v":35.368421052631582},{"$f":"AD17*M17+($A$4-80)*AK17*$A$16/1000","v":34.155789473684202},{"$f":"AE17*O17+($A$4-80)*AL17*$A$16/1000","v":32.943157894736849}]
[null,62,48.505263157894738,42.543157894736844,48.404210526315786,44.76631578947368,46.686315789473689,44.160000000000004,44.867368421052632,43.654736842105265,42.442105263157892,41.633684210526319,40.218947368421055,39.612631578947379,37.89473684210526,37.591578947368419,null,1.0105263157894737,1.0084210526315789,0.97263157894736851,0.93473684210526309,0.88421052631578945,0.83789473684210525,0.78947368421052633,0.87708333333333333,0.9248434237995824,0.94588744588744589,0.97297297297297303,0.98095238095238102,0.98492462311557805,0.9920000000000001,1.06,1.06,1.06,1.06,1.06,1.06,1.06,42.543157894736844,{"$f":"Z18*E18+($A$4-80)*AG18*$A$16/1000","v":44.76631578947368},{"$f":"AA18*G18+($A$4-80)*AH18*$A$16/1000","v":44.160000000000004},43.654736842105265,41.633684210526319,39.612631578947379,37.591578947368419]
[null,57,46.686315789473689,46.080000000000005,47.595789473684214,46.888421052631578,45.978947368421053,45.271578947368418,44.362105263157893,43.75578947368421,42.138947368421057,41.633684210526319,40.117894736842111,39.511578947368427,37.995789473684212,37.389473684210529,null,0.97263157894736851,0.99157894736842112,0.95789473684210524,0.92421052631578948,0.87789473684210528,0.83578947368421064,0.79157894736842105,0.98701298701298701,0.98513800424628439,0.98461538461538456,0.98633257403189067,0.98800959232613905,0.98488664987405539,0.98404255319148937,1.06,1.06,1.06,1.06,1.06,1.06,1.06,46.080000000000005,{"$f":"Z19*E19+($A$4-80)*AG19*$A$16/1000","v":46.888421052631578},{"$f":"AA19*G19+($A$4-80)*AH19*$A$16/1000","v":45.271578947368418},43.75578947368421,41.633684210526319,39.511578947368427,37.389473684210529]

{"sheet":"YCE_60","index":32,"n_rows":19,"n_cols":45,"rows_kept":19,"cut":false,"hidden":true,"merged":[[2,0,2,1],[2,2,2,15],[3,2,3,3],[3,4,3,5],[3,6,3,7],[3,8,3,9],[3,10,3,11],[3,12,3,13],[3,14,3,15],[5,2,6,2],[5,3,6,3],[5,4,6,4],[5,5,6,5],[5,6,6,6],[5,7,6,7],[5,8,6,8],[4,0,6,0],[4,1,6,1],[4,2,4,3],[4,4,4,5],[4,6,4,7],[4,8,4,9],[5,9,6,9],[5,10,6,10],[5,11,6,11],[5,12,6,12],[5,13,6,13],[5,14,6,14],[5,15,6,15],[4,10,4,11],[4,12,4,13],[4,14,4,15],[24,10,24,11],[24,12,24,13],[25,2,26,2],[25,9,26,9],[25,10,26,10],[25,11,26,11],[25,12,26,12],[25,13,26,13],[7,0,10,0],[11,0,14,0],[15,0,18,0],[22,0,23,1],[22,2,22,13],[23,2,23,3],[23,4,23,5],[23,6,23,7],[23,8,23,9],[23,10,23,11],[23,12,23,13],[27,0,30,0],[25,3,26,3],[25,4,26,4],[25,5,26,5],[25,6,26,6],[25,7,26,7],[25,8,26,8],[31,0,34,0],[35,0,38,0],[24,0,26,0],[24,1,26,1],[24,2,24,3],[24,4,24,5],[24,6,24,7],[24,8,24,9],[41,0,42,1],[41,2,41,13],[42,2,42,3],[42,4,42,5],[42,6,42,7],[42,8,42,9],[42,10,42,11],[42,12,42,13],[44,10,45,10],[44,11,45,11],[44,12,45,12],[44,13,45,13],[46,0,49,0],[50,0,53,0],[43,10,43,11],[43,12,43,13],[44,2,45,2],[44,3,45,3],[44,4,45,4],[44,5,45,5],[44,6,45,6],[44,7,45,7],[44,8,45,8],[44,9,45,9],[43,0,45,0],[43,1,45,1],[43,2,43,3],[43,4,43,5],[43,6,43,7],[43,8,43,9],[54,0,57,0],[60,0,61,1],[60,2,60,13],[61,2,61,3],[61,4,61,5],[61,6,61,7],[61,8,61,9],[61,10,61,11],[61,12,61,13],[63,10,64,10],[63,11,64,11],[63,12,64,12],[63,13,64,13],[65,0,68,0],[69,0,72,0],[62,10,62,11],[62,12,62,13],[63,2,64,2],[63,3,64,3],[63,4,64,4],[63,5,64,5],[63,6,64,6],[63,7,64,7],[63,8,64,8],[63,9,64,9],[62,0,64,0],[62,1,64,1],[62,2,62,3],[62,4,62,5],[62,6,62,7],[62,8,62,9],[73,0,76,0],[79,0,80,1],[79,2,79,13],[80,2,80,3],[80,4,80,5],[80,6,80,7],[80,8,80,9],[80,10,80,11],[80,12,80,13],[82,10,83,10],[82,11,83,11],[82,12,83,12],[82,13,83,13],[84,0,87,0],[88,0,91,0],[81,10,81,11],[81,12,81,13],[82,2,83,2],[82,3,83,3],[82,4,83,4],[82,5,83,5],[82,6,83,6],[82,7,83,7],[82,8,83,8],[82,9,83,9],[81,0,83,0],[81,1,83,1],[81,2,81,3],[81,4,81,5],[81,6,81,7],[81,8,81,9],[92,0,95,0],[98,0,99,1],[98,2,98,13],[99,2,99,3],[99,4,99,5],[99,6,99,7],[99,8,99,9],[99,10,99,11],[99,12,99,13],[101,10,102,10],[101,11,102,11],[101,12,102,12],[101,13,102,13],[103,0,106,0],[107,0,110,0],[100,10,100,11],[100,12,100,13],[101,2,102,2],[101,3,102,3],[101,4,102,4],[101,5,102,5],[101,6,102,6],[101,7,102,7],[101,8,102,8],[101,9,102,9],[100,0,102,0],[100,1,102,1],[100,2,100,3],[100,4,100,5],[100,6,100,7],[100,8,100,9],[111,0,114,0],[117,0,118,1],[117,2,117,13],[118,2,118,3],[118,4,118,5],[118,6,118,7],[118,8,118,9],[118,10,118,11],[118,12,118,13],[130,0,133,0],[120,10,121,10],[120,11,121,11],[120,12,121,12],[120,13,121,13],[122,0,125,0],[126,0,129,0],[119,10,119,11],[119,12,119,13],[120,2,121,2],[120,3,121,3],[120,4,121,4],[120,5,121,5],[120,6,121,6],[120,7,121,7],[120,8,121,8],[120,9,121,9],[119,0,121,0],[119,1,121,1],[119,2,119,3],[119,4,119,5],[119,6,119,7],[119,8,119,9]]}
[]
["YCE_60",60]
["Evaporator Air \n",null,"Condenser  Entering Air Temperature ˚F"]
[80,"°F DB",65,null,75,null,85,null,95,null,105,null,115,null,125]
["CFM","EWB†\n˚F","Capacity Mbtuh",null,"Capacity Mbtuh",null,"Capacity Mbtuh",null,"Capacity Mbtuh",null,"Capacity Mbtuh",null,"Capacity Mbtuh",null,"Capacity Mbtuh"]
[null,null,"Total","Sens.","Total","Sens.","Total","Sens.","Total","Sens.","Total","Sens.","Total","Sens.","Total","Sens."]
[null,null,null,null,null,null,null,null,null,null,null,null,null,null,null,null,null,"Total Factors",null,null,null,null,null,null,"Sens. %",null,null,null,null,null,null,"IDB Adj",null,null,null,null,null,null,"Sens Calc"]
[1535,72,{"$f":"R8*$I$13","v":70.392857142857139},{"$f":"IF(AM8>C8,C8,AM8)","v":35.357142857142854},{"$f":"S8*$I$13","v":69.321428571428584},{"$f":"IF(AN8>E8,E8,AN8)","v":34.821428571428577},{"$f":"T8*$I$13","v":66.857142857142861},{"$f":"IF(AO8>G8,G8,AO8)","v":33.75},{"$f":"U8*$I$13","v":64.5},{"$f":"IF(AP8>I8,I8,AP8)","v":32.678571428571423},{"$f":"V8*$I$13","v":61.071428571428569},{"$f":"IF(AQ8>K8,K8,AQ8)","v":31.178571428571431},{"$f":"W8*$I$13","v":57.642857142857139},{"$f":"IF(AR8>M8,M8,AR8)","v":29.678571428571431},{"$f":"X8*$I$13","v":54.321428571428569},{"$f":"IF(AS8>O8,O8,AS8)","v":28.285714285714285},null,1.1732142857142858,1.155357142857143,1.1142857142857143,1.075,1.0178571428571428,0.96071428571428563,0.90535714285714286,0.50228310502283102,0.50231839258114375,0.50480769230769229,0.50664451827242518,0.51052631578947372,0.51486988847583648,0.52071005917159763,1.06,1.06,1.06,1.06,1.06,1.06,1.06,{"$f":"Y8*C8+($A$4-80)*AF8*$A$8/1000","v":35.357142857142854},{"$f":"Z8*E8+($A$4-80)*AG8*$A$8/1000","v":34.821428571428577},{"$f":"AA8*G8+($A$4-80)*AH8*$A$8/1000","v":33.75},{"$f":"AB8*I8+($A$4-80)*AI8*$A$8/1000","v":32.678571428571423},{"$f":"AC8*K8+($A$4-80)*AJ8*$A$8/1000","v":31.178571428571431},{"$f":"AD8*M8+($A$4-80)*AK8*$A$8/1000","v":29.678571428571431},{"$f":"AE8*O8+($A$4-80)*AL8*$A$8/1000","v":28.285714285714285}]
[null,67,{"$f":"R9*$I$13","v":66.428571428571431},44.892857142857146,64.607142857142861,{"$f":"IF(AN9>E9,E9,AN9)","v":43.821428571428577},62.035714285714278,{"$f":"IF(AO9>G9,G9,AO9)","v":42.749999999999993},{"$f":"U9*$I$13","v":59.357142857142854},{"$f":"IF(AP9>I9,I9,AP9)","v":41.678571428571423},56.142857142857146,{"$f":"IF(AQ9>K9,K9,AQ9)","v":40.285714285714292},53.035714285714285,{"$f":"IF(AR9>M9,M9,AR9)","v":38.892857142857139},49.821428571428577,{"$f":"IF(AS9>O9,O9,AS9)","v":37.500000000000007},null,1.1071428571428572,1.0767857142857142,1.0339285714285713,0.98928571428571421,0.93571428571428572,0.8839285714285714,0.8303571428571429,0.6758064516129032,0.67827529021558874,0.68911917098445596,0.70216606498194944,0.71755725190839703,0.73333333333333328,0.75268817204301075,1.06,1.06,1.06,1.06,1.06,1.06,1.06,{"$f":"Y9*C9+($A$4-80)*AF9*$A$8/1000","v":44.892857142857146},{"$f":"Z9*E9+($A$4-80)*AG9*$A$8/1000","v":43.821428571428577},{"$f":"AA9*G9+($A$4-80)*AH9*$A$8/1000","v":42.749999999999993},{"$f":"AB9*I9+($A$4-80)*AI9*$A$8/1000","v":41.678571428571423},{"$f":"AC9*K9+($A$4-80)*AJ9*$A$8/1000","v":40.285714285714292},{"$f":"AD9*M9+($A$4-80)*AK9*$A$8/1000","v":38.892857142857139},{"$f":"AE9*O9+($A$4-80)*AL9*$A$8/1000","v":37.500000000000007}]
[null,62,61.285714285714292,52.714285714285715,59.571428571428569,52.392857142857139,57.000000000000007,50.785714285714292,{"$f":"U10*$I$13","v":54.428571428571431},49.285714285714292,51.107142857142861,47.678571428571431,47.892857142857146,46.071428571428577,44.785714285714278,44.571428571428569,null,1.0214285714285716,0.99285714285714288,0.95000000000000007,0.90714285714285714,0.85178571428571437,0.79821428571428577,0.74642857142857133,0.8601398601398601,0.87949640287769781,0.89097744360902253,0.9055118110236221,0.93291404612159323,0.96196868008948544,0.99521531100478478,1.06,1.06,1.06,1.06,1.06,1.06,1.06,52.714285714285715,{"$f":"Z10*E10+($A$4-80)*AG10*$A$8/1000","v":52.392857142857139},{"$f":"AA10*G10+($A$4-80)*AH10*$A$8/1000","v":50.785714285714292},49.285714285714292,47.678571428571431,46.071428571428577,44.571428571428569]
[null,57,57.964285714285715,57.964285714285715,56.678571428571431,56.678571428571431,54,54,{"$f":"U11*$I$13","v":51.321428571428569},51.321428571428569,49.285714285714285,49.285714285714285,47.25,47.25,45.321428571428569,45.321428571428569,null,0.96607142857142858,0.94464285714285712,0.9,0.85535714285714282,0.8214285714285714,0.78749999999999998,0.75535714285714284,1,1,1,1,1,1,1,1.06,1.06,1.06,1.06,1.06,1.06,1.06,57.964285714285715,{"$f":"Z11*E11+($A$4-80)*AG11*$A$8/1000","v":56.678571428571431},{"$f":"AA11*G11+($A$4-80)*AH11*$A$8/1000","v":54},{"$f":"AB11*I11+($A$4-80)*AI11*$A$8/1000","v":51.321428571428569},49.285714285714285,47.25,45.321428571428569]
[1735,72,71.142857142857139,36.535714285714278,70.392857142857139,36.107142857142854,67.821428571428569,34.928571428571431,{"$f":"U12*$I$13","v":65.142857142857139},33.857142857142854,61.499999999999993,32.357142857142854,57.857142857142861,30.964285714285719,54.321428571428569,29.464285714285712,null,1.1857142857142857,1.1732142857142858,1.1303571428571428,1.0857142857142856,1.0249999999999999,0.9642857142857143,0.90535714285714286,0.51355421686746983,0.51293759512937598,0.51500789889415488,0.51973684210526316,0.52613240418118468,0.53518518518518521,0.54240631163708086,1.06,1.06,1.06,1.06,1.06,1.06,1.06,{"$f":"Y12*C12+($A$4-80)*AF12*$A$12/1000","v":36.535714285714278},{"$f":"Z12*E12+($A$4-80)*AG12*$A$12/1000","v":36.107142857142854},{"$f":"AA12*G12+($A$4-80)*AH12*$A$12/1000","v":34.928571428571431},{"$f":"AB12*I12+($A$4-80)*AI12*$A$12/1000","v":33.857142857142854},{"$f":"AC12*K12+($A$4-80)*AJ12*$A$12/1000","v":32.357142857142854},{"$f":"AD12*M12+($A$4-80)*AK12*$A$12/1000","v":30.964285714285719},{"$f":"AE12*O12+($A$4-80)*AL12*$A$12/1000","v":29.464285714285712}]
[null,67,67.392857142857139,46.821428571428569,65.892857142857153,46.285714285714299,62.892857142857146,45.107142857142861,{"$f":"B2","v":60},43.928571428571423,56.785714285714285,42.535714285714285,53.678571428571431,41.142857142857139,50.571428571428569,39.75,null,1.1232142857142857,1.0982142857142858,1.0482142857142858,1,0.9464285714285714,0.89464285714285718,0.84285714285714286,0.69475357710651831,0.70243902439024397,0.717206132879046,0.7321428571428571,0.74905660377358496,0.76646706586826341,0.78601694915254239,1.06,1.06,1.06,1.06,1.06,1.06,1.06,{"$f":"Y13*C13+($A$4-80)*AF13*$A$12/1000","v":46.821428571428569},{"$f":"Z13*E13+($A$4-80)*AG13*$A$12/1000","v":46.285714285714299},{"$f":"AA13*G13+($A$4-80)*AH13*$A$12/1000","v":45.107142857142861},{"$f":"AB13*I13+($A$4-80)*AI13*$A$12/1000","v":43.928571428571423},{"$f":"AC13*K13+($A$4-80)*AJ13*$A$12/1000","v":42.535714285714285},{"$f":"AD13*M13+($A$4-80)*AK13*$A$12/1000","v":41.142857142857139},{"$f":"AE13*O13+($A$4-80)*AL13*$A$12/1000","v":39.75}]
[null,62,62.357142857142861,55.821428571428569,60.75,55.392857142857146,58.071428571428569,53.785714285714285,{"$f":"U14*$I$13","v":55.285714285714292},52.071428571428577,52.071428571428569,50.25,48.964285714285722,48.535714285714292,45.857142857142854,45.857142857142854,null,1.0392857142857144,1.0125,0.96785714285714286,0.92142857142857149,0.86785714285714288,0.81607142857142867,0.76428571428571423,0.89518900343642605,0.91181657848324515,0.92619926199261993,0.94186046511627908,0.96502057613168724,0.99124726477024061,1,1.06,1.06,1.06,1.06,1.06,1.06,1.06,55.821428571428569,{"$f":"Z14*E14+($A$4-80)*AG14*$A$12/1000","v":55.392857142857146},{"$f":"AA14*G14+($A$4-80)*AH14*$A$12/1000","v":53.785714285714285},52.071428571428577,50.25,48.535714285714292,45.857142857142854]
[null,57,60.107142857142854,60.107142857142854,58.5,58.5,55.821428571428569,55.821428571428569,53.035714285714285,53.035714285714285,50.892857142857139,50.892857142857139,48.75,48.75,46.714285714285715,46.714285714285715,null,1.0017857142857143,0.97499999999999998,0.93035714285714288,0.8839285714285714,0.8482142857142857,0.8125,0.77857142857142858,1,1,1,1,1,1,1,1.06,1.06,1.06,1.06,1.06,1.06,1.06,60.107142857142854,{"$f":"Z15*E15+($A$4-80)*AG15*$A$12/1000","v":58.5},{"$f":"AA15*G15+($A$4-80)*AH15*$A$12/1000","v":55.821428571428569},53.035714285714285,50.892857142857139,48.75,46.714285714285715]
[1935,72,71.892857142857139,37.607142857142861,71.571428571428569,37.285714285714285,68.678571428571431,36.214285714285715,65.785714285714278,35.035714285714285,61.928571428571423,33.642857142857139,58.071428571428569,32.142857142857139,54.321428571428569,30.75,null,1.1982142857142857,1.1928571428571428,1.1446428571428571,1.0964285714285713,1.032142857142857,0.96785714285714286,0.90535714285714286,0.52309985096870348,0.52095808383233533,0.5273010920436817,0.53257328990228014,0.54325259515570934,0.55350553505535049,0.56607495069033531,1.06,1.06,1.06,1.06,1.06,1.06,1.06,{"$f":"Y16*C16+($A$4-80)*AF16*$A$16/1000","v":37.607142857142861},{"$f":"Z16*E16+($A$4-80)*AG16*$A$16/1000","v":37.285714285714285},{"$f":"AA16*G16+($A$4-80)*AH16*$A$16/1000","v":36.214285714285715},{"$f":"AB16*I16+($A$4-80)*AI16*$A$16/1000","v":35.035714285714285},{"$f":"AC16*K16+($A$4-80)*AJ16*$A$16/1000","v":33.642857142857139},{"$f":"AD16*M16+($A$4-80)*AK16*$A$16/1000","v":32.142857142857139},{"$f":"AE16*O16+($A$4-80)*AL16*$A$16/1000","v":30.75}]
[null,67,68.357142857142861,48.75,67.071428571428569,48.642857142857139,63.857142857142854,47.357142857142854,60.642857142857139,46.178571428571423,57.428571428571431,44.785714285714285,54.321428571428569,43.392857142857139,51.214285714285715,42.107142857142861,null,1.1392857142857142,1.1178571428571429,1.0642857142857143,1.0107142857142857,0.95714285714285718,0.90535714285714286,0.85357142857142854,0.71316614420062696,0.72523961661341851,0.74161073825503354,0.7614840989399293,0.77985074626865669,0.79881656804733725,0.82217573221757323,1.06,1.06,1.06,1.06,1.06,1.06,1.06,{"$f":"Y17*C17+($A$4-80)*AF17*$A$16/1000","v":48.75},{"$f":"Z17*E17+($A$4-80)*AG17*$A$16/1000","v":48.642857142857139},{"$f":"AA17*G17+($A$4-80)*AH17*$A$16/1000","v":47.357142857142854},{"$f":"AB17*I17+($A$4-80)*AI17*$A$16/1000","v":46.178571428571423},{"$f":"AC17*K17+($A$4-80)*AJ17*$A$16/1000","v":44.785714285714285},{"$f":"AD17*M17+($A$4-80)*AK17*$A$16/1000","v":43.392857142857139},{"$f":"AE17*O17+($A$4-80)*AL17*$A$16/1000","v":42.107142857142861}]
[null,62,63.321428571428569,58.821428571428569,61.928571428571423,58.5,59.035714285714292,56.678571428571431,56.25,54.857142857142854,53.142857142857146,52.821428571428569,50.035714285714285,50.035714285714285,47.035714285714285,47.035714285714285,null,1.0553571428571429,1.032142857142857,0.98392857142857149,0.9375,0.88571428571428579,0.83392857142857146,0.78392857142857142,0.92893401015228427,0.94463667820069208,0.96007259528130662,0.97523809523809524,0.99395161290322576,1,1,1.06,1.06,1.06,1.06,1.06,1.06,1.06,58.821428571428569,{"$f":"Z18*E18+($A$4-80)*AG18*$A$16/1000","v":58.5},{"$f":"AA18*G18+($A$4-80)*AH18*$A$16/1000","v":56.678571428571431},54.857142857142854,52.821428571428569,50.035714285714285,47.035714285714285]
[null,57,62.142857142857146,62.142857142857146,60.428571428571431,60.428571428571431,57.535714285714285,57.535714285714285,54.75,54.75,52.5,52.5,50.25,50.25,48.107142857142854,48.107142857142854,null,1.0357142857142858,1.0071428571428571,0.95892857142857146,0.91249999999999998,0.875,0.83750000000000002,0.80178571428571421,1,1,1,1,1,1,1,1.06,1.06,1.06,1.06,1.06,1.06,1.06,62.142857142857146,{"$f":"Z19*E19+($A$4-80)*AG19*$A$16/1000","v":60.428571428571431},{"$f":"AA19*G19+($A$4-80)*AH19*$A$16/1000","v":57.535714285714285},54.75,52.5,50.25,48.107142857142854]

{"sheet":"YCG_18","index":33,"n_rows":19,"n_cols":45,"rows_kept":19,"cut":false,"hidden":true,"merged":[[2,0,2,1],[2,2,2,15],[3,2,3,3],[3,4,3,5],[3,6,3,7],[3,8,3,9],[3,10,3,11],[3,12,3,13],[3,14,3,15],[5,2,6,2],[5,3,6,3],[5,4,6,4],[5,5,6,5],[5,6,6,6],[5,7,6,7],[5,8,6,8],[4,0,6,0],[4,1,6,1],[4,2,4,3],[4,4,4,5],[4,6,4,7],[4,8,4,9],[5,9,6,9],[5,10,6,10],[5,11,6,11],[5,12,6,12],[5,13,6,13],[5,14,6,14],[5,15,6,15],[4,10,4,11],[4,12,4,13],[4,14,4,15],[24,10,24,11],[24,12,24,13],[25,2,26,2],[25,9,26,9],[25,10,26,10],[25,11,26,11],[25,12,26,12],[25,13,26,13],[7,0,10,0],[11,0,14,0],[15,0,18,0],[22,0,23,1],[22,2,22,13],[23,2,23,3],[23,4,23,5],[23,6,23,7],[23,8,23,9],[23,10,23,11],[23,12,23,13],[27,0,30,0],[25,3,26,3],[25,4,26,4],[25,5,26,5],[25,6,26,6],[25,7,26,7],[25,8,26,8],[31,0,34,0],[35,0,38,0],[24,0,26,0],[24,1,26,1],[24,2,24,3],[24,4,24,5],[24,6,24,7],[24,8,24,9],[41,0,42,1],[41,2,41,13],[42,2,42,3],[42,4,42,5],[42,6,42,7],[42,8,42,9],[42,10,42,11],[42,12,42,13],[44,10,45,10],[44,11,45,11],[44,12,45,12],[44,13,45,13],[46,0,49,0],[50,0,53,0],[43,10,43,11],[43,12,43,13],[44,2,45,2],[44,3,45,3],[44,4,45,4],[44,5,45,5],[44,6,45,6],[44,7,45,7],[44,8,45,8],[44,9,45,9],[43,0,45,0],[43,1,45,1],[43,2,43,3],[43,4,43,5],[43,6,43,7],[43,8,43,9],[54,0,57,0],[60,0,61,1],[60,2,60,13],[61,2,61,3],[61,4,61,5],[61,6,61,7],[61,8,61,9],[61,10,61,11],[61,12,61,13],[63,10,64,10],[63,11,64,11],[63,12,64,12],[63,13,64,13],[65,0,68,0],[69,0,72,0],[62,10,62,11],[62,12,62,13],[63,2,64,2],[63,3,64,3],[63,4,64,4],[63,5,64,5],[63,6,64,6],[63,7,64,7],[63,8,64,8],[63,9,64,9],[62,0,64,0],[62,1,64,1],[62,2,62,3],[62,4,62,5],[62,6,62,7],[62,8,62,9],[73,0,76,0],[79,0,80,1],[79,2,79,13],[80,2,80,3],[80,4,80,5],[80,6,80,7],[80,8,80,9],[80,10,80,11],[80,12,80,13],[82,10,83,10],[82,11,83,11],[82,12,83,12],[82,13,83,13],[84,0,87,0],[88,0,91,0],[81,10,81,11],[81,12,81,13],[82,2,83,2],[82,3,83,3],[82,4,83,4],[82,5,83,5],[82,6,83,6],[82,7,83,7],[82,8,83,8],[82,9,83,9],[81,0,83,0],[81,1,83,1],[81,2,81,3],[81,4,81,5],[81,6,81,7],[81,8,81,9],[92,0,95,0],[98,0,99,1],[98,2,98,13],[99,2,99,3],[99,4,99,5],[99,6,99,7],[99,8,99,9],[99,10,99,11],[99,12,99,13],[101,10,102,10],[101,11,102,11],[101,12,102,12],[101,13,102,13],[103,0,106,0],[107,0,110,0],[100,10,100,11],[100,12,100,13],[101,2,102,2],[101,3,102,3],[101,4,102,4],[101,5,102,5],[101,6,102,6],[101,7,102,7],[101,8,102,8],[101,9,102,9],[100,0,102,0],[100,1,102,1],[100,2,100,3],[100,4,100,5],[100,6,100,7],[100,8,100,9],[111,0,114,0],[117,0,118,1],[117,2,117,13],[118,2,118,3],[118,4,118,5],[118,6,118,7],[118,8,118,9],[118,10,118,11],[118,12,118,13],[130,0,133,0],[120,10,121,10],[120,11,121,11],[120,12,121,12],[120,13,121,13],[122,0,125,0],[126,0,129,0],[119,10,119,11],[119,12,119,13],[120,2,121,2],[120,3,121,3],[120,4,121,4],[120,5,121,5],[120,6,121,6],[120,7,121,7],[120,8,121,8],[120,9,121,9],[119,0,121,0],[119,1,121,1],[119,2,119,3],[119,4,119,5],[119,6,119,7],[119,8,119,9]]}
[]
["YCG_18",18]
["Evaporator Air \n",null,"Condenser  Entering Air Temperature ˚F"]
[80,"°F DB",65,null,75,null,85,null,95,null,105,null,115,null,125]
["CFM","EWB†\n˚F","Capacity Mbtuh",null,"Capacity Mbtuh",null,"Capacity Mbtuh",null,"Capacity Mbtuh",null,"Capacity Mbtuh",null,"Capacity Mbtuh",null,"Capacity Mbtuh"]
[null,null,"Total","Sens.","Total","Sens.","Total","Sens.","Total","Sens.","Total","Sens.","Total","Sens.","Total","Sens."]
[null,null,null,null,null,null,null,null,null,null,null,null,null,null,null,null,null,"Total Factors",null,null,null,null,null,null,"Sens. %",null,null,null,null,null,null,"IDB Adj",null,null,null,null,null,null,"Sens Calc"]
[450,72,{"$f":"R8*$I$13","v":21.640449438202243},{"$f":"IF(AM8>C8,C8,AM8)","v":10.415730337078651},{"$f":"S8*$I$13","v":21.033707865168537},{"$f":"IF(AN8>E8,E8,AN8)","v":10.213483146067414},{"$f":"T8*$I$13","v":20.123595505617978},{"$f":"IF(AO8>G8,G8,AO8)","v":9.808988764044944},{"$f":"U8*$I$13","v":19.112359550561795},{"$f":"IF(AP8>I8,I8,AP8)","v":9.404494382022472},{"$f":"V8*$I$13","v":18},{"$f":"IF(AQ8>K8,K8,AQ8)","v":9.1011235955056176},{"$f":"W8*$I$13","v":16.887640449438202},{"$f":"IF(AR8>M8,M8,AR8)","v":8.6966292134831455},{"$f":"X8*$I$13","v":15.775280898876403},{"$f":"IF(AS8>O8,O8,AS8)","v":8.2921348314606735},null,1.2022471910112358,1.1685393258426966,1.1179775280898876,1.0617977528089886,1,0.9382022471910112,0.87640449438202239,0.48130841121495332,0.48557692307692302,0.48743718592964824,0.49206349206349215,0.5056179775280899,0.51497005988023947,0.52564102564102566,1.06,1.06,1.06,1.06,1.06,1.06,1.06,{"$f":"Y8*C8+($A$4-80)*AF8*$A$8/1000","v":10.415730337078651},{"$f":"Z8*E8+($A$4-80)*AG8*$A$8/1000","v":10.213483146067414},{"$f":"AA8*G8+($A$4-80)*AH8*$A$8/1000","v":9.808988764044944},{"$f":"AB8*I8+($A$4-80)*AI8*$A$8/1000","v":9.404494382022472},{"$f":"AC8*K8+($A$4-80)*AJ8*$A$8/1000","v":9.1011235955056176},{"$f":"AD8*M8+($A$4-80)*AK8*$A$8/1000","v":8.6966292134831455},{"$f":"AE8*O8+($A$4-80)*AL8*$A$8/1000","v":8.2921348314606735}]
[null,67,{"$f":"R9*$I$13","v":19.617977528089884},12.640449438202246,18.808988764044948,{"$f":"IF(AN9>E9,E9,AN9)","v":12.337078651685394},18,{"$f":"IF(AO9>G9,G9,AO9)","v":12.033707865168539},{"$f":"U9*$I$13","v":17.292134831460675},{"$f":"IF(AP9>I9,I9,AP9)","v":11.629213483146067},16.179775280898877,{"$f":"IF(AQ9>K9,K9,AQ9)","v":11.224719101123595},15.168539325842696,{"$f":"IF(AR9>M9,M9,AR9)","v":10.921348314606742},14.157303370786515,{"$f":"IF(AS9>O9,O9,AS9)","v":10.516853932584269},null,1.089887640449438,1.0449438202247192,1,0.9606741573033708,0.898876404494382,0.84269662921348309,0.78651685393258419,0.64432989690721654,0.65591397849462352,0.6685393258426966,0.67251461988304084,0.69374999999999998,0.72000000000000008,0.74285714285714288,1.06,1.06,1.06,1.06,1.06,1.06,1.06,{"$f":"Y9*C9+($A$4-80)*AF9*$A$8/1000","v":12.640449438202246},{"$f":"Z9*E9+($A$4-80)*AG9*$A$8/1000","v":12.337078651685394},{"$f":"AA9*G9+($A$4-80)*AH9*$A$8/1000","v":12.033707865168539},{"$f":"AB9*I9+($A$4-80)*AI9*$A$8/1000","v":11.629213483146067},{"$f":"AC9*K9+($A$4-80)*AJ9*$A$8/1000","v":11.224719101123595},{"$f":"AD9*M9+($A$4-80)*AK9*$A$8/1000","v":10.921348314606742},{"$f":"AE9*O9+($A$4-80)*AL9*$A$8/1000","v":10.516853932584269}]
[null,62,17.898876404494381,14.764044943820224,17.191011235955056,14.359550561797752,16.280898876404493,13.853932584269659,{"$f":"U10*$I$13","v":15.370786516853933},13.348314606741575,14.359550561797752,12.842696629213483,13.550561797752808,12.438202247191009,12.640449438202246,12.033707865168539,null,0.99438202247190999,0.9550561797752809,0.9044943820224719,0.8539325842696629,0.797752808988764,0.7528089887640449,0.70224719101123589,0.82485875706214695,0.83529411764705874,0.85093167701863337,0.86842105263157898,0.89436619718309862,0.91791044776119401,0.95200000000000007,1.06,1.06,1.06,1.06,1.06,1.06,1.06,14.764044943820224,{"$f":"Z10*E10+($A$4-80)*AG10*$A$8/1000","v":14.359550561797752},{"$f":"AA10*G10+($A$4-80)*AH10*$A$8/1000","v":13.853932584269659},13.348314606741575,12.842696629213483,12.438202247191009,12.033707865168539]
[null,57,15.876404494382021,15.168539325842694,15.370786516853933,14.662921348314608,14.865168539325841,14.258426966292134,{"$f":"U11*$I$13","v":14.460674157303369},13.752808988764041,13.651685393258425,13.044943820224718,13.044943820224718,12.438202247191011,12.337078651685392,11.730337078651685,null,0.88202247191011229,0.8539325842696629,0.82584269662921339,0.8033707865168539,0.7584269662921348,0.7247191011235955,0.68539325842696619,0.95541401273885351,0.95394736842105265,0.95918367346938782,0.95104895104895093,0.9555555555555556,0.95348837209302328,0.9508196721311476,1.06,1.06,1.06,1.06,1.06,1.06,1.06,15.168539325842694,{"$f":"Z11*E11+($A$4-80)*AG11*$A$8/1000","v":14.662921348314608},{"$f":"AA11*G11+($A$4-80)*AH11*$A$8/1000","v":14.258426966292134},{"$f":"AB11*I11+($A$4-80)*AI11*$A$8/1000","v":13.752808988764041},13.044943820224718,12.438202247191011,11.730337078651685]
[600,72,22.55056179775281,11.629213483146065,21.943820224719101,11.426966292134834,20.932584269662918,11.022471910112358,{"$f":"U12*$I$13","v":19.921348314606739},10.617977528089886,18.707865168539325,10.213483146067414,17.49438202247191,9.8089887640449422,16.280898876404493,9.4044943820224702,null,1.252808988764045,1.2191011235955056,1.1629213483146066,1.1067415730337078,1.0393258426966292,0.9719101123595506,0.9044943820224719,0.51569506726457393,0.52073732718894017,0.52657004830917875,0.53299492385786806,0.54594594594594592,0.560693641618497,0.57763975155279501,1.06,1.06,1.06,1.06,1.06,1.06,1.06,{"$f":"Y12*C12+($A$4-80)*AF12*$A$12/1000","v":11.629213483146065},{"$f":"Z12*E12+($A$4-80)*AG12*$A$12/1000","v":11.426966292134834},{"$f":"AA12*G12+($A$4-80)*AH12*$A$12/1000","v":11.022471910112358},{"$f":"AB12*I12+($A$4-80)*AI12*$A$12/1000","v":10.617977528089886},{"$f":"AC12*K12+($A$4-80)*AJ12*$A$12/1000","v":10.213483146067414},{"$f":"AD12*M12+($A$4-80)*AK12*$A$12/1000","v":9.8089887640449422},{"$f":"AE12*O12+($A$4-80)*AL12*$A$12/1000","v":9.4044943820224702}]
[null,67,20.629213483146067,14.359550561797752,19.719101123595504,14.157303370786515,18.910112359550563,13.853932584269664,{"$f":"B2","v":18},13.449438202247192,16.887640449438202,13.04494382022472,15.775280898876403,12.539325842696629,14.662921348314606,12.134831460674157,null,1.146067415730337,1.095505617977528,1.050561797752809,1,0.9382022471910112,0.87640449438202239,0.8146067415730337,0.69607843137254899,0.71794871794871795,0.73262032085561501,0.7471910112359551,0.77245508982035938,0.79487179487179493,0.82758620689655171,1.06,1.06,1.06,1.06,1.06,1.06,1.06,{"$f":"Y13*C13+($A$4-80)*AF13*$A$12/1000","v":14.359550561797752},{"$f":"Z13*E13+($A$4-80)*AG13*$A$12/1000","v":14.157303370786515},{"$f":"AA13*G13+($A$4-80)*AH13*$A$12/1000","v":13.853932584269664},{"$f":"AB13*I13+($A$4-80)*AI13*$A$12/1000","v":13.449438202247192},{"$f":"AC13*K13+($A$4-80)*AJ13*$A$12/1000","v":13.04494382022472},{"$f":"AD13*M13+($A$4-80)*AK13*$A$12/1000","v":12.539325842696629},{"$f":"AE13*O13+($A$4-80)*AL13*$A$12/1000","v":12.134831460674157}]
[null,62,18.808988764044948,16.786516853932586,18,16.179775280898877,17.089887640449437,15.47191011235955,{"$f":"U14*$I$13","v":16.179775280898877},14.764044943820224,15.269662921348313,14.157303370786517,14.359550561797752,13.449438202247192,13.449438202247192,12.842696629213483,null,1.0449438202247192,1,0.94943820224719089,0.898876404494382,0.848314606741573,0.797752808988764,0.7471910112359551,0.89247311827956988,0.898876404494382,0.90532544378698232,0.91249999999999998,0.92715231788079477,0.93661971830985924,0.95488721804511267,1.06,1.06,1.06,1.06,1.06,1.06,1.06,16.786516853932586,{"$f":"Z14*E14+($A$4-80)*AG14*$A$12/1000","v":16.179775280898877},{"$f":"AA14*G14+($A$4-80)*AH14*$A$12/1000","v":15.47191011235955},14.764044943820224,14.157303370786517,13.449438202247192,12.842696629213483]
[null,57,17.393258426966291,16.584269662921347,16.887640449438202,16.078651685393258,16.179775280898877,15.471910112359552,15.573033707865168,14.865168539325841,14.764044943820222,14.056179775280897,13.955056179775282,13.348314606741573,13.146067415730338,12.539325842696631,null,0.96629213483146059,0.9382022471910112,0.898876404494382,0.8651685393258427,0.82022471910112349,0.7752808988764045,0.7303370786516854,0.95348837209302317,0.9520958083832336,0.95625000000000004,0.95454545454545447,0.95205479452054798,0.9565217391304347,0.9538461538461539,1.06,1.06,1.06,1.06,1.06,1.06,1.06,16.584269662921347,{"$f":"Z15*E15+($A$4-80)*AG15*$A$12/1000","v":16.078651685393258},{"$f":"AA15*G15+($A$4-80)*AH15*$A$12/1000","v":15.471910112359552},14.865168539325841,14.056179775280897,13.348314606741573,12.539325842696631]
[750,72,23.359550561797754,12.741573033707864,22.752808988764041,12.741573033707862,21.741573033707866,12.337078651685394,20.730337078651687,11.831460674157302,19.415730337078649,11.426966292134832,18.101123595505616,11.02247191011236,16.786516853932586,10.617977528089888,null,1.297752808988764,1.2640449438202246,1.2078651685393258,1.151685393258427,1.0786516853932584,1.0056179775280898,0.93258426966292141,0.54545454545454541,0.55999999999999994,0.56744186046511624,0.57073170731707312,0.58854166666666674,0.6089385474860336,0.63253012048192769,1.06,1.06,1.06,1.06,1.06,1.06,1.06,{"$f":"Y16*C16+($A$4-80)*AF16*$A$16/1000","v":12.741573033707864},{"$f":"Z16*E16+($A$4-80)*AG16*$A$16/1000","v":12.741573033707862},{"$f":"AA16*G16+($A$4-80)*AH16*$A$16/1000","v":12.337078651685394},{"$f":"AB16*I16+($A$4-80)*AI16*$A$16/1000","v":11.831460674157302},{"$f":"AC16*K16+($A$4-80)*AJ16*$A$16/1000","v":11.426966292134832},{"$f":"AD16*M16+($A$4-80)*AK16*$A$16/1000","v":11.02247191011236},{"$f":"AE16*O16+($A$4-80)*AL16*$A$16/1000","v":10.617977528089888}]
[null,67,21.539325842696627,16.179775280898873,20.629213483146067,15.977528089887644,19.719101123595504,15.573033707865166,18.707865168539325,15.269662921348313,17.49438202247191,14.764044943820224,16.280898876404493,14.258426966292131,15.168539325842696,13.752808988764043,null,1.196629213483146,1.146067415730337,1.095505617977528,1.0393258426966292,0.9719101123595506,0.9044943820224719,0.84269662921348309,0.75117370892018775,0.77450980392156876,0.78974358974358971,0.81621621621621621,0.8439306358381502,0.87577639751552783,0.90666666666666662,1.06,1.06,1.06,1.06,1.06,1.06,1.06,{"$f":"Y17*C17+($A$4-80)*AF17*$A$16/1000","v":16.179775280898873},{"$f":"Z17*E17+($A$4-80)*AG17*$A$16/1000","v":15.977528089887644},{"$f":"AA17*G17+($A$4-80)*AH17*$A$16/1000","v":15.573033707865166},{"$f":"AB17*I17+($A$4-80)*AI17*$A$16/1000","v":15.269662921348313},{"$f":"AC17*K17+($A$4-80)*AJ17*$A$16/1000","v":14.764044943820224},{"$f":"AD17*M17+($A$4-80)*AK17*$A$16/1000","v":14.258426966292131},{"$f":"AE17*O17+($A$4-80)*AL17*$A$16/1000","v":13.752808988764043}]
[null,62,19.719101123595504,18.707865168539325,18.808988764044948,18.000000000000004,18,17.191011235955056,17.089887640449437,16.280898876404496,16.078651685393258,15.370786516853929,15.168539325842696,14.460674157303371,14.258426966292134,13.55056179775281,null,1.095505617977528,1.0449438202247192,1,0.94943820224719089,0.8932584269662921,0.84269662921348309,0.79213483146067409,0.94871794871794868,0.95698924731182788,0.9550561797752809,0.95266272189349133,0.9559748427672955,0.95333333333333337,0.95035460992907805,1.06,1.06,1.06,1.06,1.06,1.06,1.06,18.707865168539325,{"$f":"Z18*E18+($A$4-80)*AG18*$A$16/1000","v":18.000000000000004},{"$f":"AA18*G18+($A$4-80)*AH18*$A$16/1000","v":17.191011235955056},16.280898876404496,15.370786516853929,14.460674157303371,13.55056179775281]
[null,57,18.808988764044948,18.000000000000004,18.303370786516851,17.494382022471907,17.49438202247191,16.685393258426966,16.685393258426966,15.876404494382021,15.775280898876403,15.067415730337078,14.865168539325841,14.258426966292134,14.056179775280899,13.348314606741573,null,1.0449438202247192,1.0168539325842696,0.9719101123595506,0.92696629213483139,0.87640449438202239,0.82584269662921339,0.7808988764044944,0.95698924731182788,0.95580110497237569,0.95375722543352592,0.95151515151515142,0.95512820512820518,0.95918367346938782,0.94964028776978415,1.06,1.06,1.06,1.06,1.06,1.06,1.06,18.000000000000004,{"$f":"Z19*E19+($A$4-80)*AG19*$A$16/1000","v":17.494382022471907},{"$f":"AA19*G19+($A$4-80)*AH19*$A$16/1000","v":16.685393258426966},15.876404494382021,15.067415730337078,14.258426966292134,13.348314606741573]

{"sheet":"YCG_24","index":34,"n_rows":19,"n_cols":45,"rows_kept":19,"cut":false,"hidden":true,"merged":[[2,0,2,1],[2,2,2,15],[3,2,3,3],[3,4,3,5],[3,6,3,7],[3,8,3,9],[3,10,3,11],[3,12,3,13],[3,14,3,15],[5,2,6,2],[5,3,6,3],[5,4,6,4],[5,5,6,5],[5,6,6,6],[5,7,6,7],[5,8,6,8],[4,0,6,0],[4,1,6,1],[4,2,4,3],[4,4,4,5],[4,6,4,7],[4,8,4,9],[5,9,6,9],[5,10,6,10],[5,11,6,11],[5,12,6,12],[5,13,6,13],[5,14,6,14],[5,15,6,15],[4,10,4,11],[4,12,4,13],[4,14,4,15],[24,10,24,11],[24,12,24,13],[25,2,26,2],[25,9,26,9],[25,10,26,10],[25,11,26,11],[25,12,26,12],[25,13,26,13],[7,0,10,0],[11,0,14,0],[15,0,18,0],[22,0,23,1],[22,2,22,13],[23,2,23,3],[23,4,23,5],[23,6,23,7],[23,8,23,9],[23,10,23,11],[23,12,23,13],[27,0,30,0],[25,3,26,3],[25,4,26,4],[25,5,26,5],[25,6,26,6],[25,7,26,7],[25,8,26,8],[31,0,34,0],[35,0,38,0],[24,0,26,0],[24,1,26,1],[24,2,24,3],[24,4,24,5],[24,6,24,7],[24,8,24,9],[41,0,42,1],[41,2,41,13],[42,2,42,3],[42,4,42,5],[42,6,42,7],[42,8,42,9],[42,10,42,11],[42,12,42,13],[44,10,45,10],[44,11,45,11],[44,12,45,12],[44,13,45,13],[46,0,49,0],[50,0,53,0],[43,10,43,11],[43,12,43,13],[44,2,45,2],[44,3,45,3],[44,4,45,4],[44,5,45,5],[44,6,45,6],[44,7,45,7],[44,8,45,8],[44,9,45,9],[43,0,45,0],[43,1,45,1],[43,2,43,3],[43,4,43,5],[43,6,43,7],[43,8,43,9],[54,0,57,0],[60,0,61,1],[60,2,60,13],[61,2,61,3],[61,4,61,5],[61,6,61,7],[61,8,61,9],[61,10,61,11],[61,12,61,13],[63,10,64,10],[63,11,64,11],[63,12,64,12],[63,13,64,13],[65,0,68,0],[69,0,72,0],[62,10,62,11],[62,12,62,13],[63,2,64,2],[63,3,64,3],[63,4,64,4],[63,5,64,5],[63,6,64,6],[63,7,64,7],[63,8,64,8],[63,9,64,9],[62,0,64,0],[62,1,64,1],[62,2,62,3],[62,4,62,5],[62,6,62,7],[62,8,62,9],[73,0,76,0],[79,0,80,1],[79,2,79,13],[80,2,80,3],[80,4,80,5],[80,6,80,7],[80,8,80,9],[80,10,80,11],[80,12,80,13],[82,10,83,10],[82,11,83,11],[82,12,83,12],[82,13,83,13],[84,0,87,0],[88,0,91,0],[81,10,81,11],[81,12,81,13],[82,2,83,2],[82,3,83,3],[82,4,83,4],[82,5,83,5],[82,6,83,6],[82,7,83,7],[82,8,83,8],[82,9,83,9],[81,0,83,0],[81,1,83,1],[81,2,81,3],[81,4,81,5],[81,6,81,7],[81,8,81,9],[92,0,95,0],[98,0,99,1],[98,2,98,13],[99,2,99,3],[99,4,99,5],[99,6,99,7],[99,8,99,9],[99,10,99,11],[99,12,99,13],[101,10,102,10],[101,11,102,11],[101,12,102,12],[101,13,102,13],[103,0,106,0],[107,0,110,0],[100,10,100,11],[100,12,100,13],[101,2,102,2],[101,3,102,3],[101,4,102,4],[101,5,102,5],[101,6,102,6],[101,7,102,7],[101,8,102,8],[101,9,102,9],[100,0,102,0],[100,1,102,1],[100,2,100,3],[100,4,100,5],[100,6,100,7],[100,8,100,9],[111,0,114,0],[117,0,118,1],[117,2,117,13],[118,2,118,3],[118,4,118,5],[118,6,118,7],[118,8,118,9],[118,10,118,11],[118,12,118,13],[130,0,133,0],[120,10,121,10],[120,11,121,11],[120,12,121,12],[120,13,121,13],[122,0,125,0],[126,0,129,0],[119,10,119,11],[119,12,119,13],[120,2,121,2],[120,3,121,3],[120,4,121,4],[120,5,121,5],[120,6,121,6],[120,7,121,7],[120,8,121,8],[120,9,121,9],[119,0,121,0],[119,1,121,1],[119,2,119,3],[119,4,119,5],[119,6,119,7],[119,8,119,9]]}
[]
["YCG_24",24]
["Evaporator Air \n",null,"Condenser  Entering Air Temperature ˚F"]
[80,"°F DB",65,null,75,null,85,null,95,null,105,null,115,null,125]
["CFM","EWB†\n˚F","Capacity Mbtuh",null,"Capacity Mbtuh",null,"Capacity Mbtuh",null,"Capacity Mbtuh",null,"Capacity Mbtuh",null,"Capacity Mbtuh",null,"Capacity Mbtuh"]
[null,null,"Total","Sens.","Total","Sens.","Total","Sens.","Total","Sens.","Total","Sens.","Total","Sens.","Total","Sens."]
[null,null,null,null,null,null,null,null,null,null,null,null,null,null,null,null,null,"Total Factors",null,null,null,null,null,null,"Sens. %",null,null,null,null,null,null,"IDB Adj",null,null,null,null,null,null,"Sens Calc"]
[600,72,{"$f":"R8*$I$13","v":27.355932203389827},{"$f":"IF(AM8>C8,C8,AM8)","v":13.728813559322035},{"$f":"S8*$I$13","v":26.745762711864405},{"$f":"IF(AN8>E8,E8,AN8)","v":13.525423728813559},{"$f":"T8*$I$13","v":25.932203389830509},{"$f":"IF(AO8>G8,G8,AO8)","v":13.220338983050846},{"$f":"U8*$I$13","v":25.01694915254237},{"$f":"IF(AP8>I8,I8,AP8)","v":13.01694915254237},{"$f":"V8*$I$13","v":23.491525423728817},{"$f":"IF(AQ8>K8,K8,AQ8)","v":12.40677966101695},{"$f":"W8*$I$13","v":22.067796610169488},{"$f":"IF(AR8>M8,M8,AR8)","v":12},{"$f":"X8*$I$13","v":20.644067796610166},{"$f":"IF(AS8>O8,O8,AS8)","v":11.491525423728811},null,1.1398305084745761,1.1144067796610169,1.0805084745762712,1.0423728813559321,0.97881355932203395,0.9194915254237287,0.86016949152542366,0.50185873605947962,0.50570342205323193,0.50980392156862742,0.52032520325203246,0.52813852813852813,0.54377880184331806,0.55665024630541871,1.06,1.06,1.06,1.06,1.06,1.06,1.06,{"$f":"Y8*C8+($A$4-80)*AF8*$A$8/1000","v":13.728813559322035},{"$f":"Z8*E8+($A$4-80)*AG8*$A$8/1000","v":13.525423728813559},{"$f":"AA8*G8+($A$4-80)*AH8*$A$8/1000","v":13.220338983050846},{"$f":"AB8*I8+($A$4-80)*AI8*$A$8/1000","v":13.01694915254237},{"$f":"AC8*K8+($A$4-80)*AJ8*$A$8/1000","v":12.40677966101695},{"$f":"AD8*M8+($A$4-80)*AK8*$A$8/1000","v":12},{"$f":"AE8*O8+($A$4-80)*AL8*$A$8/1000","v":11.491525423728811}]
[null,67,{"$f":"R9*$I$13","v":25.423728813559318},16.67796610169491,24.711864406779661,{"$f":"IF(AN9>E9,E9,AN9)","v":16.372881355932204},23.898305084745761,{"$f":"IF(AO9>G9,G9,AO9)","v":16.169491525423727},{"$f":"U9*$I$13","v":23.084745762711862},{"$f":"IF(AP9>I9,I9,AP9)","v":15.864406779661016},21.66101694915254,{"$f":"IF(AQ9>K9,K9,AQ9)","v":15.25423728813559},20.338983050847457,{"$f":"IF(AR9>M9,M9,AR9)","v":14.644067796610168},18.915254237288135,{"$f":"IF(AS9>O9,O9,AS9)","v":13.932203389830507},null,1.0593220338983049,1.0296610169491525,0.99576271186440668,0.9618644067796609,0.90254237288135586,0.84745762711864403,0.78813559322033899,0.65599999999999992,0.6625514403292182,0.67659574468085104,0.68722466960352424,0.70422535211267601,0.72,0.73655913978494614,1.06,1.06,1.06,1.06,1.06,1.06,1.06,{"$f":"Y9*C9+($A$4-80)*AF9*$A$8/1000","v":16.67796610169491},{"$f":"Z9*E9+($A$4-80)*AG9*$A$8/1000","v":16.372881355932204},{"$f":"AA9*G9+($A$4-80)*AH9*$A$8/1000","v":16.169491525423727},{"$f":"AB9*I9+($A$4-80)*AI9*$A$8/1000","v":15.864406779661016},{"$f":"AC9*K9+($A$4-80)*AJ9*$A$8/1000","v":15.25423728813559},{"$f":"AD9*M9+($A$4-80)*AK9*$A$8/1000","v":14.644067796610168},{"$f":"AE9*O9+($A$4-80)*AL9*$A$8/1000","v":13.932203389830507}]
[null,62,23.796610169491522,19.932203389830509,22.677966101694913,19.423728813559322,21.966101694915253,19.01694915254237,{"$f":"U10*$I$13","v":21.254237288135592},18.610169491525426,20.033898305084744,17.898305084745765,18.813559322033896,17.288135593220339,17.593220338983048,16.576271186440675,null,0.99152542372881347,0.94491525423728806,0.9152542372881356,0.88559322033898291,0.83474576271186429,0.78389830508474567,0.73305084745762705,0.83760683760683774,0.8565022421524664,0.8657407407407407,0.87559808612440204,0.89340101522842652,0.91891891891891897,0.94219653179190754,1.06,1.06,1.06,1.06,1.06,1.06,1.06,19.932203389830509,{"$f":"Z10*E10+($A$4-80)*AG10*$A$8/1000","v":19.423728813559322},{"$f":"AA10*G10+($A$4-80)*AH10*$A$8/1000","v":19.01694915254237},18.610169491525426,17.898305084745765,17.288135593220339,16.576271186440675]
[null,57,21.35593220338983,20.542372881355931,20.644067796610166,19.830508474576266,20.237288135593218,19.423728813559322,{"$f":"U11*$I$13","v":19.83050847457627},19.118644067796609,18.711864406779661,18,17.593220338983048,16.881355932203387,16.372881355932204,15.762711864406779,null,0.88983050847457623,0.86016949152542366,0.84322033898305071,0.82627118644067787,0.77966101694915246,0.73305084745762705,0.68220338983050854,0.96190476190476182,0.96059113300492605,0.95979899497487453,0.96410256410256412,0.96195652173913049,0.95953757225433534,0.96273291925465831,1.06,1.06,1.06,1.06,1.06,1.06,1.06,20.542372881355931,{"$f":"Z11*E11+($A$4-80)*AG11*$A$8/1000","v":19.830508474576266},{"$f":"AA11*G11+($A$4-80)*AH11*$A$8/1000","v":19.423728813559322},{"$f":"AB11*I11+($A$4-80)*AI11*$A$8/1000","v":19.118644067796609},18,16.881355932203387,15.762711864406779]
[800,72,28.067796610169491,15.050847457627119,27.559322033898304,15.050847457627119,26.644067796610166,14.745762711864405,{"$f":"U12*$I$13","v":25.830508474576266},14.440677966101692,24.305084745762713,13.932203389830509,22.881355932203387,13.42372881355932,21.457627118644069,12.915254237288133,null,1.1694915254237288,1.1483050847457628,1.1101694915254237,1.0762711864406778,1.0127118644067796,0.95338983050847448,0.89406779661016955,0.53623188405797106,0.54612546125461259,0.55343511450381677,0.55905511811023623,0.57322175732217573,0.58666666666666667,0.60189573459715628,1.06,1.06,1.06,1.06,1.06,1.06,1.06,{"$f":"Y12*C12+($A$4-80)*AF12*$A$12/1000","v":15.050847457627119},{"$f":"Z12*E12+($A$4-80)*AG12*$A$12/1000","v":15.050847457627119},{"$f":"AA12*G12+($A$4-80)*AH12*$A$12/1000","v":14.745762711864405},{"$f":"AB12*I12+($A$4-80)*AI12*$A$12/1000","v":14.440677966101692},{"$f":"AC12*K12+($A$4-80)*AJ12*$A$12/1000","v":13.932203389830509},{"$f":"AD12*M12+($A$4-80)*AK12*$A$12/1000","v":13.42372881355932},{"$f":"AE12*O12+($A$4-80)*AL12*$A$12/1000","v":12.915254237288133}]
[null,67,26.338983050847457,18.610169491525426,25.525423728813561,18.610169491525426,24.813559322033896,18.305084745762713,{"$f":"B2","v":24},18.101694915254235,22.474576271186443,17.491525423728813,21.050847457627114,16.779661016949149,19.627118644067796,16.16949152542373,null,1.097457627118644,1.0635593220338984,1.0338983050847457,1,0.93644067796610175,0.87711864406779649,0.81779661016949146,0.70656370656370659,0.72908366533864544,0.73770491803278693,0.75423728813559321,0.77828054298642524,0.79710144927536231,0.82383419689119175,1.06,1.06,1.06,1.06,1.06,1.06,1.06,{"$f":"Y13*C13+($A$4-80)*AF13*$A$12/1000","v":18.610169491525426},{"$f":"Z13*E13+($A$4-80)*AG13*$A$12/1000","v":18.610169491525426},{"$f":"AA13*G13+($A$4-80)*AH13*$A$12/1000","v":18.305084745762713},{"$f":"AB13*I13+($A$4-80)*AI13*$A$12/1000","v":18.101694915254235},{"$f":"AC13*K13+($A$4-80)*AJ13*$A$12/1000","v":17.491525423728813},{"$f":"AD13*M13+($A$4-80)*AK13*$A$12/1000","v":16.779661016949149},{"$f":"AE13*O13+($A$4-80)*AL13*$A$12/1000","v":16.16949152542373}]
[null,62,25.01694915254237,22.372881355932201,24,21.864406779661014,23.389830508474574,21.254237288135592,{"$f":"U14*$I$13","v":22.677966101694913},20.644067796610166,21.457627118644069,19.728813559322031,20.237288135593218,18.813559322033896,19.01694915254237,17.898305084745761,null,1.0423728813559321,1,0.97457627118644063,0.94491525423728806,0.89406779661016955,0.84322033898305071,0.79237288135593209,0.89430894308943087,0.91101694915254228,0.90869565217391302,0.91031390134529144,0.91943127962085291,0.92964824120603018,0.94117647058823539,1.06,1.06,1.06,1.06,1.06,1.06,1.06,22.372881355932201,{"$f":"Z14*E14+($A$4-80)*AG14*$A$12/1000","v":21.864406779661014},{"$f":"AA14*G14+($A$4-80)*AH14*$A$12/1000","v":21.254237288135592},20.644067796610166,19.728813559322031,18.813559322033896,17.898305084745761]
[null,57,22.983050847457626,22.067796610169488,22.16949152542373,21.35593220338983,21.66101694915254,20.84745762711864,21.152542372881356,20.338983050847457,19.83050847457627,19.118644067796609,18.711864406779661,18,17.491525423728813,16.779661016949152,null,0.9576271186440678,0.92372881355932202,0.90254237288135586,0.88135593220338981,0.82627118644067787,0.77966101694915246,0.72881355932203384,0.96017699115044242,0.96330275229357798,0.96244131455399062,0.96153846153846145,0.96410256410256412,0.96195652173913049,0.95930232558139539,1.06,1.06,1.06,1.06,1.06,1.06,1.06,22.067796610169488,{"$f":"Z15*E15+($A$4-80)*AG15*$A$12/1000","v":21.35593220338983},{"$f":"AA15*G15+($A$4-80)*AH15*$A$12/1000","v":20.84745762711864},20.338983050847457,19.118644067796609,18,16.779661016949152]
[1000,72,28.677966101694913,16.372881355932204,28.372881355932201,16.474576271186439,27.457627118644062,16.169491525423727,26.644067796610166,15.864406779661016,25.220338983050844,15.355932203389829,23.694915254237287,14.847457627118644,22.271186440677962,14.338983050847455,null,1.1949152542372881,1.1822033898305084,1.1440677966101693,1.1101694915254237,1.0508474576271185,0.98728813559322026,0.92796610169491511,0.57092198581560294,0.58064516129032262,0.58888888888888891,0.59541984732824427,0.6088709677419355,0.62660944206008584,0.64383561643835618,1.06,1.06,1.06,1.06,1.06,1.06,1.06,{"$f":"Y16*C16+($A$4-80)*AF16*$A$16/1000","v":16.372881355932204},{"$f":"Z16*E16+($A$4-80)*AG16*$A$16/1000","v":16.474576271186439},{"$f":"AA16*G16+($A$4-80)*AH16*$A$16/1000","v":16.169491525423727},{"$f":"AB16*I16+($A$4-80)*AI16*$A$16/1000","v":15.864406779661016},{"$f":"AC16*K16+($A$4-80)*AJ16*$A$16/1000","v":15.355932203389829},{"$f":"AD16*M16+($A$4-80)*AK16*$A$16/1000","v":14.847457627118644},{"$f":"AE16*O16+($A$4-80)*AL16*$A$16/1000","v":14.338983050847455}]
[null,67,27.152542372881353,20.440677966101696,26.440677966101696,20.847457627118644,25.627118644067792,20.542372881355931,24.915254237288131,20.338983050847453,23.389830508474574,19.627118644067796,21.864406779661014,19.01694915254237,20.440677966101696,18.406779661016952,null,1.1313559322033897,1.1016949152542372,1.0677966101694913,1.0381355932203389,0.97457627118644063,0.91101694915254228,0.85169491525423735,0.75280898876404501,0.78846153846153844,0.80158730158730163,0.81632653061224492,0.83913043478260874,0.86976744186046506,0.90049751243781095,1.06,1.06,1.06,1.06,1.06,1.06,1.06,{"$f":"Y17*C17+($A$4-80)*AF17*$A$16/1000","v":20.440677966101696},{"$f":"Z17*E17+($A$4-80)*AG17*$A$16/1000","v":20.847457627118644},{"$f":"AA17*G17+($A$4-80)*AH17*$A$16/1000","v":20.542372881355931},{"$f":"AB17*I17+($A$4-80)*AI17*$A$16/1000","v":20.338983050847453},{"$f":"AC17*K17+($A$4-80)*AJ17*$A$16/1000","v":19.627118644067796},{"$f":"AD17*M17+($A$4-80)*AK17*$A$16/1000","v":19.01694915254237},{"$f":"AE17*O17+($A$4-80)*AL17*$A$16/1000","v":18.406779661016952}]
[null,62,26.237288135593218,24.813559322033893,25.322033898305079,24.305084745762706,24.711864406779661,23.491525423728813,24.203389830508474,22.677966101694913,22.881355932203387,21.559322033898301,21.66101694915254,20.440677966101696,20.440677966101696,19.322033898305083,null,1.0932203389830508,1.0550847457627117,1.0296610169491525,1.0084745762711864,0.95338983050847448,0.90254237288135586,0.85169491525423735,0.94573643410852704,0.95983935742971882,0.95061728395061729,0.93697478991596639,0.94222222222222218,0.94366197183098599,0.94527363184079594,1.06,1.06,1.06,1.06,1.06,1.06,1.06,24.813559322033893,{"$f":"Z18*E18+($A$4-80)*AG18*$A$16/1000","v":24.305084745762706},{"$f":"AA18*G18+($A$4-80)*AH18*$A$16/1000","v":23.491525423728813},22.677966101694913,21.559322033898301,20.440677966101696,19.322033898305083]
[null,57,24.508474576271183,23.593220338983045,23.694915254237287,22.779661016949149,23.084745762711862,22.169491525423727,22.372881355932201,21.559322033898301,21.050847457627114,20.237288135593214,19.83050847457627,19.01694915254237,18.508474576271183,17.796610169491522,null,1.021186440677966,0.98728813559322026,0.9618644067796609,0.93220338983050843,0.87711864406779649,0.82627118644067787,0.77118644067796605,0.96265560165975095,0.9613733905579398,0.96035242290748901,0.96363636363636362,0.96135265700483086,0.9589743589743589,0.96153846153846156,1.06,1.06,1.06,1.06,1.06,1.06,1.06,23.593220338983045,{"$f":"Z19*E19+($A$4-80)*AG19*$A$16/1000","v":22.779661016949149},{"$f":"AA19*G19+($A$4-80)*AH19*$A$16/1000","v":22.169491525423727},21.559322033898301,20.237288135593214,19.01694915254237,17.796610169491522]

{"sheet":"YCG_30","index":35,"n_rows":19,"n_cols":45,"rows_kept":19,"cut":false,"hidden":true,"merged":[[2,0,2,1],[2,2,2,15],[3,2,3,3],[3,4,3,5],[3,6,3,7],[3,8,3,9],[3,10,3,11],[3,12,3,13],[3,14,3,15],[5,2,6,2],[5,3,6,3],[5,4,6,4],[5,5,6,5],[5,6,6,6],[5,7,6,7],[5,8,6,8],[4,0,6,0],[4,1,6,1],[4,2,4,3],[4,4,4,5],[4,6,4,7],[4,8,4,9],[5,9,6,9],[5,10,6,10],[5,11,6,11],[5,12,6,12],[5,13,6,13],[5,14,6,14],[5,15,6,15],[4,10,4,11],[4,12,4,13],[4,14,4,15],[24,10,24,11],[24,12,24,13],[25,2,26,2],[25,9,26,9],[25,10,26,10],[25,11,26,11],[25,12,26,12],[25,13,26,13],[7,0,10,0],[11,0,14,0],[15,0,18,0],[22,0,23,1],[22,2,22,13],[23,2,23,3],[23,4,23,5],[23,6,23,7],[23,8,23,9],[23,10,23,11],[23,12,23,13],[27,0,30,0],[25,3,26,3],[25,4,26,4],[25,5,26,5],[25,6,26,6],[25,7,26,7],[25,8,26,8],[31,0,34,0],[35,0,38,0],[24,0,26,0],[24,1,26,1],[24,2,24,3],[24,4,24,5],[24,6,24,7],[24,8,24,9],[41,0,42,1],[41,2,41,13],[42,2,42,3],[42,4,42,5],[42,6,42,7],[42,8,42,9],[42,10,42,11],[42,12,42,13],[44,10,45,10],[44,11,45,11],[44,12,45,12],[44,13,45,13],[46,0,49,0],[50,0,53,0],[43,10,43,11],[43,12,43,13],[44,2,45,2],[44,3,45,3],[44,4,45,4],[44,5,45,5],[44,6,45,6],[44,7,45,7],[44,8,45,8],[44,9,45,9],[43,0,45,0],[43,1,45,1],[43,2,43,3],[43,4,43,5],[43,6,43,7],[43,8,43,9],[54,0,57,0],[60,0,61,1],[60,2,60,13],[61,2,61,3],[61,4,61,5],[61,6,61,7],[61,8,61,9],[61,10,61,11],[61,12,61,13],[63,10,64,10],[63,11,64,11],[63,12,64,12],[63,13,64,13],[65,0,68,0],[69,0,72,0],[62,10,62,11],[62,12,62,13],[63,2,64,2],[63,3,64,3],[63,4,64,4],[63,5,64,5],[63,6,64,6],[63,7,64,7],[63,8,64,8],[63,9,64,9],[62,0,64,0],[62,1,64,1],[62,2,62,3],[62,4,62,5],[62,6,62,7],[62,8,62,9],[73,0,76,0],[79,0,80,1],[79,2,79,13],[80,2,80,3],[80,4,80,5],[80,6,80,7],[80,8,80,9],[80,10,80,11],[80,12,80,13],[82,10,83,10],[82,11,83,11],[82,12,83,12],[82,13,83,13],[84,0,87,0],[88,0,91,0],[81,10,81,11],[81,12,81,13],[82,2,83,2],[82,3,83,3],[82,4,83,4],[82,5,83,5],[82,6,83,6],[82,7,83,7],[82,8,83,8],[82,9,83,9],[81,0,83,0],[81,1,83,1],[81,2,81,3],[81,4,81,5],[81,6,81,7],[81,8,81,9],[92,0,95,0],[98,0,99,1],[98,2,98,13],[99,2,99,3],[99,4,99,5],[99,6,99,7],[99,8,99,9],[99,10,99,11],[99,12,99,13],[101,10,102,10],[101,11,102,11],[101,12,102,12],[101,13,102,13],[103,0,106,0],[107,0,110,0],[100,10,100,11],[100,12,100,13],[101,2,102,2],[101,3,102,3],[101,4,102,4],[101,5,102,5],[101,6,102,6],[101,7,102,7],[101,8,102,8],[101,9,102,9],[100,0,102,0],[100,1,102,1],[100,2,100,3],[100,4,100,5],[100,6,100,7],[100,8,100,9],[111,0,114,0],[117,0,118,1],[117,2,117,13],[118,2,118,3],[118,4,118,5],[118,6,118,7],[118,8,118,9],[118,10,118,11],[118,12,118,13],[130,0,133,0],[120,10,121,10],[120,11,121,11],[120,12,121,12],[120,13,121,13],[122,0,125,0],[126,0,129,0],[119,10,119,11],[119,12,119,13],[120,2,121,2],[120,3,121,3],[120,4,121,4],[120,5,121,5],[120,6,121,6],[120,7,121,7],[120,8,121,8],[120,9,121,9],[119,0,121,0],[119,1,121,1],[119,2,119,3],[119,4,119,5],[119,6,119,7],[119,8,119,9]]}
[]
["YCG_30",30]
["Evaporator Air \n",null,"Condenser  Entering Air Temperature ˚F"]
[80,"°F DB",65,null,75,null,85,null,95,null,105,null,115,null,125]
["CFM","EWB†\n˚F","Capacity Mbtuh",null,"Capacity Mbtuh",null,"Capacity Mbtuh",null,"Capacity Mbtuh",null,"Capacity Mbtuh",null,"Capacity Mbtuh",null,"Capacity Mbtuh"]
[null,null,"Total","Sens.","Total","Sens.","Total","Sens.","Total","Sens.","Total","Sens.","Total","Sens.","Total","Sens."]
[null,null,null,null,null,null,null,null,null,null,null,null,null,null,null,null,null,"Total Factors",null,null,null,null,null,null,"Sens. %",null,null,null,null,null,null,"IDB Adj",null,null,null,null,null,null,"Sens Calc"]
[800,72,{"$f":"R8*$I$13","v":34.75352112676056},{"$f":"IF(AM8>C8,C8,AM8)","v":16.58450704225352},{"$f":"S8*$I$13","v":33.908450704225359},{"$f":"IF(AN8>E8,E8,AN8)","v":16.373239436619723},{"$f":"T8*$I$13","v":33.063380281690144},{"$f":"IF(AO8>G8,G8,AO8)","v":16.161971830985916},{"$f":"U8*$I$13","v":32.218309859154928},{"$f":"IF(AP8>I8,I8,AP8)","v":15.950704225352112},{"$f":"V8*$I$13","v":30.422535211267604},{"$f":"IF(AQ8>K8,K8,AQ8)","v":15.316901408450702},{"$f":"W8*$I$13","v":28.626760563380284},{"$f":"IF(AR8>M8,M8,AR8)","v":14.683098591549294},{"$f":"X8*$I$13","v":26.83098591549296},{"$f":"IF(AS8>O8,O8,AS8)","v":14.154929577464792},null,1.158450704225352,1.1302816901408452,1.102112676056338,1.073943661971831,1.0140845070422535,0.95422535211267612,0.89436619718309862,0.47720364741641336,0.48286604361370716,0.48881789137380194,0.49508196721311476,0.50347222222222221,0.51291512915129145,0.5275590551181103,1.06,1.06,1.06,1.06,1.06,1.06,1.06,{"$f":"Y8*C8+($A$4-80)*AF8*$A$8/1000","v":16.58450704225352},{"$f":"Z8*E8+($A$4-80)*AG8*$A$8/1000","v":16.373239436619723},{"$f":"AA8*G8+($A$4-80)*AH8*$A$8/1000","v":16.161971830985916},{"$f":"AB8*I8+($A$4-80)*AI8*$A$8/1000","v":15.950704225352112},{"$f":"AC8*K8+($A$4-80)*AJ8*$A$8/1000","v":15.316901408450702},{"$f":"AD8*M8+($A$4-80)*AK8*$A$8/1000","v":14.683098591549294},{"$f":"AE8*O8+($A$4-80)*AL8*$A$8/1000","v":14.154929577464792}]
[null,67,{"$f":"R9*$I$13","v":32.852112676056343},21.654929577464792,32.112676056338024,{"$f":"IF(AN9>E9,E9,AN9)","v":21.338028169014084},30.422535211267604,{"$f":"IF(AO9>G9,G9,AO9)","v":20.598591549295776},{"$f":"U9*$I$13","v":28.732394366197184},{"$f":"IF(AP9>I9,I9,AP9)","v":19.964788732394364},27.253521126760567,{"$f":"IF(AQ9>K9,K9,AQ9)","v":19.330985915492963},25.774647887323944,{"$f":"IF(AR9>M9,M9,AR9)","v":18.591549295774652},24.295774647887324,{"$f":"IF(AS9>O9,O9,AS9)","v":17.95774647887324},null,1.0950704225352115,1.0704225352112675,1.0140845070422535,0.95774647887323949,0.90845070422535223,0.85915492957746475,0.8098591549295775,0.65916398713826363,0.66447368421052633,0.67708333333333337,0.69485294117647056,0.70930232558139539,0.7213114754098362,0.73913043478260865,1.06,1.06,1.06,1.06,1.06,1.06,1.06,{"$f":"Y9*C9+($A$4-80)*AF9*$A$8/1000","v":21.654929577464792},{"$f":"Z9*E9+($A$4-80)*AG9*$A$8/1000","v":21.338028169014084},{"$f":"AA9*G9+($A$4-80)*AH9*$A$8/1000","v":20.598591549295776},{"$f":"AB9*I9+($A$4-80)*AI9*$A$8/1000","v":19.964788732394364},{"$f":"AC9*K9+($A$4-80)*AJ9*$A$8/1000","v":19.330985915492963},{"$f":"AD9*M9+($A$4-80)*AK9*$A$8/1000","v":18.591549295774652},{"$f":"AE9*O9+($A$4-80)*AL9*$A$8/1000","v":17.95774647887324}]
[null,62,29.788732394366196,25.352112676056336,28.732394366197184,25.035211267605636,27.359154929577464,24.295774647887324,{"$f":"U10*$I$13","v":25.880281690140848},23.450704225352116,25.035211267605632,23.239436619718308,24.295774647887324,22.922535211267604,23.556338028169016,22.711267605633804,null,0.99295774647887325,0.95774647887323949,0.9119718309859155,0.86267605633802824,0.83450704225352113,0.8098591549295775,0.78521126760563387,0.85106382978723405,0.87132352941176472,0.88803088803088803,0.90612244897959182,0.92827004219409281,0.94347826086956521,0.9641255605381166,1.06,1.06,1.06,1.06,1.06,1.06,1.06,25.352112676056336,{"$f":"Z10*E10+($A$4-80)*AG10*$A$8/1000","v":25.035211267605636},{"$f":"AA10*G10+($A$4-80)*AH10*$A$8/1000","v":24.295774647887324},23.450704225352116,23.239436619718308,22.922535211267604,22.711267605633804]
[null,57,28.838028169014088,28.52112676056338,27.676056338028168,27.253521126760564,27.042253521126764,26.619718309859156,{"$f":"U11*$I$13","v":26.408450704225352},25.880281690140844,24.929577464788736,24.507042253521128,23.450704225352116,23.133802816901408,22.077464788732396,21.760563380281695,null,0.96126760563380287,0.92253521126760563,0.90140845070422548,0.88028169014084512,0.83098591549295786,0.78169014084507049,0.7359154929577465,0.98901098901098894,0.984732824427481,0.98437499999999989,0.98,0.98305084745762705,0.9864864864864864,0.98564593301435421,1.06,1.06,1.06,1.06,1.06,1.06,1.06,28.52112676056338,{"$f":"Z11*E11+($A$4-80)*AG11*$A$8/1000","v":27.253521126760564},{"$f":"AA11*G11+($A$4-80)*AH11*$A$8/1000","v":26.619718309859156},{"$f":"AB11*I11+($A$4-80)*AI11*$A$8/1000","v":25.880281690140844},24.507042253521128,23.133802816901408,21.760563380281695]
[1000,72,36.232394366197184,17.640845070422536,35.387323943661976,17.535211267605639,34.436619718309856,17.323943661971828,{"$f":"U12*$I$13","v":33.485915492957744},17.218309859154928,31.584507042253524,16.584507042253524,29.6830985915493,15.845070422535212,27.781690140845072,15.211267605633804,null,1.2077464788732395,1.1795774647887325,1.147887323943662,1.1161971830985915,1.0528169014084507,0.98943661971830998,0.92605633802816911,0.48688046647230321,0.49552238805970156,0.50306748466257667,0.51419558359621453,0.52508361204013376,0.53380782918149461,0.54752851711026618,1.06,1.06,1.06,1.06,1.06,1.06,1.06,{"$f":"Y12*C12+($A$4-80)*AF12*$A$12/1000","v":17.640845070422536},{"$f":"Z12*E12+($A$4-80)*AG12*$A$12/1000","v":17.535211267605639},{"$f":"AA12*G12+($A$4-80)*AH12*$A$12/1000","v":17.323943661971828},{"$f":"AB12*I12+($A$4-80)*AI12*$A$12/1000","v":17.218309859154928},{"$f":"AC12*K12+($A$4-80)*AJ12*$A$12/1000","v":16.584507042253524},{"$f":"AD12*M12+($A$4-80)*AK12*$A$12/1000","v":15.845070422535212},{"$f":"AE12*O12+($A$4-80)*AL12*$A$12/1000","v":15.211267605633804}]
[null,67,34.542253521126767,23.76760563380282,34.014084507042263,23.661971830985916,32.007042253521128,22.922535211267608,{"$f":"B2","v":30},22.183098591549296,28.521126760563384,21.443661971830988,27.042253521126764,20.809859154929576,25.56338028169014,20.070422535211268,null,1.1514084507042255,1.1338028169014087,1.0669014084507042,1,0.95070422535211274,0.90140845070422548,0.852112676056338,0.68807339449541283,0.69565217391304335,0.71617161716171618,0.73943661971830987,0.75185185185185188,0.76953124999999989,0.78512396694214881,1.06,1.06,1.06,1.06,1.06,1.06,1.06,{"$f":"Y13*C13+($A$4-80)*AF13*$A$12/1000","v":23.76760563380282},{"$f":"Z13*E13+($A$4-80)*AG13*$A$12/1000","v":23.661971830985916},{"$f":"AA13*G13+($A$4-80)*AH13*$A$12/1000","v":22.922535211267608},{"$f":"AB13*I13+($A$4-80)*AI13*$A$12/1000","v":22.183098591549296},{"$f":"AC13*K13+($A$4-80)*AJ13*$A$12/1000","v":21.443661971830988},{"$f":"AD13*M13+($A$4-80)*AK13*$A$12/1000","v":20.809859154929576},{"$f":"AE13*O13+($A$4-80)*AL13*$A$12/1000","v":20.070422535211268}]
[null,62,31.478873239436624,28.20422535211268,30.633802816901408,28.098591549295776,28.838028169014088,27.042253521126764,{"$f":"U14*$I$13","v":27.147887323943664},26.091549295774652,26.197183098591552,25.457746478873243,25.35211267605634,24.823943661971832,24.507042253521128,24.190140845070424,null,1.0492957746478875,1.0211267605633803,0.96126760563380287,0.90492957746478875,0.87323943661971837,0.84507042253521136,0.81690140845070425,0.89597315436241609,0.91724137931034488,0.93772893772893773,0.96108949416342415,0.97177419354838712,0.97916666666666663,0.98706896551724133,1.06,1.06,1.06,1.06,1.06,1.06,1.06,28.20422535211268,{"$f":"Z14*E14+($A$4-80)*AG14*$A$12/1000","v":28.098591549295776},{"$f":"AA14*G14+($A$4-80)*AH14*$A$12/1000","v":27.042253521126764},26.091549295774652,25.457746478873243,24.823943661971832,24.190140845070424]
[null,57,31.056338028169012,30.633802816901408,29.894366197183103,29.471830985915496,29.154929577464792,28.626760563380284,28.415492957746476,27.781690140845068,26.83098591549296,26.197183098591552,25.246478873239436,24.718309859154928,23.661971830985912,23.133802816901404,null,1.0352112676056338,0.99647887323943674,0.97183098591549311,0.94718309859154926,0.89436619718309862,0.84154929577464788,0.78873239436619713,0.98639455782312935,0.98586572438162534,0.98188405797101452,0.97769516728624539,0.97637795275590555,0.97907949790794979,0.9776785714285714,1.06,1.06,1.06,1.06,1.06,1.06,1.06,30.633802816901408,{"$f":"Z15*E15+($A$4-80)*AG15*$A$12/1000","v":29.471830985915496},{"$f":"AA15*G15+($A$4-80)*AH15*$A$12/1000","v":28.626760563380284},27.781690140845068,26.197183098591552,24.718309859154928,23.133802816901404]
[1200,72,37.711267605633807,18.697183098591552,36.971830985915496,18.591549295774652,35.91549295774648,18.591549295774652,34.859154929577464,18.485915492957744,32.74647887323944,17.74647887323944,30.739436619718312,17.112676056338028,28.732394366197184,16.373239436619716,null,1.257042253521127,1.2323943661971832,1.1971830985915493,1.1619718309859155,1.091549295774648,1.0246478873239437,0.95774647887323949,0.49579831932773105,0.50285714285714289,0.51764705882352946,0.53030303030303028,0.54193548387096779,0.55670103092783496,0.56985294117647056,1.06,1.06,1.06,1.06,1.06,1.06,1.06,{"$f":"Y16*C16+($A$4-80)*AF16*$A$16/1000","v":18.697183098591552},{"$f":"Z16*E16+($A$4-80)*AG16*$A$16/1000","v":18.591549295774652},{"$f":"AA16*G16+($A$4-80)*AH16*$A$16/1000","v":18.591549295774652},{"$f":"AB16*I16+($A$4-80)*AI16*$A$16/1000","v":18.485915492957744},{"$f":"AC16*K16+($A$4-80)*AJ16*$A$16/1000","v":17.74647887323944},{"$f":"AD16*M16+($A$4-80)*AK16*$A$16/1000","v":17.112676056338028},{"$f":"AE16*O16+($A$4-80)*AL16*$A$16/1000","v":16.373239436619716}]
[null,67,36.126760563380287,25.880281690140848,35.91549295774648,26.091549295774648,33.591549295774648,25.246478873239436,31.267605633802823,24.401408450704228,29.788732394366196,23.661971830985912,28.30985915492958,22.922535211267608,26.83098591549296,22.1830985915493,null,1.2042253521126762,1.1971830985915493,1.119718309859155,1.0422535211267607,0.99295774647887325,0.94366197183098599,0.89436619718309862,0.71637426900584789,0.72647058823529409,0.7515723270440251,0.78040540540540537,0.7943262411347517,0.80970149253731338,0.82677165354330717,1.06,1.06,1.06,1.06,1.06,1.06,1.06,{"$f":"Y17*C17+($A$4-80)*AF17*$A$16/1000","v":25.880281690140848},{"$f":"Z17*E17+($A$4-80)*AG17*$A$16/1000","v":26.091549295774648},{"$f":"AA17*G17+($A$4-80)*AH17*$A$16/1000","v":25.246478873239436},{"$f":"AB17*I17+($A$4-80)*AI17*$A$16/1000","v":24.401408450704228},{"$f":"AC17*K17+($A$4-80)*AJ17*$A$16/1000","v":23.661971830985912},{"$f":"AD17*M17+($A$4-80)*AK17*$A$16/1000","v":22.922535211267608},{"$f":"AE17*O17+($A$4-80)*AL17*$A$16/1000","v":22.1830985915493}]
[null,62,33.063380281690144,31.161971830985919,32.429577464788736,31.161971830985919,30.422535211267604,29.894366197183096,28.415492957746476,28.415492957746476,27.359154929577464,27.359154929577464,26.408450704225352,26.408450704225352,25.457746478873243,25.457746478873243,null,1.102112676056338,1.0809859154929577,1.0140845070422535,0.94718309859154926,0.9119718309859155,0.88028169014084512,0.84859154929577474,0.94249201277955275,0.96091205211726383,0.98263888888888884,1,1,1,1,1.06,1.06,1.06,1.06,1.06,1.06,1.06,31.161971830985919,{"$f":"Z18*E18+($A$4-80)*AG18*$A$16/1000","v":31.161971830985919},{"$f":"AA18*G18+($A$4-80)*AH18*$A$16/1000","v":29.894366197183096},28.415492957746476,27.359154929577464,26.408450704225352,25.457746478873243]
[null,57,33.169014084507047,32.852112676056343,32.218309859154928,31.584507042253517,31.37323943661972,30.739436619718315,30.422535211267604,29.788732394366196,28.732394366197184,27.992957746478872,27.042253521126764,26.302816901408452,25.246478873239436,24.612676056338028,null,1.1056338028169015,1.073943661971831,1.045774647887324,1.0140845070422535,0.95774647887323949,0.90140845070422548,0.84154929577464788,0.99044585987261158,0.98032786885245893,0.97979797979797989,0.97916666666666663,0.97426470588235292,0.97265624999999989,0.97489539748953979,1.06,1.06,1.06,1.06,1.06,1.06,1.06,32.852112676056343,{"$f":"Z19*E19+($A$4-80)*AG19*$A$16/1000","v":31.584507042253517},{"$f":"AA19*G19+($A$4-80)*AH19*$A$16/1000","v":30.739436619718315},29.788732394366196,27.992957746478872,26.302816901408452,24.612676056338028]

{"sheet":"YCG_36","index":36,"n_rows":19,"n_cols":45,"rows_kept":19,"cut":false,"hidden":true,"merged":[[2,0,2,1],[2,2,2,15],[3,2,3,3],[3,4,3,5],[3,6,3,7],[3,8,3,9],[3,10,3,11],[3,12,3,13],[3,14,3,15],[5,2,6,2],[5,3,6,3],[5,4,6,4],[5,5,6,5],[5,6,6,6],[5,7,6,7],[5,8,6,8],[4,0,6,0],[4,1,6,1],[4,2,4,3],[4,4,4,5],[4,6,4,7],[4,8,4,9],[5,9,6,9],[5,10,6,10],[5,11,6,11],[5,12,6,12],[5,13,6,13],[5,14,6,14],[5,15,6,15],[4,10,4,11],[4,12,4,13],[4,14,4,15],[24,10,24,11],[24,12,24,13],[25,2,26,2],[25,9,26,9],[25,10,26,10],[25,11,26,11],[25,12,26,12],[25,13,26,13],[7,0,10,0],[11,0,14,0],[15,0,18,0],[22,0,23,1],[22,2,22,13],[23,2,23,3],[23,4,23,5],[23,6,23,7],[23,8,23,9],[23,10,23,11],[23,12,23,13],[27,0,30,0],[25,3,26,3],[25,4,26,4],[25,5,26,5],[25,6,26,6],[25,7,26,7],[25,8,26,8],[31,0,34,0],[35,0,38,0],[24,0,26,0],[24,1,26,1],[24,2,24,3],[24,4,24,5],[24,6,24,7],[24,8,24,9],[41,0,42,1],[41,2,41,13],[42,2,42,3],[42,4,42,5],[42,6,42,7],[42,8,42,9],[42,10,42,11],[42,12,42,13],[44,10,45,10],[44,11,45,11],[44,12,45,12],[44,13,45,13],[46,0,49,0],[50,0,53,0],[43,10,43,11],[43,12,43,13],[44,2,45,2],[44,3,45,3],[44,4,45,4],[44,5,45,5],[44,6,45,6],[44,7,45,7],[44,8,45,8],[44,9,45,9],[43,0,45,0],[43,1,45,1],[43,2,43,3],[43,4,43,5],[43,6,43,7],[43,8,43,9],[54,0,57,0],[60,0,61,1],[60,2,60,13],[61,2,61,3],[61,4,61,5],[61,6,61,7],[61,8,61,9],[61,10,61,11],[61,12,61,13],[63,10,64,10],[63,11,64,11],[63,12,64,12],[63,13,64,13],[65,0,68,0],[69,0,72,0],[62,10,62,11],[62,12,62,13],[63,2,64,2],[63,3,64,3],[63,4,64,4],[63,5,64,5],[63,6,64,6],[63,7,64,7],[63,8,64,8],[63,9,64,9],[62,0,64,0],[62,1,64,1],[62,2,62,3],[62,4,62,5],[62,6,62,7],[62,8,62,9],[73,0,76,0],[79,0,80,1],[79,2,79,13],[80,2,80,3],[80,4,80,5],[80,6,80,7],[80,8,80,9],[80,10,80,11],[80,12,80,13],[82,10,83,10],[82,11,83,11],[82,12,83,12],[82,13,83,13],[84,0,87,0],[88,0,91,0],[81,10,81,11],[81,12,81,13],[82,2,83,2],[82,3,83,3],[82,4,83,4],[82,5,83,5],[82,6,83,6],[82,7,83,7],[82,8,83,8],[82,9,83,9],[81,0,83,0],[81,1,83,1],[81,2,81,3],[81,4,81,5],[81,6,81,7],[81,8,81,9],[92,0,95,0],[98,0,99,1],[98,2,98,13],[99,2,99,3],[99,4,99,5],[99,6,99,7],[99,8,99,9],[99,10,99,11],[99,12,99,13],[101,10,102,10],[101,11,102,11],[101,12,102,12],[101,13,102,13],[103,0,106,0],[107,0,110,0],[100,10,100,11],[100,12,100,13],[101,2,102,2],[101,3,102,3],[101,4,102,4],[101,5,102,5],[101,6,102,6],[101,7,102,7],[101,8,102,8],[101,9,102,9],[100,0,102,0],[100,1,102,1],[100,2,100,3],[100,4,100,5],[100,6,100,7],[100,8,100,9],[111,0,114,0],[117,0,118,1],[117,2,117,13],[118,2,118,3],[118,4,118,5],[118,6,118,7],[118,8,118,9],[118,10,118,11],[118,12,118,13],[130,0,133,0],[120,10,121,10],[120,11,121,11],[120,12,121,12],[120,13,121,13],[122,0,125,0],[126,0,129,0],[119,10,119,11],[119,12,119,13],[120,2,121,2],[120,3,121,3],[120,4,121,4],[120,5,121,5],[120,6,121,6],[120,7,121,7],[120,8,121,8],[120,9,121,9],[119,0,121,0],[119,1,121,1],[119,2,119,3],[119,4,119,5],[119,6,119,7],[119,8,119,9]]}
[]
["YCG_36",36]
["Evaporator Air \n",null,"Condenser  Entering Air Temperature ˚F"]
[80,"°F DB",65,null,75,null,85,null,95,null,105,null,115,null,125]
["CFM","EWB†\n˚F","Capacity Mbtuh",null,"Capacity Mbtuh",null,"Capacity Mbtuh",null,"Capacity Mbtuh",null,"Capacity Mbtuh",null,"Capacity Mbtuh",null,"Capacity Mbtuh"]
[null,null,"Total","Sens.","Total","Sens.","Total","Sens.","Total","Sens.","Total","Sens.","Total","Sens.","Total","Sens."]
[null,null,null,null,null,null,null,null,null,null,null,null,null,null,null,null,null,"Total Factors",null,null,null,null,null,null,"Sens. %",null,null,null,null,null,null,"IDB Adj",null,null,null,null,null,null,"Sens Calc"]
[1000,72,{"$f":"R8*$I$13","v":39.700000000000003},{"$f":"IF(AM8>C8,C8,AM8)","v":18.8},{"$f":"S8*$I$13","v":41},{"$f":"IF(AN8>E8,E8,AN8)","v":19.600000000000001},{"$f":"T8*$I$13","v":39.700000000000003},{"$f":"IF(AO8>G8,G8,AO8)","v":19.3},{"$f":"U8*$I$13","v":38.4},{"$f":"IF(AP8>I8,I8,AP8)","v":18.899999999999999},{"$f":"V8*$I$13","v":36.4},{"$f":"IF(AQ8>K8,K8,AQ8)","v":18.2},{"$f":"W8*$I$13","v":34.5},{"$f":"IF(AR8>M8,M8,AR8)","v":17.5},{"$f":"X8*$I$13","v":32.6},{"$f":"IF(AS8>O8,O8,AS8)","v":16.7},null,1.1027777777777779,1.1388888888888888,1.1027777777777779,1.0666666666666667,1.0111111111111111,0.95833333333333337,0.90555555555555556,0.47355163727959698,0.47804878048780491,0.48614609571788414,0.4921875,0.5,0.50724637681159424,0.51226993865030668,1.06,1.06,1.06,1.06,1.06,1.06,1.06,{"$f":"Y8*C8+($A$4-80)*AF8*$A$8/1000","v":18.8},{"$f":"Z8*E8+($A$4-80)*AG8*$A$8/1000","v":19.600000000000001},{"$f":"AA8*G8+($A$4-80)*AH8*$A$8/1000","v":19.3},{"$f":"AB8*I8+($A$4-80)*AI8*$A$8/1000","v":18.899999999999999},{"$f":"AC8*K8+($A$4-80)*AJ8*$A$8/1000","v":18.2},{"$f":"AD8*M8+($A$4-80)*AK8*$A$8/1000","v":17.5},{"$f":"AE8*O8+($A$4-80)*AL8*$A$8/1000","v":16.7}]
[null,67,{"$f":"R9*$I$13","v":38.700000000000003},24.9,38.5,{"$f":"IF(AN9>E9,E9,AN9)","v":25.2},37,{"$f":"IF(AO9>G9,G9,AO9)","v":24.7},{"$f":"U9*$I$13","v":35.5},{"$f":"IF(AP9>I9,I9,AP9)","v":24.2},33.5,{"$f":"IF(AQ9>K9,K9,AQ9)","v":23.5},31.6,{"$f":"IF(AR9>M9,M9,AR9)","v":22.8},29.7,{"$f":"IF(AS9>O9,O9,AS9)","v":22.1},null,1.0750000000000002,1.0694444444444444,1.0277777777777777,0.98611111111111116,0.93055555555555558,0.87777777777777777,0.82499999999999996,0.64341085271317822,0.65454545454545454,0.66756756756756752,0.6816901408450704,0.70149253731343286,0.72151898734177211,0.74410774410774416,1.06,1.06,1.06,1.06,1.06,1.06,1.06,{"$f":"Y9*C9+($A$4-80)*AF9*$A$8/1000","v":24.9},{"$f":"Z9*E9+($A$4-80)*AG9*$A$8/1000","v":25.2},{"$f":"AA9*G9+($A$4-80)*AH9*$A$8/1000","v":24.7},{"$f":"AB9*I9+($A$4-80)*AI9*$A$8/1000","v":24.2},{"$f":"AC9*K9+($A$4-80)*AJ9*$A$8/1000","v":23.5},{"$f":"AD9*M9+($A$4-80)*AK9*$A$8/1000","v":22.8},{"$f":"AE9*O9+($A$4-80)*AL9*$A$8/1000","v":22.1}]
[null,62,36.200000000000003,30.4,35,30.099999999999998,33.799999999999997,29.4,{"$f":"U10*$I$13","v":32.5},28.7,30.5,27.9,28.6,27.1,26.700000000000003,26.300000000000004,null,1.0055555555555555,0.97222222222222221,0.93888888888888877,0.90277777777777779,0.84722222222222221,0.79444444444444451,0.7416666666666667,0.83977900552486173,0.86,0.86982248520710059,0.88307692307692309,0.91475409836065569,0.94755244755244761,0.98501872659176037,1.06,1.06,1.06,1.06,1.06,1.06,1.06,30.4,{"$f":"Z10*E10+($A$4-80)*AG10*$A$8/1000","v":30.099999999999998},{"$f":"AA10*G10+($A$4-80)*AH10*$A$8/1000","v":29.4},28.7,27.9,27.1,26.300000000000004]
[null,57,34,33.700000000000003,33.1,33,31.6,31.5,{"$f":"U11*$I$13","v":30.1},30.1,28.9,28.8,27.6,27.6,26.4,26.4,null,0.94444444444444442,0.91944444444444451,0.87777777777777777,0.83611111111111114,0.8027777777777777,0.76666666666666672,0.73333333333333328,0.99117647058823533,0.99697885196374614,0.99683544303797467,1,0.99653979238754331,1,1,1.06,1.06,1.06,1.06,1.06,1.06,1.06,33.700000000000003,{"$f":"Z11*E11+($A$4-80)*AG11*$A$8/1000","v":33},{"$f":"AA11*G11+($A$4-80)*AH11*$A$8/1000","v":31.5},{"$f":"AB11*I11+($A$4-80)*AI11*$A$8/1000","v":30.1},28.8,27.6,26.4]
[1200,72,39.799999999999997,19.399999999999999,41.4,20.5,40.1,20.3,{"$f":"U12*$I$13","v":38.799999999999997},20,36.700000000000003,19.3,34.700000000000003,18.5,32.6,17.8,null,1.1055555555555554,1.1499999999999999,1.1138888888888889,1.0777777777777777,1.0194444444444446,0.96388888888888902,0.90555555555555556,0.48743718592964824,0.4951690821256039,0.50623441396508728,0.51546391752577325,0.52588555858310626,0.53314121037463968,0.54601226993865026,1.06,1.06,1.06,1.06,1.06,1.06,1.06,{"$f":"Y12*C12+($A$4-80)*AF12*$A$12/1000","v":19.399999999999999},{"$f":"Z12*E12+($A$4-80)*AG12*$A$12/1000","v":20.5},{"$f":"AA12*G12+($A$4-80)*AH12*$A$12/1000","v":20.3},{"$f":"AB12*I12+($A$4-80)*AI12*$A$12/1000","v":20},{"$f":"AC12*K12+($A$4-80)*AJ12*$A$12/1000","v":19.3},{"$f":"AD12*M12+($A$4-80)*AK12*$A$12/1000","v":18.5},{"$f":"AE12*O12+($A$4-80)*AL12*$A$12/1000","v":17.8}]
[null,67,39,26,39.100000000000009,27.100000000000009,37.6,26.6,{"$f":"B2","v":36},26.2,33.9,25.4,32,24.7,30,23.9,null,1.0833333333333333,1.0861111111111112,1.0444444444444445,1,0.94166666666666665,0.88888888888888884,0.83333333333333337,0.66666666666666663,0.69309462915601028,0.70744680851063835,0.72777777777777775,0.74926253687315636,0.77187499999999998,0.79666666666666663,1.06,1.06,1.06,1.06,1.06,1.06,1.06,{"$f":"Y13*C13+($A$4-80)*AF13*$A$12/1000","v":26},{"$f":"Z13*E13+($A$4-80)*AG13*$A$12/1000","v":27.100000000000009},{"$f":"AA13*G13+($A$4-80)*AH13*$A$12/1000","v":26.6},{"$f":"AB13*I13+($A$4-80)*AI13*$A$12/1000","v":26.2},{"$f":"AC13*K13+($A$4-80)*AJ13*$A$12/1000","v":25.4},{"$f":"AD13*M13+($A$4-80)*AK13*$A$12/1000","v":24.7},{"$f":"AE13*O13+($A$4-80)*AL13*$A$12/1000","v":23.9}]
[null,62,36.9,32.700000000000003,35.9,32.9,34.6,32.1,{"$f":"U14*$I$13","v":33.299999999999997},31.3,31.3,30,29.4,28.6,27.5,27.3,null,1.0249999999999999,0.99722222222222223,0.96111111111111114,0.92499999999999993,0.86944444444444446,0.81666666666666665,0.76388888888888884,0.88617886178861804,0.91643454038997219,0.9277456647398844,0.93993993993994007,0.95846645367412142,0.97278911564625858,0.99272727272727279,1.06,1.06,1.06,1.06,1.06,1.06,1.06,32.700000000000003,{"$f":"Z14*E14+($A$4-80)*AG14*$A$12/1000","v":32.9},{"$f":"AA14*G14+($A$4-80)*AH14*$A$12/1000","v":32.1},31.3,30,28.6,27.3]
[null,57,35.299999999999997,35.200000000000003,34.6,34.5,33.200000000000003,33.200000000000003,31.799999999999997,31.799999999999997,30.4,30.3,29,29,27.6,27.6,null,0.98055555555555551,0.96111111111111114,0.92222222222222228,0.8833333333333333,0.84444444444444444,0.80555555555555558,0.76666666666666672,0.99716713881019847,0.99710982658959535,1,1,0.99671052631578949,1,1,1.06,1.06,1.06,1.06,1.06,1.06,1.06,35.200000000000003,{"$f":"Z15*E15+($A$4-80)*AG15*$A$12/1000","v":34.5},{"$f":"AA15*G15+($A$4-80)*AH15*$A$12/1000","v":33.200000000000003},31.799999999999997,30.3,29,27.6]
[1400,72,40,20,41.8,21.3,40.5,21.2,39.299999999999997,21.1,37,20.3,34.799999999999997,19.600000000000001,32.6,18.8,null,1.1111111111111112,1.161111111111111,1.125,1.0916666666666666,1.0277777777777777,0.96666666666666656,0.90555555555555556,0.5,0.50956937799043067,0.52345679012345681,0.53689567430025453,0.54864864864864871,0.56321839080459779,0.57668711656441718,1.06,1.06,1.06,1.06,1.06,1.06,1.06,{"$f":"Y16*C16+($A$4-80)*AF16*$A$16/1000","v":20},{"$f":"Z16*E16+($A$4-80)*AG16*$A$16/1000","v":21.3},{"$f":"AA16*G16+($A$4-80)*AH16*$A$16/1000","v":21.2},{"$f":"AB16*I16+($A$4-80)*AI16*$A$16/1000","v":21.1},{"$f":"AC16*K16+($A$4-80)*AJ16*$A$16/1000","v":20.3},{"$f":"AD16*M16+($A$4-80)*AK16*$A$16/1000","v":19.600000000000001},{"$f":"AE16*O16+($A$4-80)*AL16*$A$16/1000","v":18.8}]
[null,67,39.299999999999997,27.200000000000003,39.799999999999997,28.9,38.1,28.5,36.5,28.2,34.4,27.4,32.299999999999997,26.5,30.2,25.7,null,1.0916666666666666,1.1055555555555554,1.0583333333333333,1.0138888888888888,0.95555555555555549,0.89722222222222214,0.83888888888888891,0.69211195928753189,0.72613065326633164,0.74803149606299213,0.77260273972602733,0.79651162790697672,0.82043343653250778,0.85099337748344372,1.06,1.06,1.06,1.06,1.06,1.06,1.06,{"$f":"Y17*C17+($A$4-80)*AF17*$A$16/1000","v":27.200000000000003},{"$f":"Z17*E17+($A$4-80)*AG17*$A$16/1000","v":28.9},{"$f":"AA17*G17+($A$4-80)*AH17*$A$16/1000","v":28.5},{"$f":"AB17*I17+($A$4-80)*AI17*$A$16/1000","v":28.2},{"$f":"AC17*K17+($A$4-80)*AJ17*$A$16/1000","v":27.4},{"$f":"AD17*M17+($A$4-80)*AK17*$A$16/1000","v":26.5},{"$f":"AE17*O17+($A$4-80)*AL17*$A$16/1000","v":25.7}]
[null,62,37.6,35,36.799999999999997,35.700000000000003,35.4,34.799999999999997,34,34,32.1,32,30.2,30.2,28.3,28.3,null,1.0444444444444445,1.0222222222222221,0.98333333333333328,0.94444444444444442,0.89166666666666672,0.83888888888888891,0.78611111111111109,0.93085106382978722,0.97010869565217406,0.98305084745762705,1,0.99688473520249221,1,1,1.06,1.06,1.06,1.06,1.06,1.06,1.06,35,{"$f":"Z18*E18+($A$4-80)*AG18*$A$16/1000","v":35.700000000000003},{"$f":"AA18*G18+($A$4-80)*AH18*$A$16/1000","v":34.799999999999997},34,32,30.2,28.3]
[null,57,36.700000000000003,36.6,36.1,36.1,34.799999999999997,34.799999999999997,33.5,33.5,31.9,31.9,30.3,30.3,28.7,28.7,null,1.0194444444444446,1.0027777777777778,0.96666666666666656,0.93055555555555558,0.88611111111111107,0.84166666666666667,0.79722222222222217,0.99727520435967298,1,1,1,1,1,1,1.06,1.06,1.06,1.06,1.06,1.06,1.06,36.6,{"$f":"Z19*E19+($A$4-80)*AG19*$A$16/1000","v":36.1},{"$f":"AA19*G19+($A$4-80)*AH19*$A$16/1000","v":34.799999999999997},33.5,31.9,30.3,28.7]

{"sheet":"YCG_42","index":37,"n_rows":19,"n_cols":45,"rows_kept":19,"cut":false,"hidden":true,"merged":[[2,0,2,1],[2,2,2,15],[3,2,3,3],[3,4,3,5],[3,6,3,7],[3,8,3,9],[3,10,3,11],[3,12,3,13],[3,14,3,15],[5,2,6,2],[5,3,6,3],[5,4,6,4],[5,5,6,5],[5,6,6,6],[5,7,6,7],[5,8,6,8],[4,0,6,0],[4,1,6,1],[4,2,4,3],[4,4,4,5],[4,6,4,7],[4,8,4,9],[5,9,6,9],[5,10,6,10],[5,11,6,11],[5,12,6,12],[5,13,6,13],[5,14,6,14],[5,15,6,15],[4,10,4,11],[4,12,4,13],[4,14,4,15],[24,10,24,11],[24,12,24,13],[25,2,26,2],[25,9,26,9],[25,10,26,10],[25,11,26,11],[25,12,26,12],[25,13,26,13],[7,0,10,0],[11,0,14,0],[15,0,18,0],[22,0,23,1],[22,2,22,13],[23,2,23,3],[23,4,23,5],[23,6,23,7],[23,8,23,9],[23,10,23,11],[23,12,23,13],[27,0,30,0],[25,3,26,3],[25,4,26,4],[25,5,26,5],[25,6,26,6],[25,7,26,7],[25,8,26,8],[31,0,34,0],[35,0,38,0],[24,0,26,0],[24,1,26,1],[24,2,24,3],[24,4,24,5],[24,6,24,7],[24,8,24,9],[41,0,42,1],[41,2,41,13],[42,2,42,3],[42,4,42,5],[42,6,42,7],[42,8,42,9],[42,10,42,11],[42,12,42,13],[44,10,45,10],[44,11,45,11],[44,12,45,12],[44,13,45,13],[46,0,49,0],[50,0,53,0],[43,10,43,11],[43,12,43,13],[44,2,45,2],[44,3,45,3],[44,4,45,4],[44,5,45,5],[44,6,45,6],[44,7,45,7],[44,8,45,8],[44,9,45,9],[43,0,45,0],[43,1,45,1],[43,2,43,3],[43,4,43,5],[43,6,43,7],[43,8,43,9],[54,0,57,0],[60,0,61,1],[60,2,60,13],[61,2,61,3],[61,4,61,5],[61,6,61,7],[61,8,61,9],[61,10,61,11],[61,12,61,13],[63,10,64,10],[63,11,64,11],[63,12,64,12],[63,13,64,13],[65,0,68,0],[69,0,72,0],[62,10,62,11],[62,12,62,13],[63,2,64,2],[63,3,64,3],[63,4,64,4],[63,5,64,5],[63,6,64,6],[63,7,64,7],[63,8,64,8],[63,9,64,9],[62,0,64,0],[62,1,64,1],[62,2,62,3],[62,4,62,5],[62,6,62,7],[62,8,62,9],[73,0,76,0],[79,0,80,1],[79,2,79,13],[80,2,80,3],[80,4,80,5],[80,6,80,7],[80,8,80,9],[80,10,80,11],[80,12,80,13],[82,10,83,10],[82,11,83,11],[82,12,83,12],[82,13,83,13],[84,0,87,0],[88,0,91,0],[81,10,81,11],[81,12,81,13],[82,2,83,2],[82,3,83,3],[82,4,83,4],[82,5,83,5],[82,6,83,6],[82,7,83,7],[82,8,83,8],[82,9,83,9],[81,0,83,0],[81,1,83,1],[81,2,81,3],[81,4,81,5],[81,6,81,7],[81,8,81,9],[92,0,95,0],[98,0,99,1],[98,2,98,13],[99,2,99,3],[99,4,99,5],[99,6,99,7],[99,8,99,9],[99,10,99,11],[99,12,99,13],[101,10,102,10],[101,11,102,11],[101,12,102,12],[101,13,102,13],[103,0,106,0],[107,0,110,0],[100,10,100,11],[100,12,100,13],[101,2,102,2],[101,3,102,3],[101,4,102,4],[101,5,102,5],[101,6,102,6],[101,7,102,7],[101,8,102,8],[101,9,102,9],[100,0,102,0],[100,1,102,1],[100,2,100,3],[100,4,100,5],[100,6,100,7],[100,8,100,9],[111,0,114,0],[117,0,118,1],[117,2,117,13],[118,2,118,3],[118,4,118,5],[118,6,118,7],[118,8,118,9],[118,10,118,11],[118,12,118,13],[130,0,133,0],[120,10,121,10],[120,11,121,11],[120,12,121,12],[120,13,121,13],[122,0,125,0],[126,0,129,0],[119,10,119,11],[119,12,119,13],[120,2,121,2],[120,3,121,3],[120,4,121,4],[120,5,121,5],[120,6,121,6],[120,7,121,7],[120,8,121,8],[120,9,121,9],[119,0,121,0],[119,1,121,1],[119,2,119,3],[119,4,119,5],[119,6,119,7],[119,8,119,9]]}
[]
["YCG_42",42]
["Evaporator Air \n",null,"Condenser  Entering Air Temperature ˚F"]
[80,"°F DB",65,null,75,null,85,null,95,null,105,null,115,null,125]
["CFM","EWB†\n˚F","Capacity Mbtuh",null,"Capacity Mbtuh",null,"Capacity Mbtuh",null,"Capacity Mbtuh",null,"Capacity Mbtuh",null,"Capacity Mbtuh",null,"Capacity Mbtuh"]
[null,null,"Total","Sens.","Total","Sens.","Total","Sens.","Total","Sens.","Total","Sens.","Total","Sens.","Total","Sens."]
[null,null,null,null,null,null,null,null,null,null,null,null,null,null,null,null,null,"Total Factors",null,null,null,null,null,null,"Sens. %",null,null,null,null,null,null,"IDB Adj",null,null,null,null,null,null,"Sens Calc"]
[1200,72,{"$f":"R8*$I$13","v":45.036144578313255},{"$f":"IF(AM8>C8,C8,AM8)","v":20.64578313253012},{"$f":"S8*$I$13","v":47.465060240963858},{"$f":"IF(AN8>E8,E8,AN8)","v":21.961445783132532},{"$f":"T8*$I$13","v":46.250602409638553},{"$f":"IF(AO8>G8,G8,AO8)","v":21.860240963855421},{"$f":"U8*$I$13","v":45.036144578313255},{"$f":"IF(AP8>I8,I8,AP8)","v":21.657831325301206},{"$f":"V8*$I$13","v":42.607228915662652},{"$f":"IF(AQ8>K8,K8,AQ8)","v":20.848192771084339},{"$f":"W8*$I$13","v":40.380722891566265},{"$f":"IF(AR8>M8,M8,AR8)","v":19.93734939759036},{"$f":"X8*$I$13","v":38.05301204819277},{"$f":"IF(AS8>O8,O8,AS8)","v":19.026506024096385},null,1.072289156626506,1.1301204819277109,1.1012048192771084,1.072289156626506,1.0144578313253012,0.96144578313253004,0.90602409638554215,0.45842696629213481,0.46268656716417911,0.47264770240700221,0.48089887640449436,0.48931116389548696,0.49373433583959897,0.5,1.06,1.06,1.06,1.06,1.06,1.06,1.06,{"$f":"Y8*C8+($A$4-80)*AF8*$A$8/1000","v":20.64578313253012},{"$f":"Z8*E8+($A$4-80)*AG8*$A$8/1000","v":21.961445783132532},{"$f":"AA8*G8+($A$4-80)*AH8*$A$8/1000","v":21.860240963855421},{"$f":"AB8*I8+($A$4-80)*AI8*$A$8/1000","v":21.657831325301206},{"$f":"AC8*K8+($A$4-80)*AJ8*$A$8/1000","v":20.848192771084339},{"$f":"AD8*M8+($A$4-80)*AK8*$A$8/1000","v":19.93734939759036},{"$f":"AE8*O8+($A$4-80)*AL8*$A$8/1000","v":19.026506024096385}]
[null,67,{"$f":"R9*$I$13","v":43.518072289156628},27.325301204819279,44.631325301204818,{"$f":"IF(AN9>E9,E9,AN9)","v":29.045783132530115},42.809638554216868,{"$f":"IF(AO9>G9,G9,AO9)","v":28.438554216867473},{"$f":"U9*$I$13","v":40.886746987951803},{"$f":"IF(AP9>I9,I9,AP9)","v":27.831325301204817},38.660240963855429,{"$f":"IF(AQ9>K9,K9,AQ9)","v":26.819277108433738},36.433734939759034,{"$f":"IF(AR9>M9,M9,AR9)","v":25.908433734939759},34.207228915662647,{"$f":"IF(AS9>O9,O9,AS9)","v":24.997590361445784},null,1.036144578313253,1.0626506024096385,1.0192771084337349,0.97349397590361442,0.92048192771084347,0.86746987951807231,0.81445783132530114,0.62790697674418605,0.6507936507936507,0.66430260047281331,0.68069306930693074,0.69371727748691092,0.71111111111111114,0.73076923076923084,1.06,1.06,1.06,1.06,1.06,1.06,1.06,{"$f":"Y9*C9+($A$4-80)*AF9*$A$8/1000","v":27.325301204819279},{"$f":"Z9*E9+($A$4-80)*AG9*$A$8/1000","v":29.045783132530115},{"$f":"AA9*G9+($A$4-80)*AH9*$A$8/1000","v":28.438554216867473},{"$f":"AB9*I9+($A$4-80)*AI9*$A$8/1000","v":27.831325301204817},{"$f":"AC9*K9+($A$4-80)*AJ9*$A$8/1000","v":26.819277108433738},{"$f":"AD9*M9+($A$4-80)*AK9*$A$8/1000","v":25.908433734939759},{"$f":"AE9*O9+($A$4-80)*AL9*$A$8/1000","v":24.997590361445784}]
[null,62,41.089156626506025,34.004819277108432,40.684337349397595,34.915662650602407,38.76144578313253,33.802409638554217,{"$f":"U10*$I$13","v":36.838554216867472},32.689156626506026,34.915662650602407,31.778313253012044,32.992771084337349,30.867469879518069,31.171084337349399,30.057831325301201,null,0.97831325301204819,0.96867469879518076,0.92289156626506019,0.87710843373493974,0.83132530120481929,0.78554216867469884,0.74216867469879522,0.82758620689655171,0.85820895522388052,0.87206266318537862,0.88736263736263732,0.91014492753623188,0.9355828220858895,0.96428571428571419,1.06,1.06,1.06,1.06,1.06,1.06,1.06,34.004819277108432,{"$f":"Z10*E10+($A$4-80)*AG10*$A$8/1000","v":34.915662650602407},{"$f":"AA10*G10+($A$4-80)*AH10*$A$8/1000","v":33.802409638554217},32.689156626506026,31.778313253012044,30.867469879518069,30.057831325301201]
[null,57,38.559036144578315,37.850602409638554,37.951807228915662,37.34457831325301,36.332530120481927,35.725301204819274,{"$f":"U11*$I$13","v":34.713253012048192},34.207228915662647,33.093975903614464,32.689156626506026,31.474698795180725,31.171084337349399,29.855421686746986,29.754216867469875,null,0.91807228915662653,0.90361445783132532,0.86506024096385536,0.82650602409638552,0.78795180722891578,0.74939759036144582,0.71084337349397586,0.98162729658792647,0.98399999999999999,0.98328690807799435,0.98542274052478129,0.98776758409785914,0.99035369774919613,0.99661016949152537,1.06,1.06,1.06,1.06,1.06,1.06,1.06,37.850602409638554,{"$f":"Z11*E11+($A$4-80)*AG11*$A$8/1000","v":37.34457831325301},{"$f":"AA11*G11+($A$4-80)*AH11*$A$8/1000","v":35.725301204819274},{"$f":"AB11*I11+($A$4-80)*AI11*$A$8/1000","v":34.207228915662647},32.689156626506026,31.171084337349399,29.754216867469875]
[1400,72,45.238554216867477,21.050602409638557,47.869879518072281,22.568674698795181,46.857831325301206,22.669879518072289,{"$f":"U12*$I$13","v":45.94698795180723},22.7710843373494,43.518072289156628,21.860240963855425,41.190361445783132,21.050602409638554,38.862650602409637,20.139759036144575,null,1.0771084337349399,1.1397590361445782,1.1156626506024097,1.0939759036144578,1.036144578313253,0.98072289156626513,0.92530120481927702,0.46532438478747201,0.47145877378435525,0.48380129589632831,0.49559471365638769,0.50232558139534889,0.51105651105651106,0.51822916666666663,1.06,1.06,1.06,1.06,1.06,1.06,1.06,{"$f":"Y12*C12+($A$4-80)*AF12*$A$12/1000","v":21.050602409638557},{"$f":"Z12*E12+($A$4-80)*AG12*$A$12/1000","v":22.568674698795181},{"$f":"AA12*G12+($A$4-80)*AH12*$A$12/1000","v":22.669879518072289},{"$f":"AB12*I12+($A$4-80)*AI12*$A$12/1000","v":22.7710843373494},{"$f":"AC12*K12+($A$4-80)*AJ12*$A$12/1000","v":21.860240963855425},{"$f":"AD12*M12+($A$4-80)*AK12*$A$12/1000","v":21.050602409638554},{"$f":"AE12*O12+($A$4-80)*AL12*$A$12/1000","v":20.139759036144575}]
[null,67,43.922891566265051,28.236144578313244,45.440963855421678,30.766265060240958,43.72048192771085,30.260240963855424,{"$f":"B2","v":42},29.855421686746986,39.571084337349397,28.944578313253015,37.243373493975902,28.033734939759036,34.915662650602407,27.122891566265061,null,1.0457831325301203,1.0819277108433734,1.0409638554216869,1,0.94216867469879517,0.88674698795180718,0.83132530120481929,0.64285714285714279,0.6770601336302895,0.69212962962962954,0.71084337349397586,0.73145780051150899,0.75271739130434789,0.77681159420289858,1.06,1.06,1.06,1.06,1.06,1.06,1.06,{"$f":"Y13*C13+($A$4-80)*AF13*$A$12/1000","v":28.236144578313244},{"$f":"Z13*E13+($A$4-80)*AG13*$A$12/1000","v":30.766265060240958},{"$f":"AA13*G13+($A$4-80)*AH13*$A$12/1000","v":30.260240963855424},{"$f":"AB13*I13+($A$4-80)*AI13*$A$12/1000","v":29.855421686746986},{"$f":"AC13*K13+($A$4-80)*AJ13*$A$12/1000","v":28.944578313253015},{"$f":"AD13*M13+($A$4-80)*AK13*$A$12/1000","v":28.033734939759036},{"$f":"AE13*O13+($A$4-80)*AL13*$A$12/1000","v":27.122891566265061}]
[null,62,41.59518072289157,35.522891566265059,41.696385542168677,37.445783132530117,39.87469879518072,36.332530120481927,{"$f":"U14*$I$13","v":37.951807228915662},35.320481927710844,36.028915662650604,33.903614457831324,34.106024096385546,32.486746987951811,32.081927710843374,31.171084337349399,null,0.99036144578313257,0.99277108433734951,0.94939759036144578,0.90361445783132532,0.85783132530120487,0.81204819277108442,0.76385542168674692,0.85401459854014594,0.8980582524271844,0.91116751269035534,0.93066666666666664,0.94101123595505609,0.95252225519287825,0.97160883280757104,1.06,1.06,1.06,1.06,1.06,1.06,1.06,35.522891566265059,{"$f":"Z14*E14+($A$4-80)*AG14*$A$12/1000","v":37.445783132530117},{"$f":"AA14*G14+($A$4-80)*AH14*$A$12/1000","v":36.332530120481927},35.320481927710844,33.903614457831324,32.486746987951811,31.171084337349399]
[null,57,39.672289156626512,38.963855421686752,39.571084337349397,38.963855421686745,38.05301204819277,37.445783132530117,36.433734939759034,35.927710843373497,34.612048192771091,34.207228915662654,32.790361445783134,32.587951807228919,31.069879518072288,30.968674698795184,null,0.94457831325301211,0.94216867469879517,0.90602409638554215,0.86746987951807231,0.8240963855421688,0.78072289156626506,0.73975903614457827,0.9821428571428571,0.98465473145780047,0.98404255319148937,0.98611111111111116,0.98830409356725135,0.99382716049382724,0.9967426710097721,1.06,1.06,1.06,1.06,1.06,1.06,1.06,38.963855421686752,{"$f":"Z15*E15+($A$4-80)*AG15*$A$12/1000","v":38.963855421686745},{"$f":"AA15*G15+($A$4-80)*AH15*$A$12/1000","v":37.445783132530117},35.927710843373497,34.207228915662654,32.587951807228919,30.968674698795184]
[1600,72,45.440963855421678,21.354216867469876,48.274698795180733,23.074698795180726,47.566265060240966,23.479518072289157,46.857831325301206,23.783132530120483,44.428915662650603,22.973493975903615,42,22.163855421686744,39.571084337349397,21.253012048192772,null,1.0819277108433734,1.149397590361446,1.1325301204819278,1.1156626506024097,1.0578313253012048,1,0.94216867469879517,0.46993318485523389,0.4779874213836478,0.49361702127659574,0.50755939524838012,0.51708428246013671,0.52771084337349394,0.53708439897698212,1.06,1.06,1.06,1.06,1.06,1.06,1.06,{"$f":"Y16*C16+($A$4-80)*AF16*$A$16/1000","v":21.354216867469876},{"$f":"Z16*E16+($A$4-80)*AG16*$A$16/1000","v":23.074698795180726},{"$f":"AA16*G16+($A$4-80)*AH16*$A$16/1000","v":23.479518072289157},{"$f":"AB16*I16+($A$4-80)*AI16*$A$16/1000","v":23.783132530120483},{"$f":"AC16*K16+($A$4-80)*AJ16*$A$16/1000","v":22.973493975903615},{"$f":"AD16*M16+($A$4-80)*AK16*$A$16/1000","v":22.163855421686744},{"$f":"AE16*O16+($A$4-80)*AL16*$A$16/1000","v":21.253012048192772}]
[null,67,44.327710843373488,29.248192771084337,46.351807228915661,32.486746987951804,44.732530120481925,32.183132530120481,43.11325301204819,31.980722891566266,40.481927710843372,30.96867469879518,38.05301204819277,30.057831325301205,35.522891566265059,29.248192771084334,null,1.0554216867469879,1.1036144578313252,1.0650602409638554,1.0265060240963855,0.96385542168674698,0.90602409638554215,0.8457831325301205,0.65981735159817356,0.70087336244541487,0.71945701357466063,0.74178403755868549,0.76500000000000001,0.78989361702127658,0.82336182336182329,1.06,1.06,1.06,1.06,1.06,1.06,1.06,{"$f":"Y17*C17+($A$4-80)*AF17*$A$16/1000","v":29.248192771084337},{"$f":"Z17*E17+($A$4-80)*AG17*$A$16/1000","v":32.486746987951804},{"$f":"AA17*G17+($A$4-80)*AH17*$A$16/1000","v":32.183132530120481},{"$f":"AB17*I17+($A$4-80)*AI17*$A$16/1000","v":31.980722891566266},{"$f":"AC17*K17+($A$4-80)*AJ17*$A$16/1000","v":30.96867469879518},{"$f":"AD17*M17+($A$4-80)*AK17*$A$16/1000","v":30.057831325301205},{"$f":"AE17*O17+($A$4-80)*AL17*$A$16/1000","v":29.248192771084334}]
[null,62,42.101204819277115,37.142168674698802,42.70843373493976,39.975903614457827,40.886746987951803,38.963855421686745,39.065060240963859,38.053012048192777,37.040963855421687,36.028915662650604,35.118072289156629,34.106024096385546,33.093975903614464,32.284337349397589,null,1.0024096385542169,1.0168674698795181,0.97349397590361442,0.93012048192771091,0.88192771084337351,0.83614457831325306,0.78795180722891578,0.88221153846153855,0.93601895734597151,0.95297029702970304,0.97409326424870468,0.97267759562841527,0.97118155619596547,0.97553516819571851,1.06,1.06,1.06,1.06,1.06,1.06,1.06,37.142168674698802,{"$f":"Z18*E18+($A$4-80)*AG18*$A$16/1000","v":39.975903614457827},{"$f":"AA18*G18+($A$4-80)*AH18*$A$16/1000","v":38.963855421686745},38.053012048192777,36.028915662650604,34.106024096385546,32.284337349397589]
[null,57,40.785542168674695,40.077108433734935,41.190361445783132,40.58313253012048,39.672289156626512,39.166265060240967,38.05301204819277,37.74939759036144,36.130120481927712,35.826506024096382,34.207228915662647,34.004819277108432,32.284337349397589,32.183132530120481,null,0.97108433734939748,0.98072289156626513,0.94457831325301211,0.90602409638554215,0.8602409638554217,0.81445783132530114,0.76867469879518069,0.98263027295285366,0.98525798525798525,0.98724489795918369,0.99202127659574457,0.9915966386554621,0.99408284023668647,0.99686520376175558,1.06,1.06,1.06,1.06,1.06,1.06,1.06,40.077108433734935,{"$f":"Z19*E19+($A$4-80)*AG19*$A$16/1000","v":40.58313253012048},{"$f":"AA19*G19+($A$4-80)*AH19*$A$16/1000","v":39.166265060240967},37.74939759036144,35.826506024096382,34.004819277108432,32.183132530120481]

{"sheet":"YCG_48","index":38,"n_rows":19,"n_cols":45,"rows_kept":19,"cut":false,"hidden":true,"merged":[[2,0,2,1],[2,2,2,15],[3,2,3,3],[3,4,3,5],[3,6,3,7],[3,8,3,9],[3,10,3,11],[3,12,3,13],[3,14,3,15],[5,2,6,2],[5,3,6,3],[5,4,6,4],[5,5,6,5],[5,6,6,6],[5,7,6,7],[5,8,6,8],[4,0,6,0],[4,1,6,1],[4,2,4,3],[4,4,4,5],[4,6,4,7],[4,8,4,9],[5,9,6,9],[5,10,6,10],[5,11,6,11],[5,12,6,12],[5,13,6,13],[5,14,6,14],[5,15,6,15],[4,10,4,11],[4,12,4,13],[4,14,4,15],[24,10,24,11],[24,12,24,13],[25,2,26,2],[25,9,26,9],[25,10,26,10],[25,11,26,11],[25,12,26,12],[25,13,26,13],[7,0,10,0],[11,0,14,0],[15,0,18,0],[22,0,23,1],[22,2,22,13],[23,2,23,3],[23,4,23,5],[23,6,23,7],[23,8,23,9],[23,10,23,11],[23,12,23,13],[27,0,30,0],[25,3,26,3],[25,4,26,4],[25,5,26,5],[25,6,26,6],[25,7,26,7],[25,8,26,8],[31,0,34,0],[35,0,38,0],[24,0,26,0],[24,1,26,1],[24,2,24,3],[24,4,24,5],[24,6,24,7],[24,8,24,9],[41,0,42,1],[41,2,41,13],[42,2,42,3],[42,4,42,5],[42,6,42,7],[42,8,42,9],[42,10,42,11],[42,12,42,13],[44,10,45,10],[44,11,45,11],[44,12,45,12],[44,13,45,13],[46,0,49,0],[50,0,53,0],[43,10,43,11],[43,12,43,13],[44,2,45,2],[44,3,45,3],[44,4,45,4],[44,5,45,5],[44,6,45,6],[44,7,45,7],[44,8,45,8],[44,9,45,9],[43,0,45,0],[43,1,45,1],[43,2,43,3],[43,4,43,5],[43,6,43,7],[43,8,43,9],[54,0,57,0],[60,0,61,1],[60,2,60,13],[61,2,61,3],[61,4,61,5],[61,6,61,7],[61,8,61,9],[61,10,61,11],[61,12,61,13],[63,10,64,10],[63,11,64,11],[63,12,64,12],[63,13,64,13],[65,0,68,0],[69,0,72,0],[62,10,62,11],[62,12,62,13],[63,2,64,2],[63,3,64,3],[63,4,64,4],[63,5,64,5],[63,6,64,6],[63,7,64,7],[63,8,64,8],[63,9,64,9],[62,0,64,0],[62,1,64,1],[62,2,62,3],[62,4,62,5],[62,6,62,7],[62,8,62,9],[73,0,76,0],[79,0,80,1],[79,2,79,13],[80,2,80,3],[80,4,80,5],[80,6,80,7],[80,8,80,9],[80,10,80,11],[80,12,80,13],[82,10,83,10],[82,11,83,11],[82,12,83,12],[82,13,83,13],[84,0,87,0],[88,0,91,0],[81,10,81,11],[81,12,81,13],[82,2,83,2],[82,3,83,3],[82,4,83,4],[82,5,83,5],[82,6,83,6],[82,7,83,7],[82,8,83,8],[82,9,83,9],[81,0,83,0],[81,1,83,1],[81,2,81,3],[81,4,81,5],[81,6,81,7],[81,8,81,9],[92,0,95,0],[98,0,99,1],[98,2,98,13],[99,2,99,3],[99,4,99,5],[99,6,99,7],[99,8,99,9],[99,10,99,11],[99,12,99,13],[101,10,102,10],[101,11,102,11],[101,12,102,12],[101,13,102,13],[103,0,106,0],[107,0,110,0],[100,10,100,11],[100,12,100,13],[101,2,102,2],[101,3,102,3],[101,4,102,4],[101,5,102,5],[101,6,102,6],[101,7,102,7],[101,8,102,8],[101,9,102,9],[100,0,102,0],[100,1,102,1],[100,2,100,3],[100,4,100,5],[100,6,100,7],[100,8,100,9],[111,0,114,0],[117,0,118,1],[117,2,117,13],[118,2,118,3],[118,4,118,5],[118,6,118,7],[118,8,118,9],[118,10,118,11],[118,12,118,13],[130,0,133,0],[120,10,121,10],[120,11,121,11],[120,12,121,12],[120,13,121,13],[122,0,125,0],[126,0,129,0],[119,10,119,11],[119,12,119,13],[120,2,121,2],[120,3,121,3],[120,4,121,4],[120,5,121,5],[120,6,121,6],[120,7,121,7],[120,8,121,8],[120,9,121,9],[119,0,121,0],[119,1,121,1],[119,2,119,3],[119,4,119,5],[119,6,119,7],[119,8,119,9]]}
[]
["YCG_48",48]
["Evaporator Air \n",null,"Condenser  Entering Air Temperature ˚F"]
[80,"°F DB",65,null,75,null,85,null,95,null,105,null,115,null,125]
["CFM","EWB†\n˚F","Capacity Mbtuh",null,"Capacity Mbtuh",null,"Capacity Mbtuh",null,"Capacity Mbtuh",null,"Capacity Mbtuh",null,"Capacity Mbtuh",null,"Capacity Mbtuh"]
[null,null,"Total","Sens.","Total","Sens.","Total","Sens.","Total","Sens.","Total","Sens.","Total","Sens.","Total","Sens."]
[null,null,null,null,null,null,null,null,null,null,null,null,null,null,null,null,null,"Total Factors",null,null,null,null,null,null,"Sens. %",null,null,null,null,null,null,"IDB Adj",null,null,null,null,null,null,"Sens Calc"]
[1300,72,{"$f":"R8*$I$13","v":52.219780219780219},{"$f":"IF(AM8>C8,C8,AM8)","v":25.529670329670328},{"$f":"S8*$I$13","v":53.907692307692308},{"$f":"IF(AN8>E8,E8,AN8)","v":26.057142857142857},{"$f":"T8*$I$13","v":52.430769230769236},{"$f":"IF(AO8>G8,G8,AO8)","v":25.529670329670331},{"$f":"U8*$I$13","v":51.059340659340663},{"$f":"IF(AP8>I8,I8,AP8)","v":25.002197802197802},{"$f":"V8*$I$13","v":48.42197802197802},{"$f":"IF(AQ8>K8,K8,AQ8)","v":23.947252747252744},{"$f":"W8*$I$13","v":45.784615384615378},{"$f":"IF(AR8>M8,M8,AR8)","v":22.997802197802198},{"$f":"X8*$I$13","v":43.147252747252743},{"$f":"IF(AS8>O8,O8,AS8)","v":22.048351648351645},null,1.0879120879120878,1.1230769230769231,1.0923076923076924,1.0637362637362637,1.0087912087912088,0.95384615384615379,0.89890109890109882,0.48888888888888887,0.48336594911937375,0.48692152917505027,0.48966942148760328,0.49455337690631807,0.50230414746543783,0.51100244498777503,1.06,1.06,1.06,1.06,1.06,1.06,1.06,{"$f":"Y8*C8+($A$4-80)*AF8*$A$8/1000","v":25.529670329670328},{"$f":"Z8*E8+($A$4-80)*AG8*$A$8/1000","v":26.057142857142857},{"$f":"AA8*G8+($A$4-80)*AH8*$A$8/1000","v":25.529670329670331},{"$f":"AB8*I8+($A$4-80)*AI8*$A$8/1000","v":25.002197802197802},{"$f":"AC8*K8+($A$4-80)*AJ8*$A$8/1000","v":23.947252747252744},{"$f":"AD8*M8+($A$4-80)*AK8*$A$8/1000","v":22.997802197802198},{"$f":"AE8*O8+($A$4-80)*AL8*$A$8/1000","v":22.048351648351645}]
[null,67,{"$f":"R9*$I$13","v":50.637362637362642},33.441758241758244,50.531868131868137,{"$f":"IF(AN9>E9,E9,AN9)","v":33.758241758241759},48.73846153846155,{"$f":"IF(AO9>G9,G9,AO9)","v":33.01978021978023},{"$f":"U9*$I$13","v":46.839560439560437},{"$f":"IF(AP9>I9,I9,AP9)","v":32.175824175824175},44.202197802197801,{"$f":"IF(AQ9>K9,K9,AQ9)","v":31.015384615384615},41.670329670329672,{"$f":"IF(AR9>M9,M9,AR9)","v":29.960439560439561},39.138461538461542,{"$f":"IF(AS9>O9,O9,AS9)","v":28.905494505494502},null,1.054945054945055,1.0527472527472528,1.0153846153846156,0.9758241758241758,0.92087912087912083,0.86813186813186816,0.81538461538461537,0.66041666666666665,0.66805845511482254,0.67748917748917747,0.68693693693693691,0.70167064439140814,0.71898734177215184,0.73854447439353088,1.06,1.06,1.06,1.06,1.06,1.06,1.06,{"$f":"Y9*C9+($A$4-80)*AF9*$A$8/1000","v":33.441758241758244},{"$f":"Z9*E9+($A$4-80)*AG9*$A$8/1000","v":33.758241758241759},{"$f":"AA9*G9+($A$4-80)*AH9*$A$8/1000","v":33.01978021978023},{"$f":"AB9*I9+($A$4-80)*AI9*$A$8/1000","v":32.175824175824175},{"$f":"AC9*K9+($A$4-80)*AJ9*$A$8/1000","v":31.015384615384615},{"$f":"AD9*M9+($A$4-80)*AK9*$A$8/1000","v":29.960439560439561},{"$f":"AE9*O9+($A$4-80)*AL9*$A$8/1000","v":28.905494505494502}]
[null,62,47.789010989010983,40.720879120879118,46.523076923076921,40.298901098901098,44.624175824175822,39.243956043956047,{"$f":"U10*$I$13","v":42.619780219780218},38.189010989010995,39.982417582417582,36.606593406593412,37.450549450549453,35.129670329670333,34.918681318681323,33.547252747252749,null,0.99560439560439551,0.96923076923076923,0.92967032967032959,0.88791208791208787,0.83296703296703289,0.78021978021978022,0.72747252747252755,0.85209713024282574,0.86621315192743764,0.87943262411347534,0.89603960396039617,0.91556728232189988,0.93802816901408448,0.9607250755287009,1.06,1.06,1.06,1.06,1.06,1.06,1.06,40.720879120879118,{"$f":"Z10*E10+($A$4-80)*AG10*$A$8/1000","v":40.298901098901098},{"$f":"AA10*G10+($A$4-80)*AH10*$A$8/1000","v":39.243956043956047},38.189010989010995,36.606593406593412,35.129670329670333,33.547252747252749]
[null,57,44.202197802197801,44.202197802197801,42.619780219780218,42.619780219780218,41.248351648351651,41.248351648351651,{"$f":"U11*$I$13","v":39.771428571428572},39.771428571428572,37.66153846153847,37.66153846153847,35.657142857142851,35.657142857142851,33.652747252747247,33.652747252747247,null,0.92087912087912083,0.88791208791208787,0.8593406593406594,0.82857142857142863,0.78461538461538471,0.74285714285714277,0.70109890109890105,1,1,1,1,1,1,1,1.06,1.06,1.06,1.06,1.06,1.06,1.06,44.202197802197801,{"$f":"Z11*E11+($A$4-80)*AG11*$A$8/1000","v":42.619780219780218},{"$f":"AA11*G11+($A$4-80)*AH11*$A$8/1000","v":41.248351648351651},{"$f":"AB11*I11+($A$4-80)*AI11*$A$8/1000","v":39.771428571428572},37.66153846153847,35.657142857142851,33.652747252747247]
[1500,72,52.641758241758239,26.479120879120881,54.540659340659339,27.217582417582417,53.169230769230772,26.690109890109891,{"$f":"U12*$I$13","v":51.903296703296711},26.268131868131867,49.160439560439571,25.318681318681321,46.628571428571433,24.369230769230771,43.991208791208791,23.419780219780215,null,1.0967032967032966,1.1362637362637362,1.1076923076923078,1.0813186813186815,1.0241758241758243,0.97142857142857153,0.91648351648351656,0.50300601202404815,0.49903288201160539,0.50198412698412698,0.50609756097560965,0.51502145922746778,0.5226244343891403,0.53237410071942437,1.06,1.06,1.06,1.06,1.06,1.06,1.06,{"$f":"Y12*C12+($A$4-80)*AF12*$A$12/1000","v":26.479120879120881},{"$f":"Z12*E12+($A$4-80)*AG12*$A$12/1000","v":27.217582417582417},{"$f":"AA12*G12+($A$4-80)*AH12*$A$12/1000","v":26.690109890109891},{"$f":"AB12*I12+($A$4-80)*AI12*$A$12/1000","v":26.268131868131867},{"$f":"AC12*K12+($A$4-80)*AJ12*$A$12/1000","v":25.318681318681321},{"$f":"AD12*M12+($A$4-80)*AK12*$A$12/1000","v":24.369230769230771},{"$f":"AE12*O12+($A$4-80)*AL12*$A$12/1000","v":23.419780219780215}]
[null,67,51.375824175824178,35.129670329670326,51.692307692307693,35.868131868131869,49.898901098901092,35.235164835164831,{"$f":"B2","v":48},34.6021978021978,45.257142857142853,33.336263736263732,42.514285714285712,32.175824175824175,39.876923076923077,31.015384615384615,null,1.0703296703296703,1.0769230769230769,1.0395604395604394,1,0.94285714285714284,0.88571428571428568,0.8307692307692307,0.68377823408624216,0.69387755102040816,0.70613107822410148,0.72087912087912087,0.73659673659673663,0.75682382133995041,0.77777777777777779,1.06,1.06,1.06,1.06,1.06,1.06,1.06,{"$f":"Y13*C13+($A$4-80)*AF13*$A$12/1000","v":35.129670329670326},{"$f":"Z13*E13+($A$4-80)*AG13*$A$12/1000","v":35.868131868131869},{"$f":"AA13*G13+($A$4-80)*AH13*$A$12/1000","v":35.235164835164831},{"$f":"AB13*I13+($A$4-80)*AI13*$A$12/1000","v":34.6021978021978},{"$f":"AC13*K13+($A$4-80)*AJ13*$A$12/1000","v":33.336263736263732},{"$f":"AD13*M13+($A$4-80)*AK13*$A$12/1000","v":32.175824175824175},{"$f":"AE13*O13+($A$4-80)*AL13*$A$12/1000","v":31.015384615384615}]
[null,62,48.73846153846155,43.041758241758245,47.683516483516485,43.041758241758238,45.784615384615378,42.092307692307685,{"$f":"U14*$I$13","v":43.780219780219781},41.142857142857146,41.142857142857139,39.24395604395604,38.505494505494511,37.345054945054947,35.973626373626374,35.551648351648353,null,1.0153846153846156,0.99340659340659343,0.95384615384615379,0.91208791208791207,0.8571428571428571,0.80219780219780223,0.74945054945054945,0.88311688311688297,0.90265486725663702,0.91935483870967738,0.93975903614457834,0.9538461538461539,0.96986301369863015,0.98826979472140764,1.06,1.06,1.06,1.06,1.06,1.06,1.06,43.041758241758245,{"$f":"Z14*E14+($A$4-80)*AG14*$A$12/1000","v":43.041758241758238},{"$f":"AA14*G14+($A$4-80)*AH14*$A$12/1000","v":42.092307692307685},41.142857142857146,39.24395604395604,37.345054945054947,35.551648351648353]
[null,57,45.890109890109891,45.890109890109891,44.624175824175822,44.624175824175822,43.041758241758238,43.041758241758238,41.459340659340654,41.459340659340654,39.243956043956047,39.243956043956047,37.134065934065937,37.134065934065937,35.024175824175828,35.024175824175828,null,0.95604395604395609,0.92967032967032959,0.89670329670329663,0.86373626373626367,0.81758241758241768,0.77362637362637365,0.72967032967032974,1,1,1,1,1,1,1,1.06,1.06,1.06,1.06,1.06,1.06,1.06,45.890109890109891,{"$f":"Z15*E15+($A$4-80)*AG15*$A$12/1000","v":44.624175824175822},{"$f":"AA15*G15+($A$4-80)*AH15*$A$12/1000","v":43.041758241758238},41.459340659340654,39.243956043956047,37.134065934065937,35.024175824175828]
[1700,72,53.06373626373626,27.428571428571431,55.068131868131871,28.378021978021973,53.907692307692308,27.956043956043956,52.641758241758239,27.639560439560437,50.004395604395611,26.690109890109895,47.367032967032962,25.740659340659338,44.835164835164832,24.791208791208792,null,1.1054945054945053,1.1472527472527474,1.1230769230769231,1.0967032967032966,1.0417582417582418,0.98681318681318675,0.93406593406593408,0.51689860834990065,0.5153256704980842,0.51859099804305286,0.52505010020040077,0.53375527426160341,0.54342984409799555,0.55294117647058827,1.06,1.06,1.06,1.06,1.06,1.06,1.06,{"$f":"Y16*C16+($A$4-80)*AF16*$A$16/1000","v":27.428571428571431},{"$f":"Z16*E16+($A$4-80)*AG16*$A$16/1000","v":28.378021978021973},{"$f":"AA16*G16+($A$4-80)*AH16*$A$16/1000","v":27.956043956043956},{"$f":"AB16*I16+($A$4-80)*AI16*$A$16/1000","v":27.639560439560437},{"$f":"AC16*K16+($A$4-80)*AJ16*$A$16/1000","v":26.690109890109895},{"$f":"AD16*M16+($A$4-80)*AK16*$A$16/1000","v":25.740659340659338},{"$f":"AE16*O16+($A$4-80)*AL16*$A$16/1000","v":24.791208791208792}]
[null,67,52.219780219780219,36.71208791208791,52.852747252747257,37.978021978021978,50.953846153846158,37.45054945054946,49.160439560439571,37.028571428571439,46.206593406593399,35.657142857142851,43.358241758241761,34.391208791208797,40.615384615384613,33.125274725274721,null,1.0879120879120878,1.1010989010989012,1.0615384615384615,1.0241758241758243,0.96263736263736255,0.90329670329670331,0.84615384615384615,0.70303030303030301,0.71856287425149701,0.73498964803312639,0.75321888412017168,0.77168949771689499,0.79318734793187351,0.81558441558441552,1.06,1.06,1.06,1.06,1.06,1.06,1.06,{"$f":"Y17*C17+($A$4-80)*AF17*$A$16/1000","v":36.71208791208791},{"$f":"Z17*E17+($A$4-80)*AG17*$A$16/1000","v":37.978021978021978},{"$f":"AA17*G17+($A$4-80)*AH17*$A$16/1000","v":37.45054945054946},{"$f":"AB17*I17+($A$4-80)*AI17*$A$16/1000","v":37.028571428571439},{"$f":"AC17*K17+($A$4-80)*AJ17*$A$16/1000","v":35.657142857142851},{"$f":"AD17*M17+($A$4-80)*AK17*$A$16/1000","v":34.391208791208797},{"$f":"AE17*O17+($A$4-80)*AL17*$A$16/1000","v":33.125274725274721}]
[null,62,49.687912087912096,45.362637362637372,48.73846153846155,45.890109890109898,46.839560439560437,44.940659340659344,45.04615384615385,43.991208791208791,42.303296703296702,41.775824175824177,39.665934065934067,39.665934065934067,37.028571428571432,37.028571428571432,null,1.0351648351648353,1.0153846153846156,0.9758241758241758,0.93846153846153857,0.8813186813186813,0.82637362637362644,0.77142857142857146,0.91295116772823781,0.94155844155844148,0.95945945945945954,0.97658079625292737,0.98753117206982544,1,1,1.06,1.06,1.06,1.06,1.06,1.06,1.06,45.362637362637372,{"$f":"Z18*E18+($A$4-80)*AG18*$A$16/1000","v":45.890109890109898},{"$f":"AA18*G18+($A$4-80)*AH18*$A$16/1000","v":44.940659340659344},43.991208791208791,41.775824175824177,39.665934065934067,37.028571428571432]
[null,57,47.57802197802198,47.57802197802198,46.523076923076921,46.523076923076921,44.835164835164832,44.835164835164832,43.041758241758238,43.041758241758238,40.826373626373631,40.826373626373631,38.610989010989016,38.610989010989016,36.395604395604394,36.395604395604394,null,0.99120879120879124,0.96923076923076923,0.93406593406593408,0.89670329670329663,0.85054945054945064,0.80439560439560442,0.75824175824175821,1,1,1,1,1,1,1,1.06,1.06,1.06,1.06,1.06,1.06,1.06,47.57802197802198,{"$f":"Z19*E19+($A$4-80)*AG19*$A$16/1000","v":46.523076923076921},{"$f":"AA19*G19+($A$4-80)*AH19*$A$16/1000","v":44.835164835164832},43.041758241758238,40.826373626373631,38.610989010989016,36.395604395604394]

{"sheet":"YCG_60","index":39,"n_rows":19,"n_cols":45,"rows_kept":19,"cut":false,"hidden":true,"merged":[[2,0,2,1],[2,2,2,15],[3,2,3,3],[3,4,3,5],[3,6,3,7],[3,8,3,9],[3,10,3,11],[3,12,3,13],[3,14,3,15],[5,2,6,2],[5,3,6,3],[5,4,6,4],[5,5,6,5],[5,6,6,6],[5,7,6,7],[5,8,6,8],[4,0,6,0],[4,1,6,1],[4,2,4,3],[4,4,4,5],[4,6,4,7],[4,8,4,9],[5,9,6,9],[5,10,6,10],[5,11,6,11],[5,12,6,12],[5,13,6,13],[5,14,6,14],[5,15,6,15],[4,10,4,11],[4,12,4,13],[4,14,4,15],[24,10,24,11],[24,12,24,13],[25,2,26,2],[25,9,26,9],[25,10,26,10],[25,11,26,11],[25,12,26,12],[25,13,26,13],[7,0,10,0],[11,0,14,0],[15,0,18,0],[22,0,23,1],[22,2,22,13],[23,2,23,3],[23,4,23,5],[23,6,23,7],[23,8,23,9],[23,10,23,11],[23,12,23,13],[27,0,30,0],[25,3,26,3],[25,4,26,4],[25,5,26,5],[25,6,26,6],[25,7,26,7],[25,8,26,8],[31,0,34,0],[35,0,38,0],[24,0,26,0],[24,1,26,1],[24,2,24,3],[24,4,24,5],[24,6,24,7],[24,8,24,9],[41,0,42,1],[41,2,41,13],[42,2,42,3],[42,4,42,5],[42,6,42,7],[42,8,42,9],[42,10,42,11],[42,12,42,13],[44,10,45,10],[44,11,45,11],[44,12,45,12],[44,13,45,13],[46,0,49,0],[50,0,53,0],[43,10,43,11],[43,12,43,13],[44,2,45,2],[44,3,45,3],[44,4,45,4],[44,5,45,5],[44,6,45,6],[44,7,45,7],[44,8,45,8],[44,9,45,9],[43,0,45,0],[43,1,45,1],[43,2,43,3],[43,4,43,5],[43,6,43,7],[43,8,43,9],[54,0,57,0],[60,0,61,1],[60,2,60,13],[61,2,61,3],[61,4,61,5],[61,6,61,7],[61,8,61,9],[61,10,61,11],[61,12,61,13],[63,10,64,10],[63,11,64,11],[63,12,64,12],[63,13,64,13],[65,0,68,0],[69,0,72,0],[62,10,62,11],[62,12,62,13],[63,2,64,2],[63,3,64,3],[63,4,64,4],[63,5,64,5],[63,6,64,6],[63,7,64,7],[63,8,64,8],[63,9,64,9],[62,0,64,0],[62,1,64,1],[62,2,62,3],[62,4,62,5],[62,6,62,7],[62,8,62,9],[73,0,76,0],[79,0,80,1],[79,2,79,13],[80,2,80,3],[80,4,80,5],[80,6,80,7],[80,8,80,9],[80,10,80,11],[80,12,80,13],[82,10,83,10],[82,11,83,11],[82,12,83,12],[82,13,83,13],[84,0,87,0],[88,0,91,0],[81,10,81,11],[81,12,81,13],[82,2,83,2],[82,3,83,3],[82,4,83,4],[82,5,83,5],[82,6,83,6],[82,7,83,7],[82,8,83,8],[82,9,83,9],[81,0,83,0],[81,1,83,1],[81,2,81,3],[81,4,81,5],[81,6,81,7],[81,8,81,9],[92,0,95,0],[98,0,99,1],[98,2,98,13],[99,2,99,3],[99,4,99,5],[99,6,99,7],[99,8,99,9],[99,10,99,11],[99,12,99,13],[101,10,102,10],[101,11,102,11],[101,12,102,12],[101,13,102,13],[103,0,106,0],[107,0,110,0],[100,10,100,11],[100,12,100,13],[101,2,102,2],[101,3,102,3],[101,4,102,4],[101,5,102,5],[101,6,102,6],[101,7,102,7],[101,8,102,8],[101,9,102,9],[100,0,102,0],[100,1,102,1],[100,2,100,3],[100,4,100,5],[100,6,100,7],[100,8,100,9],[111,0,114,0],[117,0,118,1],[117,2,117,13],[118,2,118,3],[118,4,118,5],[118,6,118,7],[118,8,118,9],[118,10,118,11],[118,12,118,13],[130,0,133,0],[120,10,121,10],[120,11,121,11],[120,12,121,12],[120,13,121,13],[122,0,125,0],[126,0,129,0],[119,10,119,11],[119,12,119,13],[120,2,121,2],[120,3,121,3],[120,4,121,4],[120,5,121,5],[120,6,121,6],[120,7,121,7],[120,8,121,8],[120,9,121,9],[119,0,121,0],[119,1,121,1],[119,2,119,3],[119,4,119,5],[119,6,119,7],[119,8,119,9]]}
[]
["YCG_60",60]
["Evaporator Air \n",null,"Condenser  Entering Air Temperature ˚F"]
[80,"°F DB",65,null,75,null,85,null,95,null,105,null,115,null,125]
["CFM","EWB†\n˚F","Capacity Mbtuh",null,"Capacity Mbtuh",null,"Capacity Mbtuh",null,"Capacity Mbtuh",null,"Capacity Mbtuh",null,"Capacity Mbtuh",null,"Capacity Mbtuh"]
[null,null,"Total","Sens.","Total","Sens.","Total","Sens.","Total","Sens.","Total","Sens.","Total","Sens.","Total","Sens."]
[null,null,null,null,null,null,null,null,null,null,null,null,null,null,null,null,null,"Total Factors",null,null,null,null,null,null,"Sens. %",null,null,null,null,null,null,"IDB Adj",null,null,null,null,null,null,"Sens Calc"]
[1525,72,{"$f":"R8*$I$13","v":72.313043478260866},{"$f":"IF(AM8>C8,C8,AM8)","v":34.85217391304348},{"$f":"S8*$I$13","v":70.330434782608691},{"$f":"IF(AN8>E8,E8,AN8)","v":34.121739130434783},{"$f":"T8*$I$13","v":66.886956521739123},{"$f":"IF(AO8>G8,G8,AO8)","v":32.452173913043481},{"$f":"U8*$I$13","v":63.443478260869561},{"$f":"IF(AP8>I8,I8,AP8)","v":30.886956521739133},{"$f":"V8*$I$13","v":60.417391304347817},{"$f":"IF(AQ8>K8,K8,AQ8)","v":29.739130434782606},{"$f":"W8*$I$13","v":57.495652173913044},{"$f":"IF(AR8>M8,M8,AR8)","v":28.591304347826085},{"$f":"X8*$I$13","v":54.573913043478257},{"$f":"IF(AS8>O8,O8,AS8)","v":27.443478260869568},null,1.2052173913043478,1.1721739130434783,1.114782608695652,1.057391304347826,1.0069565217391303,0.95826086956521739,0.90956521739130425,0.48196248196248198,0.48516320474777447,0.4851794071762871,0.48684210526315796,0.49222797927461143,0.49727767695099817,0.50286806883365209,1.06,1.06,1.06,1.06,1.06,1.06,1.06,{"$f":"Y8*C8+($A$4-80)*AF8*$A$8/1000","v":34.85217391304348},{"$f":"Z8*E8+($A$4-80)*AG8*$A$8/1000","v":34.121739130434783},{"$f":"AA8*G8+($A$4-80)*AH8*$A$8/1000","v":32.452173913043481},{"$f":"AB8*I8+($A$4-80)*AI8*$A$8/1000","v":30.886956521739133},{"$f":"AC8*K8+($A$4-80)*AJ8*$A$8/1000","v":29.739130434782606},{"$f":"AD8*M8+($A$4-80)*AK8*$A$8/1000","v":28.591304347826085},{"$f":"AE8*O8+($A$4-80)*AL8*$A$8/1000","v":27.443478260869568}]
[null,67,{"$f":"R9*$I$13","v":66.991304347826087},43.513043478260869,64.695652173913047,{"$f":"IF(AN9>E9,E9,AN9)","v":42.782608695652172},61.982608695652168,{"$f":"IF(AO9>G9,G9,AO9)","v":41.426086956521736},{"$f":"U9*$I$13","v":59.165217391304353},{"$f":"IF(AP9>I9,I9,AP9)","v":40.069565217391307},55.721739130434784,{"$f":"IF(AQ9>K9,K9,AQ9)","v":38.504347826086956},52.278260869565223,{"$f":"IF(AR9>M9,M9,AR9)","v":37.04347826086957},48.939130434782605,{"$f":"IF(AS9>O9,O9,AS9)","v":35.478260869565219},null,1.1165217391304347,1.0782608695652174,1.0330434782608695,0.98608695652173917,0.92869565217391303,0.87130434782608701,0.81565217391304345,0.64953271028037385,0.66129032258064513,0.66835016835016836,0.67724867724867721,0.6910112359550562,0.70858283433133729,0.72494669509594889,1.06,1.06,1.06,1.06,1.06,1.06,1.06,{"$f":"Y9*C9+($A$4-80)*AF9*$A$8/1000","v":43.513043478260869},{"$f":"Z9*E9+($A$4-80)*AG9*$A$8/1000","v":42.782608695652172},{"$f":"AA9*G9+($A$4-80)*AH9*$A$8/1000","v":41.426086956521736},{"$f":"AB9*I9+($A$4-80)*AI9*$A$8/1000","v":40.069565217391307},{"$f":"AC9*K9+($A$4-80)*AJ9*$A$8/1000","v":38.504347826086956},{"$f":"AD9*M9+($A$4-80)*AK9*$A$8/1000","v":37.04347826086957},{"$f":"AE9*O9+($A$4-80)*AL9*$A$8/1000","v":35.478260869565219}]
[null,62,60.208695652173922,50.504347826086956,57.6,48.939130434782605,55.513043478260876,48.208695652173922,{"$f":"U10*$I$13","v":53.426086956521743},47.582608695652176,50.504347826086956,46.121739130434783,47.686956521739134,44.765217391304347,44.869565217391305,43.408695652173911,null,1.0034782608695654,0.96000000000000008,0.92521739130434788,0.89043478260869569,0.84173913043478255,0.7947826086956522,0.74782608695652175,0.83882149046793753,0.84963768115942018,0.86842105263157898,0.890625,0.91322314049586784,0.93873085339168483,0.96744186046511627,1.06,1.06,1.06,1.06,1.06,1.06,1.06,50.504347826086956,{"$f":"Z10*E10+($A$4-80)*AG10*$A$8/1000","v":48.939130434782605},{"$f":"AA10*G10+($A$4-80)*AH10*$A$8/1000","v":48.208695652173922},47.582608695652176,46.121739130434783,44.765217391304347,43.408695652173911]
[null,57,55.408695652173911,55.408695652173911,53.843478260869567,53.843478260869567,51.860869565217399,51.860869565217399,{"$f":"U11*$I$13","v":49.87826086956521},49.87826086956521,47.478260869565219,47.478260869565219,45.182608695652171,45.182608695652171,42.886956521739137,42.886956521739137,null,0.92347826086956519,0.8973913043478261,0.86434782608695659,0.83130434782608686,0.79130434782608694,0.75304347826086948,0.71478260869565224,1,1,1,1,1,1,1,1.06,1.06,1.06,1.06,1.06,1.06,1.06,55.408695652173911,{"$f":"Z11*E11+($A$4-80)*AG11*$A$8/1000","v":53.843478260869567},{"$f":"AA11*G11+($A$4-80)*AH11*$A$8/1000","v":51.860869565217399},{"$f":"AB11*I11+($A$4-80)*AI11*$A$8/1000","v":49.87826086956521},47.478260869565219,45.182608695652171,42.886956521739137]
[1725,72,73.669565217391295,36,71.68695652173912,35.165217391304346,68.556521739130432,33.913043478260867,{"$f":"U12*$I$13","v":65.530434782608694},32.660869565217396,61.982608695652168,31.513043478260869,58.539130434782606,30.365217391304345,55.095652173913038,29.217391304347821,null,1.2278260869565216,1.1947826086956521,1.1426086956521739,1.0921739130434782,1.0330434782608695,0.97565217391304349,0.91826086956521735,0.48866855524079322,0.49053857350800584,0.49467275494672752,0.49840764331210197,0.50841750841750843,0.51871657754010692,0.53030303030303028,1.06,1.06,1.06,1.06,1.06,1.06,1.06,{"$f":"Y12*C12+($A$4-80)*AF12*$A$12/1000","v":36},{"$f":"Z12*E12+($A$4-80)*AG12*$A$12/1000","v":35.165217391304346},{"$f":"AA12*G12+($A$4-80)*AH12*$A$12/1000","v":33.913043478260867},{"$f":"AB12*I12+($A$4-80)*AI12*$A$12/1000","v":32.660869565217396},{"$f":"AC12*K12+($A$4-80)*AJ12*$A$12/1000","v":31.513043478260869},{"$f":"AD12*M12+($A$4-80)*AK12*$A$12/1000","v":30.365217391304345},{"$f":"AE12*O12+($A$4-80)*AL12*$A$12/1000","v":29.217391304347821}]
[null,67,68.139130434782601,45.913043478260867,66.052173913043475,45.286956521739128,63.026086956521745,43.721739130434791,{"$f":"B2","v":60},42.260869565217391,56.452173913043481,40.591304347826089,53.008695652173913,39.026086956521738,49.565217391304351,37.460869565217394,null,1.1356521739130434,1.1008695652173912,1.0504347826086957,1,0.94086956521739129,0.88347826086956516,0.82608695652173914,0.6738131699846861,0.6856240126382307,0.69370860927152322,0.70434782608695656,0.71903881700554528,0.73622047244094491,0.75578947368421046,1.06,1.06,1.06,1.06,1.06,1.06,1.06,{"$f":"Y13*C13+($A$4-80)*AF13*$A$12/1000","v":45.913043478260867},{"$f":"Z13*E13+($A$4-80)*AG13*$A$12/1000","v":45.286956521739128},{"$f":"AA13*G13+($A$4-80)*AH13*$A$12/1000","v":43.721739130434791},{"$f":"AB13*I13+($A$4-80)*AI13*$A$12/1000","v":42.260869565217391},{"$f":"AC13*K13+($A$4-80)*AJ13*$A$12/1000","v":40.591304347826089},{"$f":"AD13*M13+($A$4-80)*AK13*$A$12/1000","v":39.026086956521738},{"$f":"AE13*O13+($A$4-80)*AL13*$A$12/1000","v":37.460869565217394}]
[null,62,61.565217391304351,53.843478260869567,59.060869565217395,52.591304347826089,56.869565217391305,51.652173913043477,{"$f":"U14*$I$13","v":54.573913043478257},50.713043478260872,51.547826086956519,48.939130434782605,48.626086956521746,47.269565217391303,45.704347826086952,45.6,null,1.0260869565217392,0.98434782608695659,0.94782608695652171,0.90956521739130425,0.85913043478260864,0.81043478260869573,0.76173913043478259,0.87457627118644066,0.89045936395759717,0.90825688073394495,0.92925430210325055,0.94939271255060731,0.97210300429184537,0.99771689497716909,1.06,1.06,1.06,1.06,1.06,1.06,1.06,53.843478260869567,{"$f":"Z14*E14+($A$4-80)*AG14*$A$12/1000","v":52.591304347826089},{"$f":"AA14*G14+($A$4-80)*AH14*$A$12/1000","v":51.652173913043477},50.713043478260872,48.939130434782605,47.269565217391303,45.6]
[null,57,57.391304347826086,57.391304347826086,55.617391304347819,55.617391304347819,53.843478260869567,53.843478260869567,51.965217391304343,51.965217391304343,49.356521739130429,49.356521739130429,46.956521739130437,46.956521739130437,44.452173913043481,44.452173913043481,null,0.95652173913043481,0.92695652173913035,0.8973913043478261,0.86608695652173906,0.82260869565217387,0.78260869565217395,0.74086956521739133,1,1,1,1,1,1,1,1.06,1.06,1.06,1.06,1.06,1.06,1.06,57.391304347826086,{"$f":"Z15*E15+($A$4-80)*AG15*$A$12/1000","v":55.617391304347819},{"$f":"AA15*G15+($A$4-80)*AH15*$A$12/1000","v":53.843478260869567},51.965217391304343,49.356521739130429,46.956521739130437,44.452173913043481]
[1925,72,74.921739130434773,37.252173913043478,73.043478260869563,36.313043478260866,70.330434782608691,35.373913043478261,67.617391304347819,34.539130434782606,63.547826086956519,33.286956521739128,59.582608695652176,32.03478260869565,55.617391304347819,30.886956521739126,null,1.248695652173913,1.2173913043478262,1.1721739130434783,1.1269565217391304,1.0591304347826087,0.99304347826086958,0.92695652173913035,0.49721448467966578,0.49714285714285711,0.5029673590504451,0.51080246913580252,0.52380952380952384,0.5376532399299474,0.55534709193245779,1.06,1.06,1.06,1.06,1.06,1.06,1.06,{"$f":"Y16*C16+($A$4-80)*AF16*$A$16/1000","v":37.252173913043478},{"$f":"Z16*E16+($A$4-80)*AG16*$A$16/1000","v":36.313043478260866},{"$f":"AA16*G16+($A$4-80)*AH16*$A$16/1000","v":35.373913043478261},{"$f":"AB16*I16+($A$4-80)*AI16*$A$16/1000","v":34.539130434782606},{"$f":"AC16*K16+($A$4-80)*AJ16*$A$16/1000","v":33.286956521739128},{"$f":"AD16*M16+($A$4-80)*AK16*$A$16/1000","v":32.03478260869565},{"$f":"AE16*O16+($A$4-80)*AL16*$A$16/1000","v":30.886956521739126}]
[null,67,69.182608695652178,48.313043478260873,67.513043478260883,47.791304347826092,64.173913043478265,46.12173913043479,60.834782608695647,44.452173913043481,57.182608695652171,42.678260869565221,53.739130434782609,41.008695652173913,50.295652173913041,39.339130434782604,null,1.1530434782608696,1.1252173913043479,1.0695652173913044,1.0139130434782608,0.95304347826086955,0.89565217391304353,0.83826086956521739,0.69834087481146301,0.70788253477588869,0.71869918699186996,0.73070325900514588,0.74635036496350371,0.76310679611650478,0.78215767634854771,1.06,1.06,1.06,1.06,1.06,1.06,1.06,{"$f":"Y17*C17+($A$4-80)*AF17*$A$16/1000","v":48.313043478260873},{"$f":"Z17*E17+($A$4-80)*AG17*$A$16/1000","v":47.791304347826092},{"$f":"AA17*G17+($A$4-80)*AH17*$A$16/1000","v":46.12173913043479},{"$f":"AB17*I17+($A$4-80)*AI17*$A$16/1000","v":44.452173913043481},{"$f":"AC17*K17+($A$4-80)*AJ17*$A$16/1000","v":42.678260869565221},{"$f":"AD17*M17+($A$4-80)*AK17*$A$16/1000","v":41.008695652173913},{"$f":"AE17*O17+($A$4-80)*AL17*$A$16/1000","v":39.339130434782604}]
[null,62,62.92173913043478,57.286956521739135,60.626086956521739,56.139130434782601,58.121739130434783,54.991304347826087,55.721739130434784,53.947826086956525,52.591304347826082,51.756521739130434,49.565217391304351,49.565217391304351,46.434782608695649,46.434782608695649,null,1.048695652173913,1.0104347826086957,0.96869565217391307,0.92869565217391303,0.87652173913043474,0.82608695652173914,0.77391304347826084,0.91044776119402993,0.92598967297762469,0.94614003590664275,0.96816479400749067,0.98412698412698418,1,1,1.06,1.06,1.06,1.06,1.06,1.06,1.06,57.286956521739135,{"$f":"Z18*E18+($A$4-80)*AG18*$A$16/1000","v":56.139130434782601},{"$f":"AA18*G18+($A$4-80)*AH18*$A$16/1000","v":54.991304347826087},53.947826086956525,51.756521739130434,49.565217391304351,46.434782608695649]
[null,57,59.373913043478261,59.373913043478261,57.495652173913044,57.495652173913044,55.721739130434784,55.721739130434784,54.052173913043475,54.052173913043475,51.339130434782611,51.339130434782611,48.626086956521746,48.626086956521746,46.017391304347825,46.017391304347825,null,0.98956521739130432,0.95826086956521739,0.92869565217391303,0.90086956521739125,0.85565217391304349,0.81043478260869573,0.76695652173913043,1,1,1,1,1,1,1,1.06,1.06,1.06,1.06,1.06,1.06,1.06,59.373913043478261,{"$f":"Z19*E19+($A$4-80)*AG19*$A$16/1000","v":57.495652173913044},{"$f":"AA19*G19+($A$4-80)*AH19*$A$16/1000","v":55.721739130434784},54.052173913043475,51.339130434782611,48.626086956521746,46.017391304347825]

{"sheet":"YCJD_18","index":40,"n_rows":19,"n_cols":45,"rows_kept":19,"cut":false,"hidden":true,"merged":[[2,0,2,1],[2,2,2,15],[3,2,3,3],[3,4,3,5],[3,6,3,7],[3,8,3,9],[3,10,3,11],[3,12,3,13],[3,14,3,15],[5,2,6,2],[5,3,6,3],[5,4,6,4],[5,5,6,5],[5,6,6,6],[5,7,6,7],[5,8,6,8],[4,0,6,0],[4,1,6,1],[4,2,4,3],[4,4,4,5],[4,6,4,7],[4,8,4,9],[5,9,6,9],[5,10,6,10],[5,11,6,11],[5,12,6,12],[5,13,6,13],[5,14,6,14],[5,15,6,15],[4,10,4,11],[4,12,4,13],[4,14,4,15],[24,10,24,11],[24,12,24,13],[25,2,26,2],[25,9,26,9],[25,10,26,10],[25,11,26,11],[25,12,26,12],[25,13,26,13],[7,0,10,0],[11,0,14,0],[15,0,18,0],[22,0,23,1],[22,2,22,13],[23,2,23,3],[23,4,23,5],[23,6,23,7],[23,8,23,9],[23,10,23,11],[23,12,23,13],[27,0,30,0],[25,3,26,3],[25,4,26,4],[25,5,26,5],[25,6,26,6],[25,7,26,7],[25,8,26,8],[31,0,34,0],[35,0,38,0],[24,0,26,0],[24,1,26,1],[24,2,24,3],[24,4,24,5],[24,6,24,7],[24,8,24,9],[41,0,42,1],[41,2,41,13],[42,2,42,3],[42,4,42,5],[42,6,42,7],[42,8,42,9],[42,10,42,11],[42,12,42,13],[44,10,45,10],[44,11,45,11],[44,12,45,12],[44,13,45,13],[46,0,49,0],[50,0,53,0],[43,10,43,11],[43,12,43,13],[44,2,45,2],[44,3,45,3],[44,4,45,4],[44,5,45,5],[44,6,45,6],[44,7,45,7],[44,8,45,8],[44,9,45,9],[43,0,45,0],[43,1,45,1],[43,2,43,3],[43,4,43,5],[43,6,43,7],[43,8,43,9],[54,0,57,0],[60,0,61,1],[60,2,60,13],[61,2,61,3],[61,4,61,5],[61,6,61,7],[61,8,61,9],[61,10,61,11],[61,12,61,13],[63,10,64,10],[63,11,64,11],[63,12,64,12],[63,13,64,13],[65,0,68,0],[69,0,72,0],[62,10,62,11],[62,12,62,13],[63,2,64,2],[63,3,64,3],[63,4,64,4],[63,5,64,5],[63,6,64,6],[63,7,64,7],[63,8,64,8],[63,9,64,9],[62,0,64,0],[62,1,64,1],[62,2,62,3],[62,4,62,5],[62,6,62,7],[62,8,62,9],[73,0,76,0],[79,0,80,1],[79,2,79,13],[80,2,80,3],[80,4,80,5],[80,6,80,7],[80,8,80,9],[80,10,80,11],[80,12,80,13],[82,10,83,10],[82,11,83,11],[82,12,83,12],[82,13,83,13],[84,0,87,0],[88,0,91,0],[81,10,81,11],[81,12,81,13],[82,2,83,2],[82,3,83,3],[82,4,83,4],[82,5,83,5],[82,6,83,6],[82,7,83,7],[82,8,83,8],[82,9,83,9],[81,0,83,0],[81,1,83,1],[81,2,81,3],[81,4,81,5],[81,6,81,7],[81,8,81,9],[92,0,95,0],[98,0,99,1],[98,2,98,13],[99,2,99,3],[99,4,99,5],[99,6,99,7],[99,8,99,9],[99,10,99,11],[99,12,99,13],[101,10,102,10],[101,11,102,11],[101,12,102,12],[101,13,102,13],[103,0,106,0],[107,0,110,0],[100,10,100,11],[100,12,100,13],[101,2,102,2],[101,3,102,3],[101,4,102,4],[101,5,102,5],[101,6,102,6],[101,7,102,7],[101,8,102,8],[101,9,102,9],[100,0,102,0],[100,1,102,1],[100,2,100,3],[100,4,100,5],[100,6,100,7],[100,8,100,9],[111,0,114,0],[117,0,118,1],[117,2,117,13],[118,2,118,3],[118,4,118,5],[118,6,118,7],[118,8,118,9],[118,10,118,11],[118,12,118,13],[130,0,133,0],[120,10,121,10],[120,11,121,11],[120,12,121,12],[120,13,121,13],[122,0,125,0],[126,0,129,0],[119,10,119,11],[119,12,119,13],[120,2,121,2],[120,3,121,3],[120,4,121,4],[120,5,121,5],[120,6,121,6],[120,7,121,7],[120,8,121,8],[120,9,121,9],[119,0,121,0],[119,1,121,1],[119,2,119,3],[119,4,119,5],[119,6,119,7],[119,8,119,9]]}
[]
["YCJD_18"]
["Evaporator Air \n",null,"Condenser  Entering Air Temperature ˚F"]
[80,"°F DB",65,null,75,null,85,null,95,null,105,null,115,null,125]
["CFM","EWB†\n˚F","Capacity Mbtuh",null,"Capacity Mbtuh",null,"Capacity Mbtuh",null,"Capacity Mbtuh",null,"Capacity Mbtuh",null,"Capacity Mbtuh",null,"Capacity Mbtuh"]
[null,null,"Total","Sens.","Total","Sens.","Total","Sens.","Total","Sens.","Total","Sens.","Total","Sens.","Total","Sens."]
[null,null,null,null,null,null,null,null,null,null,null,null,null,null,null,null,null,"Total Factors",null,null,null,null,null,null,"Sens. %",null,null,null,null,null,null,"IDB Adj",null,null,null,null,null,null,"Sens Calc"]
[450,72,{"$f":"R8*$I$13","v":0},{"$f":"IF(AM8>C8,C8,AM8)","v":0},{"$f":"S8*$I$13","v":0},{"$f":"IF(AN8>E8,E8,AN8)","v":0},{"$f":"T8*$I$13","v":0},{"$f":"IF(AO8>G8,G8,AO8)","v":0},{"$f":"U8*$I$13","v":0},{"$f":"IF(AP8>I8,I8,AP8)","v":0},{"$f":"V8*$I$13","v":0},{"$f":"IF(AQ8>K8,K8,AQ8)","v":0},{"$f":"W8*$I$13","v":0},{"$f":"IF(AR8>M8,M8,AR8)","v":0},{"$f":"X8*$I$13","v":0},{"$f":"IF(AS8>O8,O8,AS8)","v":0},null,1.1828571428571428,1.137142857142857,1.0971428571428572,1.0514285714285714,0.9771428571428572,0.90857142857142859,0.84,0.46859903381642509,0.46733668341708551,0.46875,0.46739130434782611,0.48538011695906436,0.50314465408805031,0.51700680272108845,1.06,1.06,1.06,1.06,1.06,1.06,1.06,{"$f":"Y8*C8+($A$4-80)*AF8*$A$8/1000","v":0},{"$f":"Z8*E8+($A$4-80)*AG8*$A$8/1000","v":0},{"$f":"AA8*G8+($A$4-80)*AH8*$A$8/1000","v":0},{"$f":"AB8*I8+($A$4-80)*AI8*$A$8/1000","v":0},{"$f":"AC8*K8+($A$4-80)*AJ8*$A$8/1000","v":0},{"$f":"AD8*M8+($A$4-80)*AK8*$A$8/1000","v":0},{"$f":"AE8*O8+($A$4-80)*AL8*$A$8/1000","v":0}]
[null,67,{"$f":"R9*$I$13","v":0},0,0,{"$f":"IF(AN9>E9,E9,AN9)","v":0},0,{"$f":"IF(AO9>G9,G9,AO9)","v":0},{"$f":"U9*$I$13","v":0},{"$f":"IF(AP9>I9,I9,AP9)","v":0},0,{"$f":"IF(AQ9>K9,K9,AQ9)","v":0},0,{"$f":"IF(AR9>M9,M9,AR9)","v":0},0,{"$f":"IF(AS9>O9,O9,AS9)","v":0},null,1.1485714285714286,1.0857142857142856,1.0285714285714285,0.97142857142857142,0.89142857142857146,0.81714285714285717,0.73714285714285721,0.62686567164179097,0.64210526315789473,0.64999999999999991,0.66470588235294126,0.6923076923076924,0.72027972027972031,0.75968992248062017,1.06,1.06,1.06,1.06,1.06,1.06,1.06,{"$f":"Y9*C9+($A$4-80)*AF9*$A$8/1000","v":0},{"$f":"Z9*E9+($A$4-80)*AG9*$A$8/1000","v":0},{"$f":"AA9*G9+($A$4-80)*AH9*$A$8/1000","v":0},{"$f":"AB9*I9+($A$4-80)*AI9*$A$8/1000","v":0},{"$f":"AC9*K9+($A$4-80)*AJ9*$A$8/1000","v":0},{"$f":"AD9*M9+($A$4-80)*AK9*$A$8/1000","v":0},{"$f":"AE9*O9+($A$4-80)*AL9*$A$8/1000","v":0}]
[null,62,0,0,0,0,0,0,{"$f":"U10*$I$13","v":0},0,0,0,0,0,0,0,null,1.0514285714285714,0.99428571428571422,0.93714285714285706,0.88,0.81142857142857139,0.74285714285714288,0.68,0.78804347826086962,0.82183908045977028,0.85365853658536595,0.89610389610389618,0.92253521126760563,0.9538461538461539,0.99159663865546221,1.06,1.06,1.06,1.06,1.06,1.06,1.06,0,{"$f":"Z10*E10+($A$4-80)*AG10*$A$8/1000","v":0},{"$f":"AA10*G10+($A$4-80)*AH10*$A$8/1000","v":0},0,0,0,0]
[null,57,0,0,0,0,0,0,{"$f":"U11*$I$13","v":0},0,0,0,0,0,0,0,null,0.93142857142857149,0.89142857142857146,0.84571428571428575,0.8,0.74285714285714288,0.69142857142857139,0.63428571428571423,1,1,1,1,1,1,1,1.06,1.06,1.06,1.06,1.06,1.06,1.06,0,{"$f":"Z11*E11+($A$4-80)*AG11*$A$8/1000","v":0},{"$f":"AA11*G11+($A$4-80)*AH11*$A$8/1000","v":0},{"$f":"AB11*I11+($A$4-80)*AI11*$A$8/1000","v":0},0,0,0]
[600,72,0,0,0,0,0,0,{"$f":"U12*$I$13","v":0},0,0,0,0,0,0,0,null,1.1942857142857142,1.1485714285714286,1.102857142857143,1.0628571428571429,0.98857142857142866,0.91428571428571426,0.84571428571428575,0.49282296650717711,0.50248756218905466,0.50777202072538863,0.5161290322580645,0.53757225433526012,0.5625,0.58783783783783772,1.06,1.06,1.06,1.06,1.06,1.06,1.06,{"$f":"Y12*C12+($A$4-80)*AF12*$A$12/1000","v":0},{"$f":"Z12*E12+($A$4-80)*AG12*$A$12/1000","v":0},{"$f":"AA12*G12+($A$4-80)*AH12*$A$12/1000","v":0},{"$f":"AB12*I12+($A$4-80)*AI12*$A$12/1000","v":0},{"$f":"AC12*K12+($A$4-80)*AJ12*$A$12/1000","v":0},{"$f":"AD12*M12+($A$4-80)*AK12*$A$12/1000","v":0},{"$f":"AE12*O12+($A$4-80)*AL12*$A$12/1000","v":0}]
[null,67,0,0,0,0,0,0,{"$f":"B2","v":0},0,0,0,0,0,0,0,null,1.1542857142857141,1.102857142857143,1.0514285714285714,1,0.92,0.84,0.76571428571428568,0.67326732673267331,0.69430051813471505,0.71739130434782605,0.74285714285714288,0.77639751552795022,0.8231292517006803,0.87313432835820892,1.06,1.06,1.06,1.06,1.06,1.06,1.06,{"$f":"Y13*C13+($A$4-80)*AF13*$A$12/1000","v":0},{"$f":"Z13*E13+($A$4-80)*AG13*$A$12/1000","v":0},{"$f":"AA13*G13+($A$4-80)*AH13*$A$12/1000","v":0},{"$f":"AB13*I13+($A$4-80)*AI13*$A$12/1000","v":0},{"$f":"AC13*K13+($A$4-80)*AJ13*$A$12/1000","v":0},{"$f":"AD13*M13+($A$4-80)*AK13*$A$12/1000","v":0},{"$f":"AE13*O13+($A$4-80)*AL13*$A$12/1000","v":0}]
[null,62,0,0,0,0,0,0,{"$f":"U14*$I$13","v":0},0,0,0,0,0,0,0,null,1.0857142857142856,1.0342857142857145,0.98285714285714276,0.93142857142857149,0.86285714285714288,0.8,0.73714285714285721,0.9,0.90055248618784522,0.90697674418604657,0.90797546012269936,0.92715231788079477,0.93571428571428572,0.95348837209302328,1.06,1.06,1.06,1.06,1.06,1.06,1.06,0,{"$f":"Z14*E14+($A$4-80)*AG14*$A$12/1000","v":0},{"$f":"AA14*G14+($A$4-80)*AH14*$A$12/1000","v":0},0,0,0,0]
[null,57,0,0,0,0,0,0,0,0,0,0,0,0,0,0,null,1,0.96000000000000008,0.92,0.88,0.81714285714285717,0.75428571428571423,0.69142857142857139,1,1,1,1,1,1,1,1.06,1.06,1.06,1.06,1.06,1.06,1.06,0,{"$f":"Z15*E15+($A$4-80)*AG15*$A$12/1000","v":0},{"$f":"AA15*G15+($A$4-80)*AH15*$A$12/1000","v":0},0,0,0,0]
[750,72,0,0,0,0,0,0,0,0,0,0,0,0,0,0,null,1.2057142857142857,1.1600000000000001,1.1142857142857143,1.0685714285714285,0.99428571428571422,0.92571428571428571,0.85142857142857142,0.51658767772511849,0.53201970443349755,0.54358974358974355,0.56149732620320858,0.59195402298850586,0.62345679012345678,0.65771812080536918,1.06,1.06,1.06,1.06,1.06,1.06,1.06,{"$f":"Y16*C16+($A$4-80)*AF16*$A$16/1000","v":0},{"$f":"Z16*E16+($A$4-80)*AG16*$A$16/1000","v":0},{"$f":"AA16*G16+($A$4-80)*AH16*$A$16/1000","v":0},{"$f":"AB16*I16+($A$4-80)*AI16*$A$16/1000","v":0},{"$f":"AC16*K16+($A$4-80)*AJ16*$A$16/1000","v":0},{"$f":"AD16*M16+($A$4-80)*AK16*$A$16/1000","v":0},{"$f":"AE16*O16+($A$4-80)*AL16*$A$16/1000","v":0}]
[null,67,0,0,0,0,0,0,0,0,0,0,0,0,0,0,null,1.1600000000000001,1.1142857142857143,1.0742857142857143,1.0285714285714285,0.94857142857142862,0.86857142857142855,0.78857142857142859,0.71921182266009853,0.74871794871794872,0.77659574468085102,0.81111111111111112,0.86144578313253006,0.91447368421052633,0.97826086956521729,1.06,1.06,1.06,1.06,1.06,1.06,1.06,{"$f":"Y17*C17+($A$4-80)*AF17*$A$16/1000","v":0},{"$f":"Z17*E17+($A$4-80)*AG17*$A$16/1000","v":0},{"$f":"AA17*G17+($A$4-80)*AH17*$A$16/1000","v":0},{"$f":"AB17*I17+($A$4-80)*AI17*$A$16/1000","v":0},{"$f":"AC17*K17+($A$4-80)*AJ17*$A$16/1000","v":0},{"$f":"AD17*M17+($A$4-80)*AK17*$A$16/1000","v":0},{"$f":"AE17*O17+($A$4-80)*AL17*$A$16/1000","v":0}]
[null,62,0,0,0,0,0,0,0,0,0,0,0,0,0,0,null,1.1200000000000001,1.0742857142857143,1.0285714285714285,0.98285714285714276,0.92,0.8571428571428571,0.79428571428571426,0.87755102040816313,0.97872340425531901,0.95555555555555549,0.92441860465116288,0.92546583850931674,0.92,0.92086330935251803,1.06,1.06,1.06,1.06,1.06,1.06,1.06,0,{"$f":"Z18*E18+($A$4-80)*AG18*$A$16/1000","v":0},{"$f":"AA18*G18+($A$4-80)*AH18*$A$16/1000","v":0},0,0,0,0]
[null,57,0,0,0,0,0,0,0,0,0,0,0,0,0,0,null,1.0685714285714285,1.0342857142857145,0.99428571428571422,0.95428571428571429,0.88571428571428568,0.81714285714285717,0.74857142857142855,1,1,1,1,1,1,1,1.06,1.06,1.06,1.06,1.06,1.06,1.06,0,{"$f":"Z19*E19+($A$4-80)*AG19*$A$16/1000","v":0},{"$f":"AA19*G19+($A$4-80)*AH19*$A$16/1000","v":0},0,0,0,0]

{"sheet":"YCJD_24","index":41,"n_rows":19,"n_cols":45,"rows_kept":19,"cut":false,"hidden":true,"merged":[[2,0,2,1],[2,2,2,15],[3,2,3,3],[3,4,3,5],[3,6,3,7],[3,8,3,9],[3,10,3,11],[3,12,3,13],[3,14,3,15],[5,2,6,2],[5,3,6,3],[5,4,6,4],[5,5,6,5],[5,6,6,6],[5,7,6,7],[5,8,6,8],[4,0,6,0],[4,1,6,1],[4,2,4,3],[4,4,4,5],[4,6,4,7],[4,8,4,9],[5,9,6,9],[5,10,6,10],[5,11,6,11],[5,12,6,12],[5,13,6,13],[5,14,6,14],[5,15,6,15],[4,10,4,11],[4,12,4,13],[4,14,4,15],[24,10,24,11],[24,12,24,13],[25,2,26,2],[25,9,26,9],[25,10,26,10],[25,11,26,11],[25,12,26,12],[25,13,26,13],[7,0,10,0],[11,0,14,0],[15,0,18,0],[22,0,23,1],[22,2,22,13],[23,2,23,3],[23,4,23,5],[23,6,23,7],[23,8,23,9],[23,10,23,11],[23,12,23,13],[27,0,30,0],[25,3,26,3],[25,4,26,4],[25,5,26,5],[25,6,26,6],[25,7,26,7],[25,8,26,8],[31,0,34,0],[35,0,38,0],[24,0,26,0],[24,1,26,1],[24,2,24,3],[24,4,24,5],[24,6,24,7],[24,8,24,9],[41,0,42,1],[41,2,41,13],[42,2,42,3],[42,4,42,5],[42,6,42,7],[42,8,42,9],[42,10,42,11],[42,12,42,13],[44,10,45,10],[44,11,45,11],[44,12,45,12],[44,13,45,13],[46,0,49,0],[50,0,53,0],[43,10,43,11],[43,12,43,13],[44,2,45,2],[44,3,45,3],[44,4,45,4],[44,5,45,5],[44,6,45,6],[44,7,45,7],[44,8,45,8],[44,9,45,9],[43,0,45,0],[43,1,45,1],[43,2,43,3],[43,4,43,5],[43,6,43,7],[43,8,43,9],[54,0,57,0],[60,0,61,1],[60,2,60,13],[61,2,61,3],[61,4,61,5],[61,6,61,7],[61,8,61,9],[61,10,61,11],[61,12,61,13],[63,10,64,10],[63,11,64,11],[63,12,64,12],[63,13,64,13],[65,0,68,0],[69,0,72,0],[62,10,62,11],[62,12,62,13],[63,2,64,2],[63,3,64,3],[63,4,64,4],[63,5,64,5],[63,6,64,6],[63,7,64,7],[63,8,64,8],[63,9,64,9],[62,0,64,0],[62,1,64,1],[62,2,62,3],[62,4,62,5],[62,6,62,7],[62,8,62,9],[73,0,76,0],[79,0,80,1],[79,2,79,13],[80,2,80,3],[80,4,80,5],[80,6,80,7],[80,8,80,9],[80,10,80,11],[80,12,80,13],[82,10,83,10],[82,11,83,11],[82,12,83,12],[82,13,83,13],[84,0,87,0],[88,0,91,0],[81,10,81,11],[81,12,81,13],[82,2,83,2],[82,3,83,3],[82,4,83,4],[82,5,83,5],[82,6,83,6],[82,7,83,7],[82,8,83,8],[82,9,83,9],[81,0,83,0],[81,1,83,1],[81,2,81,3],[81,4,81,5],[81,6,81,7],[81,8,81,9],[92,0,95,0],[98,0,99,1],[98,2,98,13],[99,2,99,3],[99,4,99,5],[99,6,99,7],[99,8,99,9],[99,10,99,11],[99,12,99,13],[101,10,102,10],[101,11,102,11],[101,12,102,12],[101,13,102,13],[103,0,106,0],[107,0,110,0],[100,10,100,11],[100,12,100,13],[101,2,102,2],[101,3,102,3],[101,4,102,4],[101,5,102,5],[101,6,102,6],[101,7,102,7],[101,8,102,8],[101,9,102,9],[100,0,102,0],[100,1,102,1],[100,2,100,3],[100,4,100,5],[100,6,100,7],[100,8,100,9],[111,0,114,0],[117,0,118,1],[117,2,117,13],[118,2,118,3],[118,4,118,5],[118,6,118,7],[118,8,118,9],[118,10,118,11],[118,12,118,13],[130,0,133,0],[120,10,121,10],[120,11,121,11],[120,12,121,12],[120,13,121,13],[122,0,125,0],[126,0,129,0],[119,10,119,11],[119,12,119,13],[120,2,121,2],[120,3,121,3],[120,4,121,4],[120,5,121,5],[120,6,121,6],[120,7,121,7],[120,8,121,8],[120,9,121,9],[119,0,121,0],[119,1,121,1],[119,2,119,3],[119,4,119,5],[119,6,119,7],[119,8,119,9]]}
[]
["YCJD_24"]
["Evaporator Air \n",null,"Condenser  Entering Air Temperature ˚F"]
[80,"°F DB",65,null,75,null,85,null,95,null,105,null,115,null,125]
["CFM","EWB†\n˚F","Capacity Mbtuh",null,"Capacity Mbtuh",null,"Capacity Mbtuh",null,"Capacity Mbtuh",null,"Capacity Mbtuh",null,"Capacity Mbtuh",null,"Capacity Mbtuh"]
[null,null,"Total","Sens.","Total","Sens.","Total","Sens.","Total","Sens.","Total","Sens.","Total","Sens.","Total","Sens."]
[null,null,null,null,null,null,null,null,null,null,null,null,null,null,null,null,null,"Total Factors",null,null,null,null,null,null,"Sens. %",null,null,null,null,null,null,"IDB Adj",null,null,null,null,null,null,"Sens Calc"]
[600,72,{"$f":"R8*$I$13","v":0},{"$f":"IF(AM8>C8,C8,AM8)","v":0},{"$f":"S8*$I$13","v":0},{"$f":"IF(AN8>E8,E8,AN8)","v":0},{"$f":"T8*$I$13","v":0},{"$f":"IF(AO8>G8,G8,AO8)","v":0},{"$f":"U8*$I$13","v":0},{"$f":"IF(AP8>I8,I8,AP8)","v":0},{"$f":"V8*$I$13","v":0},{"$f":"IF(AQ8>K8,K8,AQ8)","v":0},{"$f":"W8*$I$13","v":0},{"$f":"IF(AR8>M8,M8,AR8)","v":0},{"$f":"X8*$I$13","v":0},{"$f":"IF(AS8>O8,O8,AS8)","v":0},null,1.175,1.1333333333333333,1.0958333333333334,1.0541666666666667,0.96250000000000002,0.87083333333333324,0.77916666666666667,0.47163120567375888,0.4705882352941177,0.46768060836501901,0.47035573122529645,0.48051948051948046,0.49760765550239239,0.5133689839572193,1.06,1.06,1.06,1.06,1.06,1.06,1.06,{"$f":"Y8*C8+($A$4-80)*AF8*$A$8/1000","v":0},{"$f":"Z8*E8+($A$4-80)*AG8*$A$8/1000","v":0},{"$f":"AA8*G8+($A$4-80)*AH8*$A$8/1000","v":0},{"$f":"AB8*I8+($A$4-80)*AI8*$A$8/1000","v":0},{"$f":"AC8*K8+($A$4-80)*AJ8*$A$8/1000","v":0},{"$f":"AD8*M8+($A$4-80)*AK8*$A$8/1000","v":0},{"$f":"AE8*O8+($A$4-80)*AL8*$A$8/1000","v":0}]
[null,67,{"$f":"R9*$I$13","v":0},0,0,{"$f":"IF(AN9>E9,E9,AN9)","v":0},0,{"$f":"IF(AO9>G9,G9,AO9)","v":0},{"$f":"U9*$I$13","v":0},{"$f":"IF(AP9>I9,I9,AP9)","v":0},0,{"$f":"IF(AQ9>K9,K9,AQ9)","v":0},0,{"$f":"IF(AR9>M9,M9,AR9)","v":0},0,{"$f":"IF(AS9>O9,O9,AS9)","v":0},null,1.125,1.0625,1,0.9375,0.83750000000000002,0.74583333333333324,0.65416666666666667,0.60370370370370374,0.61960784313725492,0.63750000000000007,0.65333333333333332,0.68656716417910446,0.72067039106145259,0.76433121019108285,1.06,1.06,1.06,1.06,1.06,1.06,1.06,{"$f":"Y9*C9+($A$4-80)*AF9*$A$8/1000","v":0},{"$f":"Z9*E9+($A$4-80)*AG9*$A$8/1000","v":0},{"$f":"AA9*G9+($A$4-80)*AH9*$A$8/1000","v":0},{"$f":"AB9*I9+($A$4-80)*AI9*$A$8/1000","v":0},{"$f":"AC9*K9+($A$4-80)*AJ9*$A$8/1000","v":0},{"$f":"AD9*M9+($A$4-80)*AK9*$A$8/1000","v":0},{"$f":"AE9*O9+($A$4-80)*AL9*$A$8/1000","v":0}]
[null,62,0,0,0,0,0,0,{"$f":"U10*$I$13","v":0},0,0,0,0,0,0,0,null,1.0625,0.97916666666666663,0.9,0.81666666666666676,0.73749999999999993,0.65833333333333333,0.57916666666666672,0.74901960784313726,0.78723404255319152,0.82870370370370361,0.88265306122448972,0.89830508474576276,0.92405063291139233,0.96402877697841727,1.06,1.06,1.06,1.06,1.06,1.06,1.06,0,{"$f":"Z10*E10+($A$4-80)*AG10*$A$8/1000","v":0},{"$f":"AA10*G10+($A$4-80)*AH10*$A$8/1000","v":0},0,0,0,0]
[null,57,0,0,0,0,0,0,{"$f":"U11*$I$13","v":0},0,0,0,0,0,0,0,null,0.85416666666666663,0.79583333333333339,0.73749999999999993,0.6791666666666667,0.625,0.57500000000000007,0.52083333333333337,1,1,1,1,1,1,1,1.06,1.06,1.06,1.06,1.06,1.06,1.06,0,{"$f":"Z11*E11+($A$4-80)*AG11*$A$8/1000","v":0},{"$f":"AA11*G11+($A$4-80)*AH11*$A$8/1000","v":0},{"$f":"AB11*I11+($A$4-80)*AI11*$A$8/1000","v":0},0,0,0]
[800,72,0,0,0,0,0,0,{"$f":"U12*$I$13","v":0},0,0,0,0,0,0,0,null,1.2291666666666667,1.1916666666666667,1.1500000000000001,1.1125,1.0166666666666666,0.92499999999999993,0.83750000000000002,0.48135593220338979,0.4825174825174825,0.48913043478260865,0.49063670411985016,0.51229508196721318,0.53153153153153154,0.55721393034825861,1.06,1.06,1.06,1.06,1.06,1.06,1.06,{"$f":"Y12*C12+($A$4-80)*AF12*$A$12/1000","v":0},{"$f":"Z12*E12+($A$4-80)*AG12*$A$12/1000","v":0},{"$f":"AA12*G12+($A$4-80)*AH12*$A$12/1000","v":0},{"$f":"AB12*I12+($A$4-80)*AI12*$A$12/1000","v":0},{"$f":"AC12*K12+($A$4-80)*AJ12*$A$12/1000","v":0},{"$f":"AD12*M12+($A$4-80)*AK12*$A$12/1000","v":0},{"$f":"AE12*O12+($A$4-80)*AL12*$A$12/1000","v":0}]
[null,67,0,0,0,0,0,0,{"$f":"B2","v":0},0,0,0,0,0,0,0,null,1.1791666666666667,1.1208333333333333,1.0583333333333333,1,0.9,0.8041666666666667,0.70833333333333337,0.63604240282685509,0.65427509293680308,0.67716535433070868,0.70000000000000007,0.73611111111111105,0.77720207253886009,0.82941176470588229,1.06,1.06,1.06,1.06,1.06,1.06,1.06,{"$f":"Y13*C13+($A$4-80)*AF13*$A$12/1000","v":0},{"$f":"Z13*E13+($A$4-80)*AG13*$A$12/1000","v":0},{"$f":"AA13*G13+($A$4-80)*AH13*$A$12/1000","v":0},{"$f":"AB13*I13+($A$4-80)*AI13*$A$12/1000","v":0},{"$f":"AC13*K13+($A$4-80)*AJ13*$A$12/1000","v":0},{"$f":"AD13*M13+($A$4-80)*AK13*$A$12/1000","v":0},{"$f":"AE13*O13+($A$4-80)*AL13*$A$12/1000","v":0}]
[null,62,0,0,0,0,0,0,{"$f":"U14*$I$13","v":0},0,0,0,0,0,0,0,null,1.1125,1.0416666666666667,0.96666666666666667,0.89583333333333337,0.8125,0.73333333333333339,0.65416666666666667,0.82397003745318353,0.84400000000000008,0.87500000000000011,0.90697674418604646,0.91282051282051291,0.92613636363636365,0.93630573248407645,1.06,1.06,1.06,1.06,1.06,1.06,1.06,0,{"$f":"Z14*E14+($A$4-80)*AG14*$A$12/1000","v":0},{"$f":"AA14*G14+($A$4-80)*AH14*$A$12/1000","v":0},0,0,0,0]
[null,57,0,0,0,0,0,0,0,0,0,0,0,0,0,0,null,0.94166666666666676,0.89166666666666661,0.84166666666666667,0.79166666666666663,0.72499999999999998,0.66249999999999998,0.6,1,1,1,1,1,1,1,1.06,1.06,1.06,1.06,1.06,1.06,1.06,0,{"$f":"Z15*E15+($A$4-80)*AG15*$A$12/1000","v":0},{"$f":"AA15*G15+($A$4-80)*AH15*$A$12/1000","v":0},0,0,0,0]
[1000,72,0,0,0,0,0,0,0,0,0,0,0,0,0,0,null,1.2833333333333334,1.2458333333333333,1.2041666666666666,1.1666666666666667,1.075,0.98333333333333339,0.89166666666666661,0.49025974025974023,0.49832775919732447,0.50519031141868509,0.51428571428571435,0.53875968992248058,0.56355932203389825,0.59813084112149539,1.06,1.06,1.06,1.06,1.06,1.06,1.06,{"$f":"Y16*C16+($A$4-80)*AF16*$A$16/1000","v":0},{"$f":"Z16*E16+($A$4-80)*AG16*$A$16/1000","v":0},{"$f":"AA16*G16+($A$4-80)*AH16*$A$16/1000","v":0},{"$f":"AB16*I16+($A$4-80)*AI16*$A$16/1000","v":0},{"$f":"AC16*K16+($A$4-80)*AJ16*$A$16/1000","v":0},{"$f":"AD16*M16+($A$4-80)*AK16*$A$16/1000","v":0},{"$f":"AE16*O16+($A$4-80)*AL16*$A$16/1000","v":0}]
[null,67,0,0,0,0,0,0,0,0,0,0,0,0,0,0,null,1.2333333333333334,1.175,1.1208333333333333,1.0625,0.96250000000000002,0.86249999999999993,0.76666666666666661,0.66554054054054046,0.68794326241134751,0.71003717472118966,0.74117647058823521,0.77922077922077915,0.82608695652173925,0.88043478260869568,1.06,1.06,1.06,1.06,1.06,1.06,1.06,{"$f":"Y17*C17+($A$4-80)*AF17*$A$16/1000","v":0},{"$f":"Z17*E17+($A$4-80)*AG17*$A$16/1000","v":0},{"$f":"AA17*G17+($A$4-80)*AH17*$A$16/1000","v":0},{"$f":"AB17*I17+($A$4-80)*AI17*$A$16/1000","v":0},{"$f":"AC17*K17+($A$4-80)*AJ17*$A$16/1000","v":0},{"$f":"AD17*M17+($A$4-80)*AK17*$A$16/1000","v":0},{"$f":"AE17*O17+($A$4-80)*AL17*$A$16/1000","v":0}]
[null,62,0,0,0,0,0,0,0,0,0,0,0,0,0,0,null,1.1666666666666667,1.0999999999999999,1.0333333333333334,0.97083333333333333,0.88750000000000007,0.80833333333333324,0.72916666666666663,0.88928571428571423,0.9015151515151516,0.91532258064516125,0.92703862660944214,0.92957746478873238,0.92268041237113396,0.92,1.06,1.06,1.06,1.06,1.06,1.06,1.06,0,{"$f":"Z18*E18+($A$4-80)*AG18*$A$16/1000","v":0},{"$f":"AA18*G18+($A$4-80)*AH18*$A$16/1000","v":0},0,0,0,0]
[null,57,0,0,0,0,0,0,0,0,0,0,0,0,0,0,null,1.0291666666666666,0.98749999999999993,0.9458333333333333,0.90416666666666667,0.82500000000000007,0.75,0.67499999999999993,1,1,1,0.99539170506912455,1,0.99444444444444435,0.99382716049382724,1.06,1.06,1.06,1.06,1.06,1.06,1.06,0,{"$f":"Z19*E19+($A$4-80)*AG19*$A$16/1000","v":0},{"$f":"AA19*G19+($A$4-80)*AH19*$A$16/1000","v":0},0,0,0,0]

{"sheet":"YCJD_30","index":42,"n_rows":19,"n_cols":45,"rows_kept":19,"cut":false,"hidden":true,"merged":[[2,0,2,1],[2,2,2,15],[3,2,3,3],[3,4,3,5],[3,6,3,7],[3,8,3,9],[3,10,3,11],[3,12,3,13],[3,14,3,15],[5,2,6,2],[5,3,6,3],[5,4,6,4],[5,5,6,5],[5,6,6,6],[5,7,6,7],[5,8,6,8],[4,0,6,0],[4,1,6,1],[4,2,4,3],[4,4,4,5],[4,6,4,7],[4,8,4,9],[5,9,6,9],[5,10,6,10],[5,11,6,11],[5,12,6,12],[5,13,6,13],[5,14,6,14],[5,15,6,15],[4,10,4,11],[4,12,4,13],[4,14,4,15],[24,10,24,11],[24,12,24,13],[25,2,26,2],[25,9,26,9],[25,10,26,10],[25,11,26,11],[25,12,26,12],[25,13,26,13],[7,0,10,0],[11,0,14,0],[15,0,18,0],[22,0,23,1],[22,2,22,13],[23,2,23,3],[23,4,23,5],[23,6,23,7],[23,8,23,9],[23,10,23,11],[23,12,23,13],[27,0,30,0],[25,3,26,3],[25,4,26,4],[25,5,26,5],[25,6,26,6],[25,7,26,7],[25,8,26,8],[31,0,34,0],[35,0,38,0],[24,0,26,0],[24,1,26,1],[24,2,24,3],[24,4,24,5],[24,6,24,7],[24,8,24,9],[41,0,42,1],[41,2,41,13],[42,2,42,3],[42,4,42,5],[42,6,42,7],[42,8,42,9],[42,10,42,11],[42,12,42,13],[44,10,45,10],[44,11,45,11],[44,12,45,12],[44,13,45,13],[46,0,49,0],[50,0,53,0],[43,10,43,11],[43,12,43,13],[44,2,45,2],[44,3,45,3],[44,4,45,4],[44,5,45,5],[44,6,45,6],[44,7,45,7],[44,8,45,8],[44,9,45,9],[43,0,45,0],[43,1,45,1],[43,2,43,3],[43,4,43,5],[43,6,43,7],[43,8,43,9],[54,0,57,0],[60,0,61,1],[60,2,60,13],[61,2,61,3],[61,4,61,5],[61,6,61,7],[61,8,61,9],[61,10,61,11],[61,12,61,13],[63,10,64,10],[63,11,64,11],[63,12,64,12],[63,13,64,13],[65,0,68,0],[69,0,72,0],[62,10,62,11],[62,12,62,13],[63,2,64,2],[63,3,64,3],[63,4,64,4],[63,5,64,5],[63,6,64,6],[63,7,64,7],[63,8,64,8],[63,9,64,9],[62,0,64,0],[62,1,64,1],[62,2,62,3],[62,4,62,5],[62,6,62,7],[62,8,62,9],[73,0,76,0],[79,0,80,1],[79,2,79,13],[80,2,80,3],[80,4,80,5],[80,6,80,7],[80,8,80,9],[80,10,80,11],[80,12,80,13],[82,10,83,10],[82,11,83,11],[82,12,83,12],[82,13,83,13],[84,0,87,0],[88,0,91,0],[81,10,81,11],[81,12,81,13],[82,2,83,2],[82,3,83,3],[82,4,83,4],[82,5,83,5],[82,6,83,6],[82,7,83,7],[82,8,83,8],[82,9,83,9],[81,0,83,0],[81,1,83,1],[81,2,81,3],[81,4,81,5],[81,6,81,7],[81,8,81,9],[92,0,95,0],[98,0,99,1],[98,2,98,13],[99,2,99,3],[99,4,99,5],[99,6,99,7],[99,8,99,9],[99,10,99,11],[99,12,99,13],[101,10,102,10],[101,11,102,11],[101,12,102,12],[101,13,102,13],[103,0,106,0],[107,0,110,0],[100,10,100,11],[100,12,100,13],[101,2,102,2],[101,3,102,3],[101,4,102,4],[101,5,102,5],[101,6,102,6],[101,7,102,7],[101,8,102,8],[101,9,102,9],[100,0,102,0],[100,1,102,1],[100,2,100,3],[100,4,100,5],[100,6,100,7],[100,8,100,9],[111,0,114,0],[117,0,118,1],[117,2,117,13],[118,2,118,3],[118,4,118,5],[118,6,118,7],[118,8,118,9],[118,10,118,11],[118,12,118,13],[130,0,133,0],[120,10,121,10],[120,11,121,11],[120,12,121,12],[120,13,121,13],[122,0,125,0],[126,0,129,0],[119,10,119,11],[119,12,119,13],[120,2,121,2],[120,3,121,3],[120,4,121,4],[120,5,121,5],[120,6,121,6],[120,7,121,7],[120,8,121,8],[120,9,121,9],[119,0,121,0],[119,1,121,1],[119,2,119,3],[119,4,119,5],[119,6,119,7],[119,8,119,9]]}
[]
["YCJD_30"]
["Evaporator Air \n",null,"Condenser  Entering Air Temperature ˚F"]
[80,"°F DB",65,null,75,null,85,null,95,null,105,null,115,null,125]
["CFM","EWB†\n˚F","Capacity Mbtuh",null,"Capacity Mbtuh",null,"Capacity Mbtuh",null,"Capacity Mbtuh",null,"Capacity Mbtuh",null,"Capacity Mbtuh",null,"Capacity Mbtuh"]
[null,null,"Total","Sens.","Total","Sens.","Total","Sens.","Total","Sens.","Total","Sens.","Total","Sens.","Total","Sens."]
[null,null,null,null,null,null,null,null,null,null,null,null,null,null,null,null,null,"Total Factors",null,null,null,null,null,null,"Sens. %",null,null,null,null,null,null,"IDB Adj",null,null,null,null,null,null,"Sens Calc"]
[800,72,{"$f":"R8*$I$13","v":0},{"$f":"IF(AM8>C8,C8,AM8)","v":0},{"$f":"S8*$I$13","v":0},{"$f":"IF(AN8>E8,E8,AN8)","v":0},{"$f":"T8*$I$13","v":0},{"$f":"IF(AO8>G8,G8,AO8)","v":0},{"$f":"U8*$I$13","v":0},{"$f":"IF(AP8>I8,I8,AP8)","v":0},{"$f":"V8*$I$13","v":0},{"$f":"IF(AQ8>K8,K8,AQ8)","v":0},{"$f":"W8*$I$13","v":0},{"$f":"IF(AR8>M8,M8,AR8)","v":0},{"$f":"X8*$I$13","v":0},{"$f":"IF(AS8>O8,O8,AS8)","v":0},null,1.2586206896551724,1.1965517241379311,1.1310344827586205,1.0689655172413792,0.9620689655172413,0.86206896551724133,0.75862068965517238,0.44657534246575342,0.44956772334293943,0.45731707317073172,0.46451612903225808,0.48028673835125452,0.5,0.52727272727272723,1.06,1.06,1.06,1.06,1.06,1.06,1.06,{"$f":"Y8*C8+($A$4-80)*AF8*$A$8/1000","v":0},{"$f":"Z8*E8+($A$4-80)*AG8*$A$8/1000","v":0},{"$f":"AA8*G8+($A$4-80)*AH8*$A$8/1000","v":0},{"$f":"AB8*I8+($A$4-80)*AI8*$A$8/1000","v":0},{"$f":"AC8*K8+($A$4-80)*AJ8*$A$8/1000","v":0},{"$f":"AD8*M8+($A$4-80)*AK8*$A$8/1000","v":0},{"$f":"AE8*O8+($A$4-80)*AL8*$A$8/1000","v":0}]
[null,67,{"$f":"R9*$I$13","v":0},0,0,{"$f":"IF(AN9>E9,E9,AN9)","v":0},0,{"$f":"IF(AO9>G9,G9,AO9)","v":0},{"$f":"U9*$I$13","v":0},{"$f":"IF(AP9>I9,I9,AP9)","v":0},0,{"$f":"IF(AQ9>K9,K9,AQ9)","v":0},0,{"$f":"IF(AR9>M9,M9,AR9)","v":0},0,{"$f":"IF(AS9>O9,O9,AS9)","v":0},null,1.2137931034482761,1.1344827586206896,1.0551724137931036,0.9758620689655173,0.86896551724137927,0.76551724137931032,0.66206896551724137,0.61363636363636365,0.62917933130699089,0.6470588235294118,0.66784452296819785,0.70238095238095233,0.75225225225225223,0.8125,1.06,1.06,1.06,1.06,1.06,1.06,1.06,{"$f":"Y9*C9+($A$4-80)*AF9*$A$8/1000","v":0},{"$f":"Z9*E9+($A$4-80)*AG9*$A$8/1000","v":0},{"$f":"AA9*G9+($A$4-80)*AH9*$A$8/1000","v":0},{"$f":"AB9*I9+($A$4-80)*AI9*$A$8/1000","v":0},{"$f":"AC9*K9+($A$4-80)*AJ9*$A$8/1000","v":0},{"$f":"AD9*M9+($A$4-80)*AK9*$A$8/1000","v":0},{"$f":"AE9*O9+($A$4-80)*AL9*$A$8/1000","v":0}]
[null,62,0,0,0,0,0,0,{"$f":"U10*$I$13","v":0},0,0,0,0,0,0,0,null,1.1517241379310343,1.0586206896551724,0.96551724137931039,0.87241379310344835,0.79655172413793107,0.72758620689655173,0.65517241379310343,0.78742514970059885,0.82084690553745931,0.8571428571428571,0.9051383399209485,0.91341991341991347,0.91469194312796209,0.92105263157894735,1.06,1.06,1.06,1.06,1.06,1.06,1.06,0,{"$f":"Z10*E10+($A$4-80)*AG10*$A$8/1000","v":0},{"$f":"AA10*G10+($A$4-80)*AH10*$A$8/1000","v":0},0,0,0,0]
[null,57,0,0,0,0,0,0,{"$f":"U11*$I$13","v":0},0,0,0,0,0,0,0,null,1.0413793103448277,0.96551724137931039,0.89310344827586197,0.82068965517241377,0.75172413793103454,0.6827586206896552,0.61379310344827587,0.95695364238410596,0.96071428571428563,0.95752895752895761,0.95798319327731096,0.95871559633027514,0.95959595959595956,0.9606741573033708,1.06,1.06,1.06,1.06,1.06,1.06,1.06,0,{"$f":"Z11*E11+($A$4-80)*AG11*$A$8/1000","v":0},{"$f":"AA11*G11+($A$4-80)*AH11*$A$8/1000","v":0},{"$f":"AB11*I11+($A$4-80)*AI11*$A$8/1000","v":0},0,0,0]
[1000,72,0,0,0,0,0,0,{"$f":"U12*$I$13","v":0},0,0,0,0,0,0,0,null,1.2655172413793105,1.2,1.1379310344827587,1.0724137931034483,0.96551724137931039,0.86206896551724133,0.75862068965517238,0.47411444141689368,0.47988505747126436,0.48787878787878791,0.49517684887459806,0.5178571428571429,0.54799999999999993,0.58636363636363642,1.06,1.06,1.06,1.06,1.06,1.06,1.06,{"$f":"Y12*C12+($A$4-80)*AF12*$A$12/1000","v":0},{"$f":"Z12*E12+($A$4-80)*AG12*$A$12/1000","v":0},{"$f":"AA12*G12+($A$4-80)*AH12*$A$12/1000","v":0},{"$f":"AB12*I12+($A$4-80)*AI12*$A$12/1000","v":0},{"$f":"AC12*K12+($A$4-80)*AJ12*$A$12/1000","v":0},{"$f":"AD12*M12+($A$4-80)*AK12*$A$12/1000","v":0},{"$f":"AE12*O12+($A$4-80)*AL12*$A$12/1000","v":0}]
[null,67,0,0,0,0,0,0,{"$f":"B2","v":0},0,0,0,0,0,0,0,null,1.2241379310344827,1.1482758620689655,1.0758620689655172,1,0.8896551724137931,0.78275862068965518,0.67586206896551726,0.647887323943662,0.67267267267267272,0.69871794871794879,0.73103448275862071,0.74806201550387597,0.76651982378854622,0.79591836734693866,1.06,1.06,1.06,1.06,1.06,1.06,1.06,{"$f":"Y13*C13+($A$4-80)*AF13*$A$12/1000","v":0},{"$f":"Z13*E13+($A$4-80)*AG13*$A$12/1000","v":0},{"$f":"AA13*G13+($A$4-80)*AH13*$A$12/1000","v":0},{"$f":"AB13*I13+($A$4-80)*AI13*$A$12/1000","v":0},{"$f":"AC13*K13+($A$4-80)*AJ13*$A$12/1000","v":0},{"$f":"AD13*M13+($A$4-80)*AK13*$A$12/1000","v":0},{"$f":"AE13*O13+($A$4-80)*AL13*$A$12/1000","v":0}]
[null,62,0,0,0,0,0,0,{"$f":"U14*$I$13","v":0},0,0,0,0,0,0,0,null,1.1689655172413793,1.0862068965517242,1.0068965517241379,0.92758620689655169,0.84827586206896555,0.77241379310344827,0.69310344827586212,0.87020648967551628,0.87619047619047619,0.88356164383561653,0.88847583643122674,0.90243902439024382,0.91517857142857151,0.93034825870646753,1.06,1.06,1.06,1.06,1.06,1.06,1.06,0,{"$f":"Z14*E14+($A$4-80)*AG14*$A$12/1000","v":0},{"$f":"AA14*G14+($A$4-80)*AH14*$A$12/1000","v":0},0,0,0,0]
[null,57,0,0,0,0,0,0,0,0,0,0,0,0,0,0,null,1.0931034482758621,1.0241379310344827,0.95517241379310347,0.88620689655172413,0.80689655172413788,0.73103448275862071,0.65517241379310343,0.95583596214511046,0.95622895622895621,0.95667870036101088,0.95719844357976658,0.95726495726495731,0.95754716981132082,0.95789473684210524,1.06,1.06,1.06,1.06,1.06,1.06,1.06,0,{"$f":"Z15*E15+($A$4-80)*AG15*$A$12/1000","v":0},{"$f":"AA15*G15+($A$4-80)*AH15*$A$12/1000","v":0},0,0,0,0]
[1200,72,0,0,0,0,0,0,0,0,0,0,0,0,0,0,null,1.2724137931034483,1.2068965517241379,1.1413793103448275,1.0793103448275863,0.96896551724137936,0.86206896551724133,0.75862068965517238,0.50135501355013556,0.50857142857142856,0.5166163141993958,0.52715654952076674,0.55871886120996439,0.59599999999999997,0.64545454545454539,1.06,1.06,1.06,1.06,1.06,1.06,1.06,{"$f":"Y16*C16+($A$4-80)*AF16*$A$16/1000","v":0},{"$f":"Z16*E16+($A$4-80)*AG16*$A$16/1000","v":0},{"$f":"AA16*G16+($A$4-80)*AH16*$A$16/1000","v":0},{"$f":"AB16*I16+($A$4-80)*AI16*$A$16/1000","v":0},{"$f":"AC16*K16+($A$4-80)*AJ16*$A$16/1000","v":0},{"$f":"AD16*M16+($A$4-80)*AK16*$A$16/1000","v":0},{"$f":"AE16*O16+($A$4-80)*AL16*$A$16/1000","v":0}]
[null,67,0,0,0,0,0,0,0,0,0,0,0,0,0,0,null,1.2379310344827585,1.1655172413793102,1.0931034482758621,1.0241379310344827,0.91034482758620683,0.79999999999999993,0.68965517241379315,0.67966573816155984,0.71301775147929003,0.75078864353312302,0.79124579124579131,0.78787878787878796,0.78448275862068961,0.78,1.06,1.06,1.06,1.06,1.06,1.06,1.06,{"$f":"Y17*C17+($A$4-80)*AF17*$A$16/1000","v":0},{"$f":"Z17*E17+($A$4-80)*AG17*$A$16/1000","v":0},{"$f":"AA17*G17+($A$4-80)*AH17*$A$16/1000","v":0},{"$f":"AB17*I17+($A$4-80)*AI17*$A$16/1000","v":0},{"$f":"AC17*K17+($A$4-80)*AJ17*$A$16/1000","v":0},{"$f":"AD17*M17+($A$4-80)*AK17*$A$16/1000","v":0},{"$f":"AE17*O17+($A$4-80)*AL17*$A$16/1000","v":0}]
[null,62,0,0,0,0,0,0,0,0,0,0,0,0,0,0,null,1.182758620689655,1.1172413793103448,1.0517241379310345,0.98620689655172422,0.9,0.81379310344827593,0.73103448275862071,0.95043731778425666,0.92901234567901247,0.90163934426229508,0.87412587412587406,0.89272030651340994,0.9152542372881356,0.94339622641509435,1.06,1.06,1.06,1.06,1.06,1.06,1.06,0,{"$f":"Z18*E18+($A$4-80)*AG18*$A$16/1000","v":0},{"$f":"AA18*G18+($A$4-80)*AH18*$A$16/1000","v":0},0,0,0,0]
[null,57,0,0,0,0,0,0,0,0,0,0,0,0,0,0,null,1.1448275862068966,1.0793103448275863,1.0172413793103448,0.9517241379310345,0.86206896551724133,0.77931034482758621,0.69310344827586212,0.95783132530120474,0.95846645367412142,0.95593220338983054,0.96014492753623182,0.96,0.95575221238938057,0.9552238805970148,1.06,1.06,1.06,1.06,1.06,1.06,1.06,0,{"$f":"Z19*E19+($A$4-80)*AG19*$A$16/1000","v":0},{"$f":"AA19*G19+($A$4-80)*AH19*$A$16/1000","v":0},0,0,0,0]

{"sheet":"YCJD_36","index":43,"n_rows":19,"n_cols":45,"rows_kept":19,"cut":false,"hidden":true,"merged":[[2,0,2,1],[2,2,2,15],[3,2,3,3],[3,4,3,5],[3,6,3,7],[3,8,3,9],[3,10,3,11],[3,12,3,13],[3,14,3,15],[5,2,6,2],[5,3,6,3],[5,4,6,4],[5,5,6,5],[5,6,6,6],[5,7,6,7],[5,8,6,8],[4,0,6,0],[4,1,6,1],[4,2,4,3],[4,4,4,5],[4,6,4,7],[4,8,4,9],[5,9,6,9],[5,10,6,10],[5,11,6,11],[5,12,6,12],[5,13,6,13],[5,14,6,14],[5,15,6,15],[4,10,4,11],[4,12,4,13],[4,14,4,15],[24,10,24,11],[24,12,24,13],[25,2,26,2],[25,9,26,9],[25,10,26,10],[25,11,26,11],[25,12,26,12],[25,13,26,13],[7,0,10,0],[11,0,14,0],[15,0,18,0],[22,0,23,1],[22,2,22,13],[23,2,23,3],[23,4,23,5],[23,6,23,7],[23,8,23,9],[23,10,23,11],[23,12,23,13],[27,0,30,0],[25,3,26,3],[25,4,26,4],[25,5,26,5],[25,6,26,6],[25,7,26,7],[25,8,26,8],[31,0,34,0],[35,0,38,0],[24,0,26,0],[24,1,26,1],[24,2,24,3],[24,4,24,5],[24,6,24,7],[24,8,24,9],[41,0,42,1],[41,2,41,13],[42,2,42,3],[42,4,42,5],[42,6,42,7],[42,8,42,9],[42,10,42,11],[42,12,42,13],[44,10,45,10],[44,11,45,11],[44,12,45,12],[44,13,45,13],[46,0,49,0],[50,0,53,0],[43,10,43,11],[43,12,43,13],[44,2,45,2],[44,3,45,3],[44,4,45,4],[44,5,45,5],[44,6,45,6],[44,7,45,7],[44,8,45,8],[44,9,45,9],[43,0,45,0],[43,1,45,1],[43,2,43,3],[43,4,43,5],[43,6,43,7],[43,8,43,9],[54,0,57,0],[60,0,61,1],[60,2,60,13],[61,2,61,3],[61,4,61,5],[61,6,61,7],[61,8,61,9],[61,10,61,11],[61,12,61,13],[63,10,64,10],[63,11,64,11],[63,12,64,12],[63,13,64,13],[65,0,68,0],[69,0,72,0],[62,10,62,11],[62,12,62,13],[63,2,64,2],[63,3,64,3],[63,4,64,4],[63,5,64,5],[63,6,64,6],[63,7,64,7],[63,8,64,8],[63,9,64,9],[62,0,64,0],[62,1,64,1],[62,2,62,3],[62,4,62,5],[62,6,62,7],[62,8,62,9],[73,0,76,0],[79,0,80,1],[79,2,79,13],[80,2,80,3],[80,4,80,5],[80,6,80,7],[80,8,80,9],[80,10,80,11],[80,12,80,13],[82,10,83,10],[82,11,83,11],[82,12,83,12],[82,13,83,13],[84,0,87,0],[88,0,91,0],[81,10,81,11],[81,12,81,13],[82,2,83,2],[82,3,83,3],[82,4,83,4],[82,5,83,5],[82,6,83,6],[82,7,83,7],[82,8,83,8],[82,9,83,9],[81,0,83,0],[81,1,83,1],[81,2,81,3],[81,4,81,5],[81,6,81,7],[81,8,81,9],[92,0,95,0],[98,0,99,1],[98,2,98,13],[99,2,99,3],[99,4,99,5],[99,6,99,7],[99,8,99,9],[99,10,99,11],[99,12,99,13],[101,10,102,10],[101,11,102,11],[101,12,102,12],[101,13,102,13],[103,0,106,0],[107,0,110,0],[100,10,100,11],[100,12,100,13],[101,2,102,2],[101,3,102,3],[101,4,102,4],[101,5,102,5],[101,6,102,6],[101,7,102,7],[101,8,102,8],[101,9,102,9],[100,0,102,0],[100,1,102,1],[100,2,100,3],[100,4,100,5],[100,6,100,7],[100,8,100,9],[111,0,114,0],[117,0,118,1],[117,2,117,13],[118,2,118,3],[118,4,118,5],[118,6,118,7],[118,8,118,9],[118,10,118,11],[118,12,118,13],[130,0,133,0],[120,10,121,10],[120,11,121,11],[120,12,121,12],[120,13,121,13],[122,0,125,0],[126,0,129,0],[119,10,119,11],[119,12,119,13],[120,2,121,2],[120,3,121,3],[120,4,121,4],[120,5,121,5],[120,6,121,6],[120,7,121,7],[120,8,121,8],[120,9,121,9],[119,0,121,0],[119,1,121,1],[119,2,119,3],[119,4,119,5],[119,6,119,7],[119,8,119,9]]}
[]
["YCJD_36"]
["Evaporator Air \n",null,"Condenser  Entering Air Temperature ˚F"]
[80,"°F DB",65,null,75,null,85,null,95,null,105,null,115,null,125]
["CFM","EWB†\n˚F","Capacity Mbtuh",null,"Capacity Mbtuh",null,"Capacity Mbtuh",null,"Capacity Mbtuh",null,"Capacity Mbtuh",null,"Capacity Mbtuh",null,"Capacity Mbtuh"]
[null,null,"Total","Sens.","Total","Sens.","Total","Sens.","Total","Sens.","Total","Sens.","Total","Sens.","Total","Sens."]
[null,null,null,null,null,null,null,null,null,null,null,null,null,null,null,null,null,"Total Factors",null,null,null,null,null,null,"Sens. %",null,null,null,null,null,null,"IDB Adj",null,null,null,null,null,null,"Sens Calc"]
[1000,72,{"$f":"R8*$I$13","v":0},{"$f":"IF(AM8>C8,C8,AM8)","v":0},{"$f":"S8*$I$13","v":0},{"$f":"IF(AN8>E8,E8,AN8)","v":0},{"$f":"T8*$I$13","v":0},{"$f":"IF(AO8>G8,G8,AO8)","v":0},{"$f":"U8*$I$13","v":0},{"$f":"IF(AP8>I8,I8,AP8)","v":0},{"$f":"V8*$I$13","v":0},{"$f":"IF(AQ8>K8,K8,AQ8)","v":0},{"$f":"W8*$I$13","v":0},{"$f":"IF(AR8>M8,M8,AR8)","v":0},{"$f":"X8*$I$13","v":0},{"$f":"IF(AS8>O8,O8,AS8)","v":0},null,1.1542857142857141,1.1228571428571428,1.0885714285714285,1.0571428571428572,0.97999999999999987,0.90571428571428569,0.82857142857142863,0.44801980198019808,0.45547073791348602,0.46456692913385822,0.47297297297297297,0.48396501457725954,0.49842271293375395,0.51724137931034486,1.06,1.06,1.06,1.06,1.06,1.06,1.06,{"$f":"Y8*C8+($A$4-80)*AF8*$A$8/1000","v":0},{"$f":"Z8*E8+($A$4-80)*AG8*$A$8/1000","v":0},{"$f":"AA8*G8+($A$4-80)*AH8*$A$8/1000","v":0},{"$f":"AB8*I8+($A$4-80)*AI8*$A$8/1000","v":0},{"$f":"AC8*K8+($A$4-80)*AJ8*$A$8/1000","v":0},{"$f":"AD8*M8+($A$4-80)*AK8*$A$8/1000","v":0},{"$f":"AE8*O8+($A$4-80)*AL8*$A$8/1000","v":0}]
[null,67,{"$f":"R9*$I$13","v":0},0,0,{"$f":"IF(AN9>E9,E9,AN9)","v":0},0,{"$f":"IF(AO9>G9,G9,AO9)","v":0},{"$f":"U9*$I$13","v":0},{"$f":"IF(AP9>I9,I9,AP9)","v":0},0,{"$f":"IF(AQ9>K9,K9,AQ9)","v":0},0,{"$f":"IF(AR9>M9,M9,AR9)","v":0},0,{"$f":"IF(AS9>O9,O9,AS9)","v":0},null,1.1228571428571428,1.0771428571428572,1.0342857142857145,0.98857142857142866,0.88857142857142857,0.79428571428571426,0.69714285714285706,0.61577608142493645,0.63395225464190974,0.649171270718232,0.66763005780346818,0.70418006430868163,0.74820143884892087,0.80737704918032793,1.06,1.06,1.06,1.06,1.06,1.06,1.06,{"$f":"Y9*C9+($A$4-80)*AF9*$A$8/1000","v":0},{"$f":"Z9*E9+($A$4-80)*AG9*$A$8/1000","v":0},{"$f":"AA9*G9+($A$4-80)*AH9*$A$8/1000","v":0},{"$f":"AB9*I9+($A$4-80)*AI9*$A$8/1000","v":0},{"$f":"AC9*K9+($A$4-80)*AJ9*$A$8/1000","v":0},{"$f":"AD9*M9+($A$4-80)*AK9*$A$8/1000","v":0},{"$f":"AE9*O9+($A$4-80)*AL9*$A$8/1000","v":0}]
[null,62,0,0,0,0,0,0,{"$f":"U10*$I$13","v":0},0,0,0,0,0,0,0,null,1.0685714285714285,1.0171428571428571,0.96571428571428564,0.91428571428571426,0.82571428571428562,0.74,0.65428571428571425,0.79679144385026746,0.82584269662921339,0.85798816568047342,0.89375000000000004,0.90657439446366783,0.92277992277992282,0.93886462882096078,1.06,1.06,1.06,1.06,1.06,1.06,1.06,0,{"$f":"Z10*E10+($A$4-80)*AG10*$A$8/1000","v":0},{"$f":"AA10*G10+($A$4-80)*AH10*$A$8/1000","v":0},0,0,0,0]
[null,57,0,0,0,0,0,0,{"$f":"U11*$I$13","v":0},0,0,0,0,0,0,0,null,1.0085714285714285,0.96571428571428564,0.92571428571428571,0.88571428571428568,0.8,0.7142857142857143,0.63142857142857145,0.93767705382436273,0.93786982248520712,0.93827160493827155,0.93548387096774188,0.93928571428571428,0.94799999999999995,0.95475113122171951,1.06,1.06,1.06,1.06,1.06,1.06,1.06,0,{"$f":"Z11*E11+($A$4-80)*AG11*$A$8/1000","v":0},{"$f":"AA11*G11+($A$4-80)*AH11*$A$8/1000","v":0},{"$f":"AB11*I11+($A$4-80)*AI11*$A$8/1000","v":0},0,0,0]
[1200,72,0,0,0,0,0,0,{"$f":"U12*$I$13","v":0},0,0,0,0,0,0,0,null,1.1485714285714286,1.1228571428571428,1.0942857142857143,1.0657142857142856,0.98857142857142866,0.91428571428571426,0.83714285714285719,0.46019900497512434,0.47073791348600513,0.48302872062663188,0.49597855227882043,0.51156069364161849,0.53125,0.55631399317406149,1.06,1.06,1.06,1.06,1.06,1.06,1.06,{"$f":"Y12*C12+($A$4-80)*AF12*$A$12/1000","v":0},{"$f":"Z12*E12+($A$4-80)*AG12*$A$12/1000","v":0},{"$f":"AA12*G12+($A$4-80)*AH12*$A$12/1000","v":0},{"$f":"AB12*I12+($A$4-80)*AI12*$A$12/1000","v":0},{"$f":"AC12*K12+($A$4-80)*AJ12*$A$12/1000","v":0},{"$f":"AD12*M12+($A$4-80)*AK12*$A$12/1000","v":0},{"$f":"AE12*O12+($A$4-80)*AL12*$A$12/1000","v":0}]
[null,67,0,0,0,0,0,0,{"$f":"B2","v":0},0,0,0,0,0,0,0,null,1.1342857142857143,1.0885714285714285,1.0457142857142858,1,0.90285714285714291,0.80571428571428572,0.71142857142857141,0.63476070528967243,0.65879265091863515,0.68306010928961747,0.71142857142857141,0.75316455696202533,0.8085106382978724,0.87148594377510047,1.06,1.06,1.06,1.06,1.06,1.06,1.06,{"$f":"Y13*C13+($A$4-80)*AF13*$A$12/1000","v":0},{"$f":"Z13*E13+($A$4-80)*AG13*$A$12/1000","v":0},{"$f":"AA13*G13+($A$4-80)*AH13*$A$12/1000","v":0},{"$f":"AB13*I13+($A$4-80)*AI13*$A$12/1000","v":0},{"$f":"AC13*K13+($A$4-80)*AJ13*$A$12/1000","v":0},{"$f":"AD13*M13+($A$4-80)*AK13*$A$12/1000","v":0},{"$f":"AE13*O13+($A$4-80)*AL13*$A$12/1000","v":0}]
[null,62,0,0,0,0,0,0,{"$f":"U14*$I$13","v":0},0,0,0,0,0,0,0,null,1.0885714285714285,1.04,0.99142857142857155,0.94285714285714284,0.8542857142857142,0.76857142857142857,0.68285714285714283,0.83464566929133854,0.86263736263736268,0.89048991354466844,0.9242424242424242,0.92976588628762546,0.93680297397769519,0.94979079497907948,1.06,1.06,1.06,1.06,1.06,1.06,1.06,0,{"$f":"Z14*E14+($A$4-80)*AG14*$A$12/1000","v":0},{"$f":"AA14*G14+($A$4-80)*AH14*$A$12/1000","v":0},0,0,0,0]
[null,57,0,0,0,0,0,0,0,0,0,0,0,0,0,0,null,1.0371428571428571,0.99714285714285711,0.96000000000000008,0.92285714285714282,0.82571428571428562,0.73428571428571432,0.6428571428571429,0.93939393939393956,0.94269340974212035,0.94345238095238093,0.94427244582043357,0.94809688581314877,0.94941634241245132,0.9555555555555556,1.06,1.06,1.06,1.06,1.06,1.06,1.06,0,{"$f":"Z15*E15+($A$4-80)*AG15*$A$12/1000","v":0},{"$f":"AA15*G15+($A$4-80)*AH15*$A$12/1000","v":0},0,0,0,0]
[1400,72,0,0,0,0,0,0,0,0,0,0,0,0,0,0,null,1.1457142857142857,1.1228571428571428,1.0971428571428572,1.0742857142857143,0.99714285714285711,0.92285714285714282,0.84571428571428575,0.47132169576059846,0.48600508905852424,0.50260416666666674,0.5186170212765957,0.54154727793696278,0.56656346749226016,0.59797297297297292,1.06,1.06,1.06,1.06,1.06,1.06,1.06,{"$f":"Y16*C16+($A$4-80)*AF16*$A$16/1000","v":0},{"$f":"Z16*E16+($A$4-80)*AG16*$A$16/1000","v":0},{"$f":"AA16*G16+($A$4-80)*AH16*$A$16/1000","v":0},{"$f":"AB16*I16+($A$4-80)*AI16*$A$16/1000","v":0},{"$f":"AC16*K16+($A$4-80)*AJ16*$A$16/1000","v":0},{"$f":"AD16*M16+($A$4-80)*AK16*$A$16/1000","v":0},{"$f":"AE16*O16+($A$4-80)*AL16*$A$16/1000","v":0}]
[null,67,0,0,0,0,0,0,0,0,0,0,0,0,0,0,null,1.1457142857142857,1.1000000000000001,1.0571428571428572,1.0114285714285713,0.91428571428571426,0.82,0.72571428571428565,0.6508728179551122,0.68311688311688312,0.71621621621621623,0.75141242937853114,0.80312499999999998,0.86062717770034847,0.93700787401574814,1.06,1.06,1.06,1.06,1.06,1.06,1.06,{"$f":"Y17*C17+($A$4-80)*AF17*$A$16/1000","v":0},{"$f":"Z17*E17+($A$4-80)*AG17*$A$16/1000","v":0},{"$f":"AA17*G17+($A$4-80)*AH17*$A$16/1000","v":0},{"$f":"AB17*I17+($A$4-80)*AI17*$A$16/1000","v":0},{"$f":"AC17*K17+($A$4-80)*AJ17*$A$16/1000","v":0},{"$f":"AD17*M17+($A$4-80)*AK17*$A$16/1000","v":0},{"$f":"AE17*O17+($A$4-80)*AL17*$A$16/1000","v":0}]
[null,62,0,0,0,0,0,0,0,0,0,0,0,0,0,0,null,1.1085714285714285,1.0628571428571429,1.0171428571428571,0.97142857142857142,0.88285714285714278,0.79714285714285715,0.71142857142857141,0.87113402061855671,0.89516129032258052,0.92134831460674149,0.95,0.95145631067961167,0.95340501792114707,0.95582329317269088,1.06,1.06,1.06,1.06,1.06,1.06,1.06,0,{"$f":"Z18*E18+($A$4-80)*AG18*$A$16/1000","v":0},{"$f":"AA18*G18+($A$4-80)*AH18*$A$16/1000","v":0},0,0,0,0]
[null,57,0,0,0,0,0,0,0,0,0,0,0,0,0,0,null,1.0657142857142856,1.0314285714285714,0.99428571428571422,0.96000000000000008,0.8542857142857142,0.75428571428571423,0.65428571428571425,0.94369973190348544,0.94459833795013848,0.94827586206896564,0.94940476190476186,0.95317725752508364,0.95454545454545459,0.95633187772925765,1.06,1.06,1.06,1.06,1.06,1.06,1.06,0,{"$f":"Z19*E19+($A$4-80)*AG19*$A$16/1000","v":0},{"$f":"AA19*G19+($A$4-80)*AH19*$A$16/1000","v":0},0,0,0,0]

{"sheet":"YCJD_42","index":44,"n_rows":19,"n_cols":45,"rows_kept":19,"cut":false,"hidden":true,"merged":[[2,0,2,1],[2,2,2,15],[3,2,3,3],[3,4,3,5],[3,6,3,7],[3,8,3,9],[3,10,3,11],[3,12,3,13],[3,14,3,15],[5,2,6,2],[5,3,6,3],[5,4,6,4],[5,5,6,5],[5,6,6,6],[5,7,6,7],[5,8,6,8],[4,0,6,0],[4,1,6,1],[4,2,4,3],[4,4,4,5],[4,6,4,7],[4,8,4,9],[5,9,6,9],[5,10,6,10],[5,11,6,11],[5,12,6,12],[5,13,6,13],[5,14,6,14],[5,15,6,15],[4,10,4,11],[4,12,4,13],[4,14,4,15],[24,10,24,11],[24,12,24,13],[25,2,26,2],[25,9,26,9],[25,10,26,10],[25,11,26,11],[25,12,26,12],[25,13,26,13],[7,0,10,0],[11,0,14,0],[15,0,18,0],[22,0,23,1],[22,2,22,13],[23,2,23,3],[23,4,23,5],[23,6,23,7],[23,8,23,9],[23,10,23,11],[23,12,23,13],[27,0,30,0],[25,3,26,3],[25,4,26,4],[25,5,26,5],[25,6,26,6],[25,7,26,7],[25,8,26,8],[31,0,34,0],[35,0,38,0],[24,0,26,0],[24,1,26,1],[24,2,24,3],[24,4,24,5],[24,6,24,7],[24,8,24,9],[41,0,42,1],[41,2,41,13],[42,2,42,3],[42,4,42,5],[42,6,42,7],[42,8,42,9],[42,10,42,11],[42,12,42,13],[44,10,45,10],[44,11,45,11],[44,12,45,12],[44,13,45,13],[46,0,49,0],[50,0,53,0],[43,10,43,11],[43,12,43,13],[44,2,45,2],[44,3,45,3],[44,4,45,4],[44,5,45,5],[44,6,45,6],[44,7,45,7],[44,8,45,8],[44,9,45,9],[43,0,45,0],[43,1,45,1],[43,2,43,3],[43,4,43,5],[43,6,43,7],[43,8,43,9],[54,0,57,0],[60,0,61,1],[60,2,60,13],[61,2,61,3],[61,4,61,5],[61,6,61,7],[61,8,61,9],[61,10,61,11],[61,12,61,13],[63,10,64,10],[63,11,64,11],[63,12,64,12],[63,13,64,13],[65,0,68,0],[69,0,72,0],[62,10,62,11],[62,12,62,13],[63,2,64,2],[63,3,64,3],[63,4,64,4],[63,5,64,5],[63,6,64,6],[63,7,64,7],[63,8,64,8],[63,9,64,9],[62,0,64,0],[62,1,64,1],[62,2,62,3],[62,4,62,5],[62,6,62,7],[62,8,62,9],[73,0,76,0],[79,0,80,1],[79,2,79,13],[80,2,80,3],[80,4,80,5],[80,6,80,7],[80,8,80,9],[80,10,80,11],[80,12,80,13],[82,10,83,10],[82,11,83,11],[82,12,83,12],[82,13,83,13],[84,0,87,0],[88,0,91,0],[81,10,81,11],[81,12,81,13],[82,2,83,2],[82,3,83,3],[82,4,83,4],[82,5,83,5],[82,6,83,6],[82,7,83,7],[82,8,83,8],[82,9,83,9],[81,0,83,0],[81,1,83,1],[81,2,81,3],[81,4,81,5],[81,6,81,7],[81,8,81,9],[92,0,95,0],[98,0,99,1],[98,2,98,13],[99,2,99,3],[99,4,99,5],[99,6,99,7],[99,8,99,9],[99,10,99,11],[99,12,99,13],[101,10,102,10],[101,11,102,11],[101,12,102,12],[101,13,102,13],[103,0,106,0],[107,0,110,0],[100,10,100,11],[100,12,100,13],[101,2,102,2],[101,3,102,3],[101,4,102,4],[101,5,102,5],[101,6,102,6],[101,7,102,7],[101,8,102,8],[101,9,102,9],[100,0,102,0],[100,1,102,1],[100,2,100,3],[100,4,100,5],[100,6,100,7],[100,8,100,9],[111,0,114,0],[117,0,118,1],[117,2,117,13],[118,2,118,3],[118,4,118,5],[118,6,118,7],[118,8,118,9],[118,10,118,11],[118,12,118,13],[130,0,133,0],[120,10,121,10],[120,11,121,11],[120,12,121,12],[120,13,121,13],[122,0,125,0],[126,0,129,0],[119,10,119,11],[119,12,119,13],[120,2,121,2],[120,3,121,3],[120,4,121,4],[120,5,121,5],[120,6,121,6],[120,7,121,7],[120,8,121,8],[120,9,121,9],[119,0,121,0],[119,1,121,1],[119,2,119,3],[119,4,119,5],[119,6,119,7],[119,8,119,9]]}
[]
["YCJD_42"]
["Evaporator Air \n",null,"Condenser  Entering Air Temperature ˚F"]
[80,"°F DB",65,null,75,null,85,null,95,null,105,null,115,null,125]
["CFM","EWB†\n˚F","Capacity Mbtuh",null,"Capacity Mbtuh",null,"Capacity Mbtuh",null,"Capacity Mbtuh",null,"Capacity Mbtuh",null,"Capacity Mbtuh",null,"Capacity Mbtuh"]
[null,null,"Total","Sens.","Total","Sens.","Total","Sens.","Total","Sens.","Total","Sens.","Total","Sens.","Total","Sens."]
[null,null,null,null,null,null,null,null,null,null,null,null,null,null,null,null,null,"Total Factors",null,null,null,null,null,null,"Sens. %",null,null,null,null,null,null,"IDB Adj",null,null,null,null,null,null,"Sens Calc"]
[1200,72,{"$f":"R8*$I$13","v":0},{"$f":"IF(AM8>C8,C8,AM8)","v":0},{"$f":"S8*$I$13","v":0},{"$f":"IF(AN8>E8,E8,AN8)","v":0},{"$f":"T8*$I$13","v":0},{"$f":"IF(AO8>G8,G8,AO8)","v":0},{"$f":"U8*$I$13","v":0},{"$f":"IF(AP8>I8,I8,AP8)","v":0},{"$f":"V8*$I$13","v":0},{"$f":"IF(AQ8>K8,K8,AQ8)","v":0},{"$f":"W8*$I$13","v":0},{"$f":"IF(AR8>M8,M8,AR8)","v":0},{"$f":"X8*$I$13","v":0},{"$f":"IF(AS8>O8,O8,AS8)","v":0},null,1.2024096385542169,1.1614457831325302,1.1204819277108433,1.0795180722891566,1.0024096385542169,0.92530120481927702,0.84819277108433744,0.4769539078156313,0.47925311203319504,0.48172043010752685,0.484375,0.4975961538461538,0.515625,0.53693181818181812,1.06,1.06,1.06,1.06,1.06,1.06,1.06,{"$f":"Y8*C8+($A$4-80)*AF8*$A$8/1000","v":0},{"$f":"Z8*E8+($A$4-80)*AG8*$A$8/1000","v":0},{"$f":"AA8*G8+($A$4-80)*AH8*$A$8/1000","v":0},{"$f":"AB8*I8+($A$4-80)*AI8*$A$8/1000","v":0},{"$f":"AC8*K8+($A$4-80)*AJ8*$A$8/1000","v":0},{"$f":"AD8*M8+($A$4-80)*AK8*$A$8/1000","v":0},{"$f":"AE8*O8+($A$4-80)*AL8*$A$8/1000","v":0}]
[null,67,{"$f":"R9*$I$13","v":0},0,0,{"$f":"IF(AN9>E9,E9,AN9)","v":0},0,{"$f":"IF(AO9>G9,G9,AO9)","v":0},{"$f":"U9*$I$13","v":0},{"$f":"IF(AP9>I9,I9,AP9)","v":0},0,{"$f":"IF(AQ9>K9,K9,AQ9)","v":0},0,{"$f":"IF(AR9>M9,M9,AR9)","v":0},0,{"$f":"IF(AS9>O9,O9,AS9)","v":0},null,1.1373493975903615,1.0867469879518072,1.036144578313253,0.98554216867469879,0.89156626506024095,0.80240963855421676,0.71084337349397586,0.63135593220338981,0.64523281596452331,0.66046511627906979,0.6772616136919315,0.71351351351351344,0.75375375375375386,0.8067796610169492,1.06,1.06,1.06,1.06,1.06,1.06,1.06,{"$f":"Y9*C9+($A$4-80)*AF9*$A$8/1000","v":0},{"$f":"Z9*E9+($A$4-80)*AG9*$A$8/1000","v":0},{"$f":"AA9*G9+($A$4-80)*AH9*$A$8/1000","v":0},{"$f":"AB9*I9+($A$4-80)*AI9*$A$8/1000","v":0},{"$f":"AC9*K9+($A$4-80)*AJ9*$A$8/1000","v":0},{"$f":"AD9*M9+($A$4-80)*AK9*$A$8/1000","v":0},{"$f":"AE9*O9+($A$4-80)*AL9*$A$8/1000","v":0}]
[null,62,0,0,0,0,0,0,{"$f":"U10*$I$13","v":0},0,0,0,0,0,0,0,null,1.0578313253012048,0.99277108433734951,0.93012048192771091,0.86506024096385536,0.79759036144578321,0.72771084337349401,0.66024096385542164,0.82915717539863321,0.85436893203883502,0.88341968911917101,0.91922005571030641,0.93655589123867067,0.96357615894039739,0.99635036496350371,1.06,1.06,1.06,1.06,1.06,1.06,1.06,0,{"$f":"Z10*E10+($A$4-80)*AG10*$A$8/1000","v":0},{"$f":"AA10*G10+($A$4-80)*AH10*$A$8/1000","v":0},0,0,0,0]
[null,57,0,0,0,0,0,0,{"$f":"U11*$I$13","v":0},0,0,0,0,0,0,0,null,1.0072289156626506,0.95903614457831321,0.91084337349397582,0.86265060240963853,0.79759036144578321,0.73493975903614461,0.67228915662650601,0.99521531100478478,0.99246231155778897,0.99206349206349209,0.98882681564245811,0.98791540785498488,0.99016393442622952,0.98924731182795711,1.06,1.06,1.06,1.06,1.06,1.06,1.06,0,{"$f":"Z11*E11+($A$4-80)*AG11*$A$8/1000","v":0},{"$f":"AA11*G11+($A$4-80)*AH11*$A$8/1000","v":0},{"$f":"AB11*I11+($A$4-80)*AI11*$A$8/1000","v":0},0,0,0]
[1400,72,0,0,0,0,0,0,{"$f":"U12*$I$13","v":0},0,0,0,0,0,0,0,null,1.2265060240963854,1.1807228915662651,1.1349397590361445,1.0891566265060242,1.0120481927710843,0.93493975903614446,0.8602409638554217,0.47544204322200395,0.48571428571428571,0.49681528662420377,0.50884955752212391,0.52619047619047621,0.5489690721649485,0.5714285714285714,1.06,1.06,1.06,1.06,1.06,1.06,1.06,{"$f":"Y12*C12+($A$4-80)*AF12*$A$12/1000","v":0},{"$f":"Z12*E12+($A$4-80)*AG12*$A$12/1000","v":0},{"$f":"AA12*G12+($A$4-80)*AH12*$A$12/1000","v":0},{"$f":"AB12*I12+($A$4-80)*AI12*$A$12/1000","v":0},{"$f":"AC12*K12+($A$4-80)*AJ12*$A$12/1000","v":0},{"$f":"AD12*M12+($A$4-80)*AK12*$A$12/1000","v":0},{"$f":"AE12*O12+($A$4-80)*AL12*$A$12/1000","v":0}]
[null,67,0,0,0,0,0,0,{"$f":"B2","v":0},0,0,0,0,0,0,0,null,1.1542168674698794,1.1012048192771084,1.0506024096385542,1,0.90602409638554215,0.81445783132530114,0.72289156626506024,0.64718162839248439,0.66958424507658643,0.69266055045871555,0.71807228915662658,0.76063829787234039,0.81065088757396453,0.87333333333333329,1.06,1.06,1.06,1.06,1.06,1.06,1.06,{"$f":"Y13*C13+($A$4-80)*AF13*$A$12/1000","v":0},{"$f":"Z13*E13+($A$4-80)*AG13*$A$12/1000","v":0},{"$f":"AA13*G13+($A$4-80)*AH13*$A$12/1000","v":0},{"$f":"AB13*I13+($A$4-80)*AI13*$A$12/1000","v":0},{"$f":"AC13*K13+($A$4-80)*AJ13*$A$12/1000","v":0},{"$f":"AD13*M13+($A$4-80)*AK13*$A$12/1000","v":0},{"$f":"AE13*O13+($A$4-80)*AL13*$A$12/1000","v":0}]
[null,62,0,0,0,0,0,0,{"$f":"U14*$I$13","v":0},0,0,0,0,0,0,0,null,1.0843373493975903,1.0192771084337349,0.95421686746987955,0.88915662650602412,0.8240963855421688,0.7614457831325302,0.6987951807228916,0.85555555555555551,0.88416075650118209,0.91919191919191912,0.95663956639566394,0.96783625730994149,0.97784810126582267,0.99310344827586206,1.06,1.06,1.06,1.06,1.06,1.06,1.06,0,{"$f":"Z14*E14+($A$4-80)*AG14*$A$12/1000","v":0},{"$f":"AA14*G14+($A$4-80)*AH14*$A$12/1000","v":0},0,0,0,0]
[null,57,0,0,0,0,0,0,0,0,0,0,0,0,0,0,null,1.0433734939759036,0.99759036144578306,0.94939759036144578,0.90361445783132532,0.83614457831325306,0.77108433734939763,0.70361445783132526,0.9930715935334874,0.9903381642512078,0.99238578680203049,0.9893333333333334,0.98847262247838596,0.98750000000000004,0.98972602739726023,1.06,1.06,1.06,1.06,1.06,1.06,1.06,0,{"$f":"Z15*E15+($A$4-80)*AG15*$A$12/1000","v":0},{"$f":"AA15*G15+($A$4-80)*AH15*$A$12/1000","v":0},0,0,0,0]
[1600,72,0,0,0,0,0,0,0,0,0,0,0,0,0,0,null,1.2506024096385542,1.2,1.149397590361446,1.0987951807228915,1.0216867469879518,0.94698795180722883,0.87228915662650608,0.47206165703275532,0.49196787148594379,0.51362683438155132,0.53508771929824561,0.554245283018868,0.57760814249363868,0.60220994475138123,1.06,1.06,1.06,1.06,1.06,1.06,1.06,{"$f":"Y16*C16+($A$4-80)*AF16*$A$16/1000","v":0},{"$f":"Z16*E16+($A$4-80)*AG16*$A$16/1000","v":0},{"$f":"AA16*G16+($A$4-80)*AH16*$A$16/1000","v":0},{"$f":"AB16*I16+($A$4-80)*AI16*$A$16/1000","v":0},{"$f":"AC16*K16+($A$4-80)*AJ16*$A$16/1000","v":0},{"$f":"AD16*M16+($A$4-80)*AK16*$A$16/1000","v":0},{"$f":"AE16*O16+($A$4-80)*AL16*$A$16/1000","v":0}]
[null,67,0,0,0,0,0,0,0,0,0,0,0,0,0,0,null,1.1686746987951808,1.1180722891566264,1.0674698795180722,1.0144578313253012,0.92048192771084347,0.82891566265060235,0.73493975903614461,0.66391752577319596,0.6918103448275863,0.72234762979683975,0.75771971496437052,0.80628272251308897,0.86046511627906985,0.93442622950819676,1.06,1.06,1.06,1.06,1.06,1.06,1.06,{"$f":"Y17*C17+($A$4-80)*AF17*$A$16/1000","v":0},{"$f":"Z17*E17+($A$4-80)*AG17*$A$16/1000","v":0},{"$f":"AA17*G17+($A$4-80)*AH17*$A$16/1000","v":0},{"$f":"AB17*I17+($A$4-80)*AI17*$A$16/1000","v":0},{"$f":"AC17*K17+($A$4-80)*AJ17*$A$16/1000","v":0},{"$f":"AD17*M17+($A$4-80)*AK17*$A$16/1000","v":0},{"$f":"AE17*O17+($A$4-80)*AL17*$A$16/1000","v":0}]
[null,62,0,0,0,0,0,0,0,0,0,0,0,0,0,0,null,1.1084337349397591,1.0433734939759036,0.97831325301204819,0.91325301204819276,0.8530120481927711,0.79518072289156627,0.73493975903614461,0.88478260869565228,0.91685912240184775,0.95320197044334976,0.99208443271767821,0.99435028248587587,0.99090909090909096,0.99344262295081964,1.06,1.06,1.06,1.06,1.06,1.06,1.06,0,{"$f":"Z18*E18+($A$4-80)*AG18*$A$16/1000","v":0},{"$f":"AA18*G18+($A$4-80)*AH18*$A$16/1000","v":0},0,0,0,0]
[null,57,0,0,0,0,0,0,0,0,0,0,0,0,0,0,null,1.0771084337349399,1.0337349397590361,0.98795180722891562,0.94457831325301211,0.8746987951807228,0.80481927710843371,0.73734939759036144,0.99105145413870233,0.99067599067599066,0.9926829268292684,0.98979591836734682,0.98898071625344353,0.99101796407185638,0.99019607843137247,1.06,1.06,1.06,1.06,1.06,1.06,1.06,0,{"$f":"Z19*E19+($A$4-80)*AG19*$A$16/1000","v":0},{"$f":"AA19*G19+($A$4-80)*AH19*$A$16/1000","v":0},0,0,0,0]

{"sheet":"YCJD_48","index":45,"n_rows":19,"n_cols":45,"rows_kept":19,"cut":false,"hidden":true,"merged":[[2,0,2,1],[2,2,2,15],[3,2,3,3],[3,4,3,5],[3,6,3,7],[3,8,3,9],[3,10,3,11],[3,12,3,13],[3,14,3,15],[5,2,6,2],[5,3,6,3],[5,4,6,4],[5,5,6,5],[5,6,6,6],[5,7,6,7],[5,8,6,8],[4,0,6,0],[4,1,6,1],[4,2,4,3],[4,4,4,5],[4,6,4,7],[4,8,4,9],[5,9,6,9],[5,10,6,10],[5,11,6,11],[5,12,6,12],[5,13,6,13],[5,14,6,14],[5,15,6,15],[4,10,4,11],[4,12,4,13],[4,14,4,15],[24,10,24,11],[24,12,24,13],[25,2,26,2],[25,9,26,9],[25,10,26,10],[25,11,26,11],[25,12,26,12],[25,13,26,13],[7,0,10,0],[11,0,14,0],[15,0,18,0],[22,0,23,1],[22,2,22,13],[23,2,23,3],[23,4,23,5],[23,6,23,7],[23,8,23,9],[23,10,23,11],[23,12,23,13],[27,0,30,0],[25,3,26,3],[25,4,26,4],[25,5,26,5],[25,6,26,6],[25,7,26,7],[25,8,26,8],[31,0,34,0],[35,0,38,0],[24,0,26,0],[24,1,26,1],[24,2,24,3],[24,4,24,5],[24,6,24,7],[24,8,24,9],[41,0,42,1],[41,2,41,13],[42,2,42,3],[42,4,42,5],[42,6,42,7],[42,8,42,9],[42,10,42,11],[42,12,42,13],[44,10,45,10],[44,11,45,11],[44,12,45,12],[44,13,45,13],[46,0,49,0],[50,0,53,0],[43,10,43,11],[43,12,43,13],[44,2,45,2],[44,3,45,3],[44,4,45,4],[44,5,45,5],[44,6,45,6],[44,7,45,7],[44,8,45,8],[44,9,45,9],[43,0,45,0],[43,1,45,1],[43,2,43,3],[43,4,43,5],[43,6,43,7],[43,8,43,9],[54,0,57,0],[60,0,61,1],[60,2,60,13],[61,2,61,3],[61,4,61,5],[61,6,61,7],[61,8,61,9],[61,10,61,11],[61,12,61,13],[63,10,64,10],[63,11,64,11],[63,12,64,12],[63,13,64,13],[65,0,68,0],[69,0,72,0],[62,10,62,11],[62,12,62,13],[63,2,64,2],[63,3,64,3],[63,4,64,4],[63,5,64,5],[63,6,64,6],[63,7,64,7],[63,8,64,8],[63,9,64,9],[62,0,64,0],[62,1,64,1],[62,2,62,3],[62,4,62,5],[62,6,62,7],[62,8,62,9],[73,0,76,0],[79,0,80,1],[79,2,79,13],[80,2,80,3],[80,4,80,5],[80,6,80,7],[80,8,80,9],[80,10,80,11],[80,12,80,13],[82,10,83,10],[82,11,83,11],[82,12,83,12],[82,13,83,13],[84,0,87,0],[88,0,91,0],[81,10,81,11],[81,12,81,13],[82,2,83,2],[82,3,83,3],[82,4,83,4],[82,5,83,5],[82,6,83,6],[82,7,83,7],[82,8,83,8],[82,9,83,9],[81,0,83,0],[81,1,83,1],[81,2,81,3],[81,4,81,5],[81,6,81,7],[81,8,81,9],[92,0,95,0],[98,0,99,1],[98,2,98,13],[99,2,99,3],[99,4,99,5],[99,6,99,7],[99,8,99,9],[99,10,99,11],[99,12,99,13],[101,10,102,10],[101,11,102,11],[101,12,102,12],[101,13,102,13],[103,0,106,0],[107,0,110,0],[100,10,100,11],[100,12,100,13],[101,2,102,2],[101,3,102,3],[101,4,102,4],[101,5,102,5],[101,6,102,6],[101,7,102,7],[101,8,102,8],[101,9,102,9],[100,0,102,0],[100,1,102,1],[100,2,100,3],[100,4,100,5],[100,6,100,7],[100,8,100,9],[111,0,114,0],[117,0,118,1],[117,2,117,13],[118,2,118,3],[118,4,118,5],[118,6,118,7],[118,8,118,9],[118,10,118,11],[118,12,118,13],[130,0,133,0],[120,10,121,10],[120,11,121,11],[120,12,121,12],[120,13,121,13],[122,0,125,0],[126,0,129,0],[119,10,119,11],[119,12,119,13],[120,2,121,2],[120,3,121,3],[120,4,121,4],[120,5,121,5],[120,6,121,6],[120,7,121,7],[120,8,121,8],[120,9,121,9],[119,0,121,0],[119,1,121,1],[119,2,119,3],[119,4,119,5],[119,6,119,7],[119,8,119,9]]}
[]
["YCJD_48"]
["Evaporator Air \n",null,"Condenser  Entering Air Temperature ˚F"]
[80,"°F DB",65,null,75,null,85,null,95,null,105,null,115,null,125]
["CFM","EWB†\n˚F","Capacity Mbtuh",null,"Capacity Mbtuh",null,"Capacity Mbtuh",null,"Capacity Mbtuh",null,"Capacity Mbtuh",null,"Capacity Mbtuh",null,"Capacity Mbtuh"]
[null,null,"Total","Sens.","Total","Sens.","Total","Sens.","Total","Sens.","Total","Sens.","Total","Sens.","Total","Sens."]
[null,null,null,null,null,null,null,null,null,null,null,null,null,null,null,null,null,"Total Factors",null,null,null,null,null,null,"Sens. %",null,null,null,null,null,null,"IDB Adj",null,null,null,null,null,null,"Sens Calc"]
[1400,72,{"$f":"R8*$I$13","v":0},{"$f":"IF(AM8>C8,C8,AM8)","v":0},{"$f":"S8*$I$13","v":0},{"$f":"IF(AN8>E8,E8,AN8)","v":0},{"$f":"T8*$I$13","v":0},{"$f":"IF(AO8>G8,G8,AO8)","v":0},{"$f":"U8*$I$13","v":0},{"$f":"IF(AP8>I8,I8,AP8)","v":0},{"$f":"V8*$I$13","v":0},{"$f":"IF(AQ8>K8,K8,AQ8)","v":0},{"$f":"W8*$I$13","v":0},{"$f":"IF(AR8>M8,M8,AR8)","v":0},{"$f":"X8*$I$13","v":0},{"$f":"IF(AS8>O8,O8,AS8)","v":0},null,1.1375,1.0895833333333333,1.04375,0.99791666666666667,0.90625,0.81874999999999998,0.72916666666666663,0.47435897435897434,0.48183556405353728,0.49101796407185633,0.4989561586638831,0.52183908045977012,0.54707379134860057,0.58000000000000007,1.06,1.06,1.06,1.06,1.06,1.06,1.06,{"$f":"Y8*C8+($A$4-80)*AF8*$A$8/1000","v":0},{"$f":"Z8*E8+($A$4-80)*AG8*$A$8/1000","v":0},{"$f":"AA8*G8+($A$4-80)*AH8*$A$8/1000","v":0},{"$f":"AB8*I8+($A$4-80)*AI8*$A$8/1000","v":0},{"$f":"AC8*K8+($A$4-80)*AJ8*$A$8/1000","v":0},{"$f":"AD8*M8+($A$4-80)*AK8*$A$8/1000","v":0},{"$f":"AE8*O8+($A$4-80)*AL8*$A$8/1000","v":0}]
[null,67,{"$f":"R9*$I$13","v":0},0,0,{"$f":"IF(AN9>E9,E9,AN9)","v":0},0,{"$f":"IF(AO9>G9,G9,AO9)","v":0},{"$f":"U9*$I$13","v":0},{"$f":"IF(AP9>I9,I9,AP9)","v":0},0,{"$f":"IF(AQ9>K9,K9,AQ9)","v":0},0,{"$f":"IF(AR9>M9,M9,AR9)","v":0},0,{"$f":"IF(AS9>O9,O9,AS9)","v":0},null,1.1624999999999999,1.0999999999999999,1.0395833333333333,0.9770833333333333,0.8833333333333333,0.7895833333333333,0.69791666666666663,0.63978494623655924,0.65530303030303039,0.67134268537074149,0.69083155650319827,0.72405660377358494,0.76517150395778366,0.81492537313432833,1.06,1.06,1.06,1.06,1.06,1.06,1.06,{"$f":"Y9*C9+($A$4-80)*AF9*$A$8/1000","v":0},{"$f":"Z9*E9+($A$4-80)*AG9*$A$8/1000","v":0},{"$f":"AA9*G9+($A$4-80)*AH9*$A$8/1000","v":0},{"$f":"AB9*I9+($A$4-80)*AI9*$A$8/1000","v":0},{"$f":"AC9*K9+($A$4-80)*AJ9*$A$8/1000","v":0},{"$f":"AD9*M9+($A$4-80)*AK9*$A$8/1000","v":0},{"$f":"AE9*O9+($A$4-80)*AL9*$A$8/1000","v":0}]
[null,62,0,0,0,0,0,0,{"$f":"U10*$I$13","v":0},0,0,0,0,0,0,0,null,1.0708333333333333,1.0125,0.95416666666666661,0.89374999999999993,0.81874999999999998,0.74791666666666667,0.67499999999999993,0.83268482490272366,0.85802469135802473,0.88646288209606994,0.92307692307692313,0.93384223918575082,0.94707520891364905,0.96296296296296302,1.06,1.06,1.06,1.06,1.06,1.06,1.06,0,{"$f":"Z10*E10+($A$4-80)*AG10*$A$8/1000","v":0},{"$f":"AA10*G10+($A$4-80)*AH10*$A$8/1000","v":0},0,0,0,0]
[null,57,0,0,0,0,0,0,{"$f":"U11*$I$13","v":0},0,0,0,0,0,0,0,null,1.0354166666666667,0.98958333333333337,0.9458333333333333,0.9,0.82916666666666661,0.7583333333333333,0.68958333333333333,0.94366197183098588,0.93894736842105264,0.93171806167400872,0.9282407407407407,0.92462311557788945,0.92307692307692313,0.91842900302114794,1.06,1.06,1.06,1.06,1.06,1.06,1.06,0,{"$f":"Z11*E11+($A$4-80)*AG11*$A$8/1000","v":0},{"$f":"AA11*G11+($A$4-80)*AH11*$A$8/1000","v":0},{"$f":"AB11*I11+($A$4-80)*AI11*$A$8/1000","v":0},0,0,0]
[1600,72,0,0,0,0,0,0,{"$f":"U12*$I$13","v":0},0,0,0,0,0,0,0,null,1.1541666666666666,1.10625,1.0562500000000001,1.0083333333333333,0.91666666666666663,0.82708333333333339,0.73958333333333337,0.49277978339350181,0.50094161958568739,0.50887573964497035,0.51652892561983477,0.53863636363636358,0.56675062972292189,0.6,1.06,1.06,1.06,1.06,1.06,1.06,1.06,{"$f":"Y12*C12+($A$4-80)*AF12*$A$12/1000","v":0},{"$f":"Z12*E12+($A$4-80)*AG12*$A$12/1000","v":0},{"$f":"AA12*G12+($A$4-80)*AH12*$A$12/1000","v":0},{"$f":"AB12*I12+($A$4-80)*AI12*$A$12/1000","v":0},{"$f":"AC12*K12+($A$4-80)*AJ12*$A$12/1000","v":0},{"$f":"AD12*M12+($A$4-80)*AK12*$A$12/1000","v":0},{"$f":"AE12*O12+($A$4-80)*AL12*$A$12/1000","v":0}]
[null,67,0,0,0,0,0,0,{"$f":"B2","v":0},0,0,0,0,0,0,0,null,1.1729166666666666,1.1166666666666667,1.0583333333333333,1,0.90416666666666667,0.81041666666666667,0.71666666666666667,0.65896980461811727,0.67723880597014918,0.69685039370078738,0.72083333333333333,0.75576036866359442,0.7994858611825193,0.8517441860465117,1.06,1.06,1.06,1.06,1.06,1.06,1.06,{"$f":"Y13*C13+($A$4-80)*AF13*$A$12/1000","v":0},{"$f":"Z13*E13+($A$4-80)*AG13*$A$12/1000","v":0},{"$f":"AA13*G13+($A$4-80)*AH13*$A$12/1000","v":0},{"$f":"AB13*I13+($A$4-80)*AI13*$A$12/1000","v":0},{"$f":"AC13*K13+($A$4-80)*AJ13*$A$12/1000","v":0},{"$f":"AD13*M13+($A$4-80)*AK13*$A$12/1000","v":0},{"$f":"AE13*O13+($A$4-80)*AL13*$A$12/1000","v":0}]
[null,62,0,0,0,0,0,0,{"$f":"U14*$I$13","v":0},0,0,0,0,0,0,0,null,1.10625,1.0479166666666666,0.9916666666666667,0.93333333333333324,0.85625000000000007,0.78125,0.70416666666666661,0.85875706214689262,0.88469184890656072,0.91176470588235292,0.9441964285714286,0.94890510948905105,0.95200000000000007,0.96153846153846156,1.06,1.06,1.06,1.06,1.06,1.06,1.06,0,{"$f":"Z14*E14+($A$4-80)*AG14*$A$12/1000","v":0},{"$f":"AA14*G14+($A$4-80)*AH14*$A$12/1000","v":0},0,0,0,0]
[null,57,0,0,0,0,0,0,0,0,0,0,0,0,0,0,null,1.0833333333333333,1.0374999999999999,0.98958333333333337,0.94374999999999998,0.8666666666666667,0.79166666666666663,0.71875,0.93846153846153846,0.93574297188755029,0.93473684210526309,0.92935982339955858,0.92788461538461542,0.92631578947368431,0.92463768115942024,1.06,1.06,1.06,1.06,1.06,1.06,1.06,0,{"$f":"Z15*E15+($A$4-80)*AG15*$A$12/1000","v":0},{"$f":"AA15*G15+($A$4-80)*AH15*$A$12/1000","v":0},0,0,0,0]
[1800,72,0,0,0,0,0,0,0,0,0,0,0,0,0,0,null,1.1729166666666666,1.1208333333333333,1.0687499999999999,1.01875,0.92708333333333337,0.83750000000000002,0.74791666666666667,0.51154529307282415,0.51858736059479549,0.52631578947368429,0.53374233128834359,0.55730337078651682,0.58706467661691542,0.62116991643454045,1.06,1.06,1.06,1.06,1.06,1.06,1.06,{"$f":"Y16*C16+($A$4-80)*AF16*$A$16/1000","v":0},{"$f":"Z16*E16+($A$4-80)*AG16*$A$16/1000","v":0},{"$f":"AA16*G16+($A$4-80)*AH16*$A$16/1000","v":0},{"$f":"AB16*I16+($A$4-80)*AI16*$A$16/1000","v":0},{"$f":"AC16*K16+($A$4-80)*AJ16*$A$16/1000","v":0},{"$f":"AD16*M16+($A$4-80)*AK16*$A$16/1000","v":0},{"$f":"AE16*O16+($A$4-80)*AL16*$A$16/1000","v":0}]
[null,67,0,0,0,0,0,0,0,0,0,0,0,0,0,0,null,1.1854166666666666,1.1312499999999999,1.0770833333333334,1.0229166666666667,0.92291666666666661,0.82916666666666661,0.73333333333333339,0.67662565905096661,0.69797421731123388,0.72147001934235966,0.74745417515274948,0.78781038374717838,0.83165829145728654,0.88920454545454541,1.06,1.06,1.06,1.06,1.06,1.06,1.06,{"$f":"Y17*C17+($A$4-80)*AF17*$A$16/1000","v":0},{"$f":"Z17*E17+($A$4-80)*AG17*$A$16/1000","v":0},{"$f":"AA17*G17+($A$4-80)*AH17*$A$16/1000","v":0},{"$f":"AB17*I17+($A$4-80)*AI17*$A$16/1000","v":0},{"$f":"AC17*K17+($A$4-80)*AJ17*$A$16/1000","v":0},{"$f":"AD17*M17+($A$4-80)*AK17*$A$16/1000","v":0},{"$f":"AE17*O17+($A$4-80)*AL17*$A$16/1000","v":0}]
[null,62,0,0,0,0,0,0,0,0,0,0,0,0,0,0,null,1.1395833333333334,1.0854166666666667,1.0291666666666666,0.97291666666666676,0.89166666666666661,0.8125,0.73541666666666661,0.88299817184643503,0.90595009596928988,0.93319838056680171,0.9635974304068522,0.96261682242990665,0.9589743589743589,0.954674220963173,1.06,1.06,1.06,1.06,1.06,1.06,1.06,0,{"$f":"Z18*E18+($A$4-80)*AG18*$A$16/1000","v":0},{"$f":"AA18*G18+($A$4-80)*AH18*$A$16/1000","v":0},0,0,0,0]
[null,57,0,0,0,0,0,0,0,0,0,0,0,0,0,0,null,1.1333333333333333,1.0833333333333333,1.0354166666666667,0.98541666666666661,0.90416666666666667,0.82500000000000007,0.74791666666666667,0.93382352941176472,0.93461538461538463,0.93360160965794758,0.93446088794926019,0.93317972350230416,0.93181818181818177,0.92757660167130918,1.06,1.06,1.06,1.06,1.06,1.06,1.06,0,{"$f":"Z19*E19+($A$4-80)*AG19*$A$16/1000","v":0},{"$f":"AA19*G19+($A$4-80)*AH19*$A$16/1000","v":0},0,0,0,0]

{"sheet":"YCJD_60","index":46,"n_rows":19,"n_cols":45,"rows_kept":19,"cut":false,"hidden":true,"merged":[[2,0,2,1],[2,2,2,15],[3,2,3,3],[3,4,3,5],[3,6,3,7],[3,8,3,9],[3,10,3,11],[3,12,3,13],[3,14,3,15],[5,2,6,2],[5,3,6,3],[5,4,6,4],[5,5,6,5],[5,6,6,6],[5,7,6,7],[5,8,6,8],[4,0,6,0],[4,1,6,1],[4,2,4,3],[4,4,4,5],[4,6,4,7],[4,8,4,9],[5,9,6,9],[5,10,6,10],[5,11,6,11],[5,12,6,12],[5,13,6,13],[5,14,6,14],[5,15,6,15],[4,10,4,11],[4,12,4,13],[4,14,4,15],[24,10,24,11],[24,12,24,13],[25,2,26,2],[25,9,26,9],[25,10,26,10],[25,11,26,11],[25,12,26,12],[25,13,26,13],[7,0,10,0],[11,0,14,0],[15,0,18,0],[22,0,23,1],[22,2,22,13],[23,2,23,3],[23,4,23,5],[23,6,23,7],[23,8,23,9],[23,10,23,11],[23,12,23,13],[27,0,30,0],[25,3,26,3],[25,4,26,4],[25,5,26,5],[25,6,26,6],[25,7,26,7],[25,8,26,8],[31,0,34,0],[35,0,38,0],[24,0,26,0],[24,1,26,1],[24,2,24,3],[24,4,24,5],[24,6,24,7],[24,8,24,9],[41,0,42,1],[41,2,41,13],[42,2,42,3],[42,4,42,5],[42,6,42,7],[42,8,42,9],[42,10,42,11],[42,12,42,13],[44,10,45,10],[44,11,45,11],[44,12,45,12],[44,13,45,13],[46,0,49,0],[50,0,53,0],[43,10,43,11],[43,12,43,13],[44,2,45,2],[44,3,45,3],[44,4,45,4],[44,5,45,5],[44,6,45,6],[44,7,45,7],[44,8,45,8],[44,9,45,9],[43,0,45,0],[43,1,45,1],[43,2,43,3],[43,4,43,5],[43,6,43,7],[43,8,43,9],[54,0,57,0],[60,0,61,1],[60,2,60,13],[61,2,61,3],[61,4,61,5],[61,6,61,7],[61,8,61,9],[61,10,61,11],[61,12,61,13],[63,10,64,10],[63,11,64,11],[63,12,64,12],[63,13,64,13],[65,0,68,0],[69,0,72,0],[62,10,62,11],[62,12,62,13],[63,2,64,2],[63,3,64,3],[63,4,64,4],[63,5,64,5],[63,6,64,6],[63,7,64,7],[63,8,64,8],[63,9,64,9],[62,0,64,0],[62,1,64,1],[62,2,62,3],[62,4,62,5],[62,6,62,7],[62,8,62,9],[73,0,76,0],[79,0,80,1],[79,2,79,13],[80,2,80,3],[80,4,80,5],[80,6,80,7],[80,8,80,9],[80,10,80,11],[80,12,80,13],[82,10,83,10],[82,11,83,11],[82,12,83,12],[82,13,83,13],[84,0,87,0],[88,0,91,0],[81,10,81,11],[81,12,81,13],[82,2,83,2],[82,3,83,3],[82,4,83,4],[82,5,83,5],[82,6,83,6],[82,7,83,7],[82,8,83,8],[82,9,83,9],[81,0,83,0],[81,1,83,1],[81,2,81,3],[81,4,81,5],[81,6,81,7],[81,8,81,9],[92,0,95,0],[98,0,99,1],[98,2,98,13],[99,2,99,3],[99,4,99,5],[99,6,99,7],[99,8,99,9],[99,10,99,11],[99,12,99,13],[101,10,102,10],[101,11,102,11],[101,12,102,12],[101,13,102,13],[103,0,106,0],[107,0,110,0],[100,10,100,11],[100,12,100,13],[101,2,102,2],[101,3,102,3],[101,4,102,4],[101,5,102,5],[101,6,102,6],[101,7,102,7],[101,8,102,8],[101,9,102,9],[100,0,102,0],[100,1,102,1],[100,2,100,3],[100,4,100,5],[100,6,100,7],[100,8,100,9],[111,0,114,0],[117,0,118,1],[117,2,117,13],[118,2,118,3],[118,4,118,5],[118,6,118,7],[118,8,118,9],[118,10,118,11],[118,12,118,13],[130,0,133,0],[120,10,121,10],[120,11,121,11],[120,12,121,12],[120,13,121,13],[122,0,125,0],[126,0,129,0],[119,10,119,11],[119,12,119,13],[120,2,121,2],[120,3,121,3],[120,4,121,4],[120,5,121,5],[120,6,121,6],[120,7,121,7],[120,8,121,8],[120,9,121,9],[119,0,121,0],[119,1,121,1],[119,2,119,3],[119,4,119,5],[119,6,119,7],[119,8,119,9]]}
[]
["YCJD_60"]
["Evaporator Air \n",null,"Condenser  Entering Air Temperature ˚F"]
[80,"°F DB",65,null,75,null,85,null,95,null,105,null,115,null,125]
["CFM","EWB†\n˚F","Capacity Mbtuh",null,"Capacity Mbtuh",null,"Capacity Mbtuh",null,"Capacity Mbtuh",null,"Capacity Mbtuh",null,"Capacity Mbtuh",null,"Capacity Mbtuh"]
[null,null,"Total","Sens.","Total","Sens.","Total","Sens.","Total","Sens.","Total","Sens.","Total","Sens.","Total","Sens."]
[null,null,null,null,null,null,null,null,null,null,null,null,null,null,null,null,null,"Total Factors",null,null,null,null,null,null,"Sens. %",null,null,null,null,null,null,"IDB Adj",null,null,null,null,null,null,"Sens Calc"]
[1600,72,{"$f":"R8*$I$13","v":0},{"$f":"IF(AM8>C8,C8,AM8)","v":0},{"$f":"S8*$I$13","v":0},{"$f":"IF(AN8>E8,E8,AN8)","v":0},{"$f":"T8*$I$13","v":0},{"$f":"IF(AO8>G8,G8,AO8)","v":0},{"$f":"U8*$I$13","v":0},{"$f":"IF(AP8>I8,I8,AP8)","v":0},{"$f":"V8*$I$13","v":0},{"$f":"IF(AQ8>K8,K8,AQ8)","v":0},{"$f":"W8*$I$13","v":0},{"$f":"IF(AR8>M8,M8,AR8)","v":0},{"$f":"X8*$I$13","v":0},{"$f":"IF(AS8>O8,O8,AS8)","v":0},null,1.1385964912280704,1.1070175438596492,1.0771929824561404,1.0456140350877192,0.97192982456140353,0.90175438596491231,0.82982456140350869,0.44067796610169491,0.45166402535657685,0.46254071661237783,0.47651006711409394,0.48555956678700357,0.49416342412451358,0.50739957716701911,1.06,1.06,1.06,1.06,1.06,1.06,1.06,{"$f":"Y8*C8+($A$4-80)*AF8*$A$8/1000","v":0},{"$f":"Z8*E8+($A$4-80)*AG8*$A$8/1000","v":0},{"$f":"AA8*G8+($A$4-80)*AH8*$A$8/1000","v":0},{"$f":"AB8*I8+($A$4-80)*AI8*$A$8/1000","v":0},{"$f":"AC8*K8+($A$4-80)*AJ8*$A$8/1000","v":0},{"$f":"AD8*M8+($A$4-80)*AK8*$A$8/1000","v":0},{"$f":"AE8*O8+($A$4-80)*AL8*$A$8/1000","v":0}]
[null,67,{"$f":"R9*$I$13","v":0},0,0,{"$f":"IF(AN9>E9,E9,AN9)","v":0},0,{"$f":"IF(AO9>G9,G9,AO9)","v":0},{"$f":"U9*$I$13","v":0},{"$f":"IF(AP9>I9,I9,AP9)","v":0},0,{"$f":"IF(AQ9>K9,K9,AQ9)","v":0},0,{"$f":"IF(AR9>M9,M9,AR9)","v":0},0,{"$f":"IF(AS9>O9,O9,AS9)","v":0},null,1.0947368421052632,1.0543859649122806,1.012280701754386,0.97192982456140353,0.90701754385964917,0.84385964912280709,0.7807017543859649,0.63621794871794879,0.64392678868552411,0.65337954939341425,0.66245487364620947,0.68085106382978722,0.70270270270270263,0.7303370786516854,1.06,1.06,1.06,1.06,1.06,1.06,1.06,{"$f":"Y9*C9+($A$4-80)*AF9*$A$8/1000","v":0},{"$f":"Z9*E9+($A$4-80)*AG9*$A$8/1000","v":0},{"$f":"AA9*G9+($A$4-80)*AH9*$A$8/1000","v":0},{"$f":"AB9*I9+($A$4-80)*AI9*$A$8/1000","v":0},{"$f":"AC9*K9+($A$4-80)*AJ9*$A$8/1000","v":0},{"$f":"AD9*M9+($A$4-80)*AK9*$A$8/1000","v":0},{"$f":"AE9*O9+($A$4-80)*AL9*$A$8/1000","v":0}]
[null,62,0,0,0,0,0,0,{"$f":"U10*$I$13","v":0},0,0,0,0,0,0,0,null,1.0719298245614035,1.0263157894736843,0.98070175438596485,0.93684210526315792,0.8771929824561403,0.81929824561403519,0.76315789473684215,0.81505728314238945,0.83247863247863252,0.85152057245080504,0.8707865168539326,0.88800000000000001,0.90578158458244096,0.92643678160919529,1.06,1.06,1.06,1.06,1.06,1.06,1.06,0,{"$f":"Z10*E10+($A$4-80)*AG10*$A$8/1000","v":0},{"$f":"AA10*G10+($A$4-80)*AH10*$A$8/1000","v":0},0,0,0,0]
[null,57,0,0,0,0,0,0,{"$f":"U11*$I$13","v":0},0,0,0,0,0,0,0,null,0.97368421052631582,0.95614035087719296,0.93684210526315792,0.91929824561403506,0.8666666666666667,0.81754385964912279,0.76666666666666672,0.98198198198198194,0.95596330275229358,0.93071161048689144,0.90267175572519076,0.90283400809716607,0.90128755364806867,0.89931350114416464,1.06,1.06,1.06,1.06,1.06,1.06,1.06,0,{"$f":"Z11*E11+($A$4-80)*AG11*$A$8/1000","v":0},{"$f":"AA11*G11+($A$4-80)*AH11*$A$8/1000","v":0},{"$f":"AB11*I11+($A$4-80)*AI11*$A$8/1000","v":0},0,0,0]
[1800,72,0,0,0,0,0,0,{"$f":"U12*$I$13","v":0},0,0,0,0,0,0,0,null,1.1736842105263159,1.1403508771929824,1.1070175438596492,1.0736842105263158,1.0035087719298246,0.93508771929824552,0.8666666666666667,0.46038863976083705,0.46769230769230768,0.47702060221870046,0.48692810457516339,0.49650349650349646,0.50656660412757981,0.51821862348178138,1.06,1.06,1.06,1.06,1.06,1.06,1.06,{"$f":"Y12*C12+($A$4-80)*AF12*$A$12/1000","v":0},{"$f":"Z12*E12+($A$4-80)*AG12*$A$12/1000","v":0},{"$f":"AA12*G12+($A$4-80)*AH12*$A$12/1000","v":0},{"$f":"AB12*I12+($A$4-80)*AI12*$A$12/1000","v":0},{"$f":"AC12*K12+($A$4-80)*AJ12*$A$12/1000","v":0},{"$f":"AD12*M12+($A$4-80)*AK12*$A$12/1000","v":0},{"$f":"AE12*O12+($A$4-80)*AL12*$A$12/1000","v":0}]
[null,67,0,0,0,0,0,0,{"$f":"B2","v":0},0,0,0,0,0,0,0,null,1.119298245614035,1.0807017543859649,1.0403508771929824,1,0.93508771929824552,0.87192982456140355,0.80877192982456148,0.64576802507836994,0.65584415584415579,0.66779089376053968,0.68070175438596481,0.70168855534709196,0.72635814889336014,0.75271149674620397,1.06,1.06,1.06,1.06,1.06,1.06,1.06,{"$f":"Y13*C13+($A$4-80)*AF13*$A$12/1000","v":0},{"$f":"Z13*E13+($A$4-80)*AG13*$A$12/1000","v":0},{"$f":"AA13*G13+($A$4-80)*AH13*$A$12/1000","v":0},{"$f":"AB13*I13+($A$4-80)*AI13*$A$12/1000","v":0},{"$f":"AC13*K13+($A$4-80)*AJ13*$A$12/1000","v":0},{"$f":"AD13*M13+($A$4-80)*AK13*$A$12/1000","v":0},{"$f":"AE13*O13+($A$4-80)*AL13*$A$12/1000","v":0}]
[null,62,0,0,0,0,0,0,{"$f":"U14*$I$13","v":0},0,0,0,0,0,0,0,null,1.1035087719298244,1.0578947368421052,1.0140350877192983,0.97017543859649114,0.91228070175438591,0.8543859649122808,0.79824561403508776,0.83306836248012717,0.85074626865671643,0.86851211072664369,0.88788426763110317,0.89615384615384619,0.9075975359342916,0.91868131868131864,1.06,1.06,1.06,1.06,1.06,1.06,1.06,0,{"$f":"Z14*E14+($A$4-80)*AG14*$A$12/1000","v":0},{"$f":"AA14*G14+($A$4-80)*AH14*$A$12/1000","v":0},0,0,0,0]
[null,57,0,0,0,0,0,0,0,0,0,0,0,0,0,0,null,1.012280701754386,0.99298245614035086,0.97368421052631582,0.95438596491228067,0.90701754385964917,0.86140350877192984,0.81403508771929822,0.97746967071057189,0.95229681978798586,0.92792792792792789,0.90073529411764708,0.8955512572533848,0.89002036659877803,0.88577586206896552,1.06,1.06,1.06,1.06,1.06,1.06,1.06,0,{"$f":"Z15*E15+($A$4-80)*AG15*$A$12/1000","v":0},{"$f":"AA15*G15+($A$4-80)*AH15*$A$12/1000","v":0},0,0,0,0]
[2000,72,0,0,0,0,0,0,0,0,0,0,0,0,0,0,null,1.2070175438596491,1.1719298245614034,1.1368421052631579,1.1000000000000001,1.0333333333333332,0.96842105263157896,0.90350877192982459,0.47819767441860467,0.48502994011976047,0.49074074074074076,0.49760765550239233,0.50594227504244482,0.51630434782608692,0.52815533980582519,1.06,1.06,1.06,1.06,1.06,1.06,1.06,{"$f":"Y16*C16+($A$4-80)*AF16*$A$16/1000","v":0},{"$f":"Z16*E16+($A$4-80)*AG16*$A$16/1000","v":0},{"$f":"AA16*G16+($A$4-80)*AH16*$A$16/1000","v":0},{"$f":"AB16*I16+($A$4-80)*AI16*$A$16/1000","v":0},{"$f":"AC16*K16+($A$4-80)*AJ16*$A$16/1000","v":0},{"$f":"AD16*M16+($A$4-80)*AK16*$A$16/1000","v":0},{"$f":"AE16*O16+($A$4-80)*AL16*$A$16/1000","v":0}]
[null,67,0,0,0,0,0,0,0,0,0,0,0,0,0,0,null,1.1456140350877193,1.1070175438596492,1.0666666666666667,1.0280701754385966,0.9631578947368421,0.89999999999999991,0.83684210526315794,0.65390505359877493,0.6671949286846276,0.68256578947368429,0.69795221843003408,0.71948998178506374,0.74658869395711502,0.77568134171907754,1.06,1.06,1.06,1.06,1.06,1.06,1.06,{"$f":"Y17*C17+($A$4-80)*AF17*$A$16/1000","v":0},{"$f":"Z17*E17+($A$4-80)*AG17*$A$16/1000","v":0},{"$f":"AA17*G17+($A$4-80)*AH17*$A$16/1000","v":0},{"$f":"AB17*I17+($A$4-80)*AI17*$A$16/1000","v":0},{"$f":"AC17*K17+($A$4-80)*AJ17*$A$16/1000","v":0},{"$f":"AD17*M17+($A$4-80)*AK17*$A$16/1000","v":0},{"$f":"AE17*O17+($A$4-80)*AL17*$A$16/1000","v":0}]
[null,62,0,0,0,0,0,0,0,0,0,0,0,0,0,0,null,1.1350877192982456,1.0912280701754387,1.0473684210526317,1.0035087719298246,0.94561403508771924,0.89122807017543859,0.83508771929824566,0.84853168469860896,0.86655948553054651,0.88442211055276376,0.90559440559440552,0.90723562152133586,0.90748031496062997,0.90756302521008403,1.06,1.06,1.06,1.06,1.06,1.06,1.06,0,{"$f":"Z18*E18+($A$4-80)*AG18*$A$16/1000","v":0},{"$f":"AA18*G18+($A$4-80)*AH18*$A$16/1000","v":0},0,0,0,0]
[null,57,0,0,0,0,0,0,0,0,0,0,0,0,0,0,null,1.0508771929824561,1.0315789473684209,1.012280701754386,0.99122807017543857,0.94736842105263153,0.90350877192982459,0.86140350877192984,0.97328881469115192,0.94897959183673464,0.92201039861351819,0.89557522123893807,0.88888888888888884,0.88349514563106801,0.87576374745417518,1.06,1.06,1.06,1.06,1.06,1.06,1.06,0,{"$f":"Z19*E19+($A$4-80)*AG19*$A$16/1000","v":0},{"$f":"AA19*G19+($A$4-80)*AH19*$A$16/1000","v":0},0,0,0,0]

{"sheet":"YCJF_18","index":47,"n_rows":19,"n_cols":45,"rows_kept":19,"cut":false,"hidden":true,"merged":[[2,0,2,1],[2,2,2,15],[3,2,3,3],[3,4,3,5],[3,6,3,7],[3,8,3,9],[3,10,3,11],[3,12,3,13],[3,14,3,15],[5,2,6,2],[5,3,6,3],[5,4,6,4],[5,5,6,5],[5,6,6,6],[5,7,6,7],[5,8,6,8],[4,0,6,0],[4,1,6,1],[4,2,4,3],[4,4,4,5],[4,6,4,7],[4,8,4,9],[5,9,6,9],[5,10,6,10],[5,11,6,11],[5,12,6,12],[5,13,6,13],[5,14,6,14],[5,15,6,15],[4,10,4,11],[4,12,4,13],[4,14,4,15],[24,10,24,11],[24,12,24,13],[25,2,26,2],[25,9,26,9],[25,10,26,10],[25,11,26,11],[25,12,26,12],[25,13,26,13],[7,0,10,0],[11,0,14,0],[15,0,18,0],[22,0,23,1],[22,2,22,13],[23,2,23,3],[23,4,23,5],[23,6,23,7],[23,8,23,9],[23,10,23,11],[23,12,23,13],[27,0,30,0],[25,3,26,3],[25,4,26,4],[25,5,26,5],[25,6,26,6],[25,7,26,7],[25,8,26,8],[31,0,34,0],[35,0,38,0],[24,0,26,0],[24,1,26,1],[24,2,24,3],[24,4,24,5],[24,6,24,7],[24,8,24,9],[41,0,42,1],[41,2,41,13],[42,2,42,3],[42,4,42,5],[42,6,42,7],[42,8,42,9],[42,10,42,11],[42,12,42,13],[44,10,45,10],[44,11,45,11],[44,12,45,12],[44,13,45,13],[46,0,49,0],[50,0,53,0],[43,10,43,11],[43,12,43,13],[44,2,45,2],[44,3,45,3],[44,4,45,4],[44,5,45,5],[44,6,45,6],[44,7,45,7],[44,8,45,8],[44,9,45,9],[43,0,45,0],[43,1,45,1],[43,2,43,3],[43,4,43,5],[43,6,43,7],[43,8,43,9],[54,0,57,0],[60,0,61,1],[60,2,60,13],[61,2,61,3],[61,4,61,5],[61,6,61,7],[61,8,61,9],[61,10,61,11],[61,12,61,13],[63,10,64,10],[63,11,64,11],[63,12,64,12],[63,13,64,13],[65,0,68,0],[69,0,72,0],[62,10,62,11],[62,12,62,13],[63,2,64,2],[63,3,64,3],[63,4,64,4],[63,5,64,5],[63,6,64,6],[63,7,64,7],[63,8,64,8],[63,9,64,9],[62,0,64,0],[62,1,64,1],[62,2,62,3],[62,4,62,5],[62,6,62,7],[62,8,62,9],[73,0,76,0],[79,0,80,1],[79,2,79,13],[80,2,80,3],[80,4,80,5],[80,6,80,7],[80,8,80,9],[80,10,80,11],[80,12,80,13],[82,10,83,10],[82,11,83,11],[82,12,83,12],[82,13,83,13],[84,0,87,0],[88,0,91,0],[81,10,81,11],[81,12,81,13],[82,2,83,2],[82,3,83,3],[82,4,83,4],[82,5,83,5],[82,6,83,6],[82,7,83,7],[82,8,83,8],[82,9,83,9],[81,0,83,0],[81,1,83,1],[81,2,81,3],[81,4,81,5],[81,6,81,7],[81,8,81,9],[92,0,95,0],[98,0,99,1],[98,2,98,13],[99,2,99,3],[99,4,99,5],[99,6,99,7],[99,8,99,9],[99,10,99,11],[99,12,99,13],[101,10,102,10],[101,11,102,11],[101,12,102,12],[101,13,102,13],[103,0,106,0],[107,0,110,0],[100,10,100,11],[100,12,100,13],[101,2,102,2],[101,3,102,3],[101,4,102,4],[101,5,102,5],[101,6,102,6],[101,7,102,7],[101,8,102,8],[101,9,102,9],[100,0,102,0],[100,1,102,1],[100,2,100,3],[100,4,100,5],[100,6,100,7],[100,8,100,9],[111,0,114,0],[117,0,118,1],[117,2,117,13],[118,2,118,3],[118,4,118,5],[118,6,118,7],[118,8,118,9],[118,10,118,11],[118,12,118,13],[130,0,133,0],[120,10,121,10],[120,11,121,11],[120,12,121,12],[120,13,121,13],[122,0,125,0],[126,0,129,0],[119,10,119,11],[119,12,119,13],[120,2,121,2],[120,3,121,3],[120,4,121,4],[120,5,121,5],[120,6,121,6],[120,7,121,7],[120,8,121,8],[120,9,121,9],[119,0,121,0],[119,1,121,1],[119,2,119,3],[119,4,119,5],[119,6,119,7],[119,8,119,9]]}
[]
["YCJF_18"]
["Evaporator Air \n",null,"Condenser  Entering Air Temperature ˚F"]
[80,"°F DB",65,null,75,null,85,null,95,null,105,null,115,null,125]
["CFM","EWB†\n˚F","Capacity Mbtuh",null,"Capacity Mbtuh",null,"Capacity Mbtuh",null,"Capacity Mbtuh",null,"Capacity Mbtuh",null,"Capacity Mbtuh",null,"Capacity Mbtuh"]
[null,null,"Total","Sens.","Total","Sens.","Total","Sens.","Total","Sens.","Total","Sens.","Total","Sens.","Total","Sens."]
[null,null,null,null,null,null,null,null,null,null,null,null,null,null,null,null,null,"Total Factors",null,null,null,null,null,null,"Sens. %",null,null,null,null,null,null,"IDB Adj",null,null,null,null,null,null,"Sens Calc"]
[450,72,{"$f":"R8*$I$13","v":0},{"$f":"IF(AM8>C8,C8,AM8)","v":0},{"$f":"S8*$I$13","v":0},{"$f":"IF(AN8>E8,E8,AN8)","v":0},{"$f":"T8*$I$13","v":0},{"$f":"IF(AO8>G8,G8,AO8)","v":0},{"$f":"U8*$I$13","v":0},{"$f":"IF(AP8>I8,I8,AP8)","v":0},{"$f":"V8*$I$13","v":0},{"$f":"IF(AQ8>K8,K8,AQ8)","v":0},{"$f":"W8*$I$13","v":0},{"$f":"IF(AR8>M8,M8,AR8)","v":0},{"$f":"X8*$I$13","v":0},{"$f":"IF(AS8>O8,O8,AS8)","v":0},null,1.252808988764045,1.1910112359550562,1.1348314606741572,1.0786516853932584,1.0112359550561798,0.9438202247191011,0.87640449438202239,0.452914798206278,0.46226415094339629,0.46534653465346537,0.46875,0.47777777777777775,0.48809523809523803,0.49358974358974361,1.06,1.06,1.06,1.06,1.06,1.06,1.06,{"$f":"Y8*C8+($A$4-80)*AF8*$A$8/1000","v":0},{"$f":"Z8*E8+($A$4-80)*AG8*$A$8/1000","v":0},{"$f":"AA8*G8+($A$4-80)*AH8*$A$8/1000","v":0},{"$f":"AB8*I8+($A$4-80)*AI8*$A$8/1000","v":0},{"$f":"AC8*K8+($A$4-80)*AJ8*$A$8/1000","v":0},{"$f":"AD8*M8+($A$4-80)*AK8*$A$8/1000","v":0},{"$f":"AE8*O8+($A$4-80)*AL8*$A$8/1000","v":0}]
[null,67,{"$f":"R9*$I$13","v":0},0,0,{"$f":"IF(AN9>E9,E9,AN9)","v":0},0,{"$f":"IF(AO9>G9,G9,AO9)","v":0},{"$f":"U9*$I$13","v":0},{"$f":"IF(AP9>I9,I9,AP9)","v":0},0,{"$f":"IF(AQ9>K9,K9,AQ9)","v":0},0,{"$f":"IF(AR9>M9,M9,AR9)","v":0},0,{"$f":"IF(AS9>O9,O9,AS9)","v":0},null,1.1235955056179774,1.0674157303370786,1.0056179775280898,0.94943820224719089,0.88764044943820231,0.82584269662921339,0.7640449438202247,0.64,0.64210526315789473,0.64804469273743015,0.65088757396449715,0.670886075949367,0.69387755102040816,0.72794117647058831,1.06,1.06,1.06,1.06,1.06,1.06,1.06,{"$f":"Y9*C9+($A$4-80)*AF9*$A$8/1000","v":0},{"$f":"Z9*E9+($A$4-80)*AG9*$A$8/1000","v":0},{"$f":"AA9*G9+($A$4-80)*AH9*$A$8/1000","v":0},{"$f":"AB9*I9+($A$4-80)*AI9*$A$8/1000","v":0},{"$f":"AC9*K9+($A$4-80)*AJ9*$A$8/1000","v":0},{"$f":"AD9*M9+($A$4-80)*AK9*$A$8/1000","v":0},{"$f":"AE9*O9+($A$4-80)*AL9*$A$8/1000","v":0}]
[null,62,0,0,0,0,0,0,{"$f":"U10*$I$13","v":0},0,0,0,0,0,0,0,null,1.0056179775280898,0.94943820224719089,0.898876404494382,0.848314606741573,0.79213483146067409,0.74157303370786509,0.68539325842696619,0.83240223463687157,0.84615384615384626,0.86250000000000004,0.8741721854304636,0.900709219858156,0.93181818181818188,0.97540983606557385,1.06,1.06,1.06,1.06,1.06,1.06,1.06,0,{"$f":"Z10*E10+($A$4-80)*AG10*$A$8/1000","v":0},{"$f":"AA10*G10+($A$4-80)*AH10*$A$8/1000","v":0},0,0,0,0]
[null,57,0,0,0,0,0,0,{"$f":"U11*$I$13","v":0},0,0,0,0,0,0,0,null,0.91011235955056169,0.8595505617977528,0.8089887640449438,0.7584269662921348,0.7247191011235955,0.6966292134831461,0.6685393258426966,1,1,1,1,1,1,1,1.06,1.06,1.06,1.06,1.06,1.06,1.06,0,{"$f":"Z11*E11+($A$4-80)*AG11*$A$8/1000","v":0},{"$f":"AA11*G11+($A$4-80)*AH11*$A$8/1000","v":0},{"$f":"AB11*I11+($A$4-80)*AI11*$A$8/1000","v":0},0,0,0]
[600,72,0,0,0,0,0,0,{"$f":"U12*$I$13","v":0},0,0,0,0,0,0,0,null,1.3258426966292136,1.2584269662921348,1.1910112359550562,1.1292134831460674,1.050561797752809,0.9719101123595506,0.898876404494382,0.48305084745762711,0.4910714285714286,0.5,0.50746268656716409,0.5133689839572193,0.52601156069364152,0.53749999999999998,1.06,1.06,1.06,1.06,1.06,1.06,1.06,{"$f":"Y12*C12+($A$4-80)*AF12*$A$12/1000","v":0},{"$f":"Z12*E12+($A$4-80)*AG12*$A$12/1000","v":0},{"$f":"AA12*G12+($A$4-80)*AH12*$A$12/1000","v":0},{"$f":"AB12*I12+($A$4-80)*AI12*$A$12/1000","v":0},{"$f":"AC12*K12+($A$4-80)*AJ12*$A$12/1000","v":0},{"$f":"AD12*M12+($A$4-80)*AK12*$A$12/1000","v":0},{"$f":"AE12*O12+($A$4-80)*AL12*$A$12/1000","v":0}]
[null,67,0,0,0,0,0,0,{"$f":"B2","v":0},0,0,0,0,0,0,0,null,1.1741573033707864,1.1179775280898876,1.0561797752808988,1,0.93258426966292141,0.8707865168539326,0.8033707865168539,0.69377990430622016,0.69849246231155782,0.71276595744680848,0.7191011235955056,0.74698795180722888,0.77419354838709675,0.81118881118881114,1.06,1.06,1.06,1.06,1.06,1.06,1.06,{"$f":"Y13*C13+($A$4-80)*AF13*$A$12/1000","v":0},{"$f":"Z13*E13+($A$4-80)*AG13*$A$12/1000","v":0},{"$f":"AA13*G13+($A$4-80)*AH13*$A$12/1000","v":0},{"$f":"AB13*I13+($A$4-80)*AI13*$A$12/1000","v":0},{"$f":"AC13*K13+($A$4-80)*AJ13*$A$12/1000","v":0},{"$f":"AD13*M13+($A$4-80)*AK13*$A$12/1000","v":0},{"$f":"AE13*O13+($A$4-80)*AL13*$A$12/1000","v":0}]
[null,62,0,0,0,0,0,0,{"$f":"U14*$I$13","v":0},0,0,0,0,0,0,0,null,1.0561797752808988,1.0112359550561798,0.9606741573033708,0.9157303370786517,0.8595505617977528,0.8033707865168539,0.7471910112359551,0.92021276595744683,0.9277777777777777,0.94152046783625731,0.95092024539877296,0.96078431372549011,0.97902097902097895,0.99248120300751874,1.06,1.06,1.06,1.06,1.06,1.06,1.06,0,{"$f":"Z14*E14+($A$4-80)*AG14*$A$12/1000","v":0},{"$f":"AA14*G14+($A$4-80)*AH14*$A$12/1000","v":0},0,0,0,0]
[null,57,0,0,0,0,0,0,0,0,0,0,0,0,0,0,null,1.0112359550561798,0.9606741573033708,0.9157303370786517,0.8651685393258427,0.82022471910112349,0.76966292134831449,0.7247191011235955,1,1,1,1,1,1,1,1.06,1.06,1.06,1.06,1.06,1.06,1.06,0,{"$f":"Z15*E15+($A$4-80)*AG15*$A$12/1000","v":0},{"$f":"AA15*G15+($A$4-80)*AH15*$A$12/1000","v":0},0,0,0,0]
[750,72,0,0,0,0,0,0,0,0,0,0,0,0,0,0,null,1.4044943820224718,1.3258426966292136,1.252808988764045,1.1741573033707864,1.089887640449438,1.0056179775280898,0.92134831460674149,0.504,0.51694915254237284,0.52914798206278024,0.54066985645933019,0.55154639175257736,0.56424581005586594,0.5792682926829269,1.06,1.06,1.06,1.06,1.06,1.06,1.06,{"$f":"Y16*C16+($A$4-80)*AF16*$A$16/1000","v":0},{"$f":"Z16*E16+($A$4-80)*AG16*$A$16/1000","v":0},{"$f":"AA16*G16+($A$4-80)*AH16*$A$16/1000","v":0},{"$f":"AB16*I16+($A$4-80)*AI16*$A$16/1000","v":0},{"$f":"AC16*K16+($A$4-80)*AJ16*$A$16/1000","v":0},{"$f":"AD16*M16+($A$4-80)*AK16*$A$16/1000","v":0},{"$f":"AE16*O16+($A$4-80)*AL16*$A$16/1000","v":0}]
[null,67,0,0,0,0,0,0,0,0,0,0,0,0,0,0,null,1.2303370786516852,1.1685393258426966,1.1123595505617978,1.050561797752809,0.97752808988764028,0.91011235955056169,0.84269662921348309,0.7442922374429225,0.75480769230769229,0.76262626262626254,0.78074866310160429,0.81609195402298851,0.85185185185185197,0.89333333333333331,1.06,1.06,1.06,1.06,1.06,1.06,1.06,{"$f":"Y17*C17+($A$4-80)*AF17*$A$16/1000","v":0},{"$f":"Z17*E17+($A$4-80)*AG17*$A$16/1000","v":0},{"$f":"AA17*G17+($A$4-80)*AH17*$A$16/1000","v":0},{"$f":"AB17*I17+($A$4-80)*AI17*$A$16/1000","v":0},{"$f":"AC17*K17+($A$4-80)*AJ17*$A$16/1000","v":0},{"$f":"AD17*M17+($A$4-80)*AK17*$A$16/1000","v":0},{"$f":"AE17*O17+($A$4-80)*AL17*$A$16/1000","v":0}]
[null,62,0,0,0,0,0,0,0,0,0,0,0,0,0,0,null,1.1123595505617978,1.0730337078651686,1.0280898876404494,0.9831460674157303,0.92134831460674149,0.8651685393258427,0.8033707865168539,0.99494949494949492,1,1,1,1,1,1,1.06,1.06,1.06,1.06,1.06,1.06,1.06,0,{"$f":"Z18*E18+($A$4-80)*AG18*$A$16/1000","v":0},{"$f":"AA18*G18+($A$4-80)*AH18*$A$16/1000","v":0},0,0,0,0]
[null,57,0,0,0,0,0,0,0,0,0,0,0,0,0,0,null,1.1123595505617978,1.0674157303370786,1.0168539325842696,0.9719101123595506,0.91011235955056169,0.848314606741573,0.7808988764044944,1,1,1,1,1,1,1,1.06,1.06,1.06,1.06,1.06,1.06,1.06,0,{"$f":"Z19*E19+($A$4-80)*AG19*$A$16/1000","v":0},{"$f":"AA19*G19+($A$4-80)*AH19*$A$16/1000","v":0},0,0,0,0]

{"sheet":"YCJF_24","index":48,"n_rows":19,"n_cols":45,"rows_kept":19,"cut":false,"hidden":true,"merged":[[2,0,2,1],[2,2,2,15],[3,2,3,3],[3,4,3,5],[3,6,3,7],[3,8,3,9],[3,10,3,11],[3,12,3,13],[3,14,3,15],[5,2,6,2],[5,3,6,3],[5,4,6,4],[5,5,6,5],[5,6,6,6],[5,7,6,7],[5,8,6,8],[4,0,6,0],[4,1,6,1],[4,2,4,3],[4,4,4,5],[4,6,4,7],[4,8,4,9],[5,9,6,9],[5,10,6,10],[5,11,6,11],[5,12,6,12],[5,13,6,13],[5,14,6,14],[5,15,6,15],[4,10,4,11],[4,12,4,13],[4,14,4,15],[24,10,24,11],[24,12,24,13],[25,2,26,2],[25,9,26,9],[25,10,26,10],[25,11,26,11],[25,12,26,12],[25,13,26,13],[7,0,10,0],[11,0,14,0],[15,0,18,0],[22,0,23,1],[22,2,22,13],[23,2,23,3],[23,4,23,5],[23,6,23,7],[23,8,23,9],[23,10,23,11],[23,12,23,13],[27,0,30,0],[25,3,26,3],[25,4,26,4],[25,5,26,5],[25,6,26,6],[25,7,26,7],[25,8,26,8],[31,0,34,0],[35,0,38,0],[24,0,26,0],[24,1,26,1],[24,2,24,3],[24,4,24,5],[24,6,24,7],[24,8,24,9],[41,0,42,1],[41,2,41,13],[42,2,42,3],[42,4,42,5],[42,6,42,7],[42,8,42,9],[42,10,42,11],[42,12,42,13],[44,10,45,10],[44,11,45,11],[44,12,45,12],[44,13,45,13],[46,0,49,0],[50,0,53,0],[43,10,43,11],[43,12,43,13],[44,2,45,2],[44,3,45,3],[44,4,45,4],[44,5,45,5],[44,6,45,6],[44,7,45,7],[44,8,45,8],[44,9,45,9],[43,0,45,0],[43,1,45,1],[43,2,43,3],[43,4,43,5],[43,6,43,7],[43,8,43,9],[54,0,57,0],[60,0,61,1],[60,2,60,13],[61,2,61,3],[61,4,61,5],[61,6,61,7],[61,8,61,9],[61,10,61,11],[61,12,61,13],[63,10,64,10],[63,11,64,11],[63,12,64,12],[63,13,64,13],[65,0,68,0],[69,0,72,0],[62,10,62,11],[62,12,62,13],[63,2,64,2],[63,3,64,3],[63,4,64,4],[63,5,64,5],[63,6,64,6],[63,7,64,7],[63,8,64,8],[63,9,64,9],[62,0,64,0],[62,1,64,1],[62,2,62,3],[62,4,62,5],[62,6,62,7],[62,8,62,9],[73,0,76,0],[79,0,80,1],[79,2,79,13],[80,2,80,3],[80,4,80,5],[80,6,80,7],[80,8,80,9],[80,10,80,11],[80,12,80,13],[82,10,83,10],[82,11,83,11],[82,12,83,12],[82,13,83,13],[84,0,87,0],[88,0,91,0],[81,10,81,11],[81,12,81,13],[82,2,83,2],[82,3,83,3],[82,4,83,4],[82,5,83,5],[82,6,83,6],[82,7,83,7],[82,8,83,8],[82,9,83,9],[81,0,83,0],[81,1,83,1],[81,2,81,3],[81,4,81,5],[81,6,81,7],[81,8,81,9],[92,0,95,0],[98,0,99,1],[98,2,98,13],[99,2,99,3],[99,4,99,5],[99,6,99,7],[99,8,99,9],[99,10,99,11],[99,12,99,13],[101,10,102,10],[101,11,102,11],[101,12,102,12],[101,13,102,13],[103,0,106,0],[107,0,110,0],[100,10,100,11],[100,12,100,13],[101,2,102,2],[101,3,102,3],[101,4,102,4],[101,5,102,5],[101,6,102,6],[101,7,102,7],[101,8,102,8],[101,9,102,9],[100,0,102,0],[100,1,102,1],[100,2,100,3],[100,4,100,5],[100,6,100,7],[100,8,100,9],[111,0,114,0],[117,0,118,1],[117,2,117,13],[118,2,118,3],[118,4,118,5],[118,6,118,7],[118,8,118,9],[118,10,118,11],[118,12,118,13],[130,0,133,0],[120,10,121,10],[120,11,121,11],[120,12,121,12],[120,13,121,13],[122,0,125,0],[126,0,129,0],[119,10,119,11],[119,12,119,13],[120,2,121,2],[120,3,121,3],[120,4,121,4],[120,5,121,5],[120,6,121,6],[120,7,121,7],[120,8,121,8],[120,9,121,9],[119,0,121,0],[119,1,121,1],[119,2,119,3],[119,4,119,5],[119,6,119,7],[119,8,119,9]]}
[]
["YCJF_24"]
["Evaporator Air \n",null,"Condenser  Entering Air Temperature ˚F"]
[80,"°F DB",65,null,75,null,85,null,95,null,105,null,115,null,125]
["CFM","EWB†\n˚F","Capacity Mbtuh",null,"Capacity Mbtuh",null,"Capacity Mbtuh",null,"Capacity Mbtuh",null,"Capacity Mbtuh",null,"Capacity Mbtuh",null,"Capacity Mbtuh"]
[null,null,"Total","Sens.","Total","Sens.","Total","Sens.","Total","Sens.","Total","Sens.","Total","Sens.","Total","Sens."]
[null,null,null,null,null,null,null,null,null,null,null,null,null,null,null,null,null,"Total Factors",null,null,null,null,null,null,"Sens. %",null,null,null,null,null,null,"IDB Adj",null,null,null,null,null,null,"Sens Calc"]
[500,72,{"$f":"R8*$I$13","v":0},{"$f":"IF(AM8>C8,C8,AM8)","v":0},{"$f":"S8*$I$13","v":0},{"$f":"IF(AN8>E8,E8,AN8)","v":0},{"$f":"T8*$I$13","v":0},{"$f":"IF(AO8>G8,G8,AO8)","v":0},{"$f":"U8*$I$13","v":0},{"$f":"IF(AP8>I8,I8,AP8)","v":0},{"$f":"V8*$I$13","v":0},{"$f":"IF(AQ8>K8,K8,AQ8)","v":0},{"$f":"W8*$I$13","v":0},{"$f":"IF(AR8>M8,M8,AR8)","v":0},{"$f":"X8*$I$13","v":0},{"$f":"IF(AS8>O8,O8,AS8)","v":0},null,1.1926229508196722,1.1475409836065575,1.1024590163934427,1.0614754098360655,0.99590163934426235,0.93442622950819676,0.87295081967213117,0.46048109965635736,0.46071428571428574,0.46096654275092941,0.46332046332046334,0.46502057613168724,0.47368421052631582,0.47887323943661969,1.06,1.06,1.06,1.06,1.06,1.06,1.06,{"$f":"Y8*C8+($A$4-80)*AF8*$A$8/1000","v":0},{"$f":"Z8*E8+($A$4-80)*AG8*$A$8/1000","v":0},{"$f":"AA8*G8+($A$4-80)*AH8*$A$8/1000","v":0},{"$f":"AB8*I8+($A$4-80)*AI8*$A$8/1000","v":0},{"$f":"AC8*K8+($A$4-80)*AJ8*$A$8/1000","v":0},{"$f":"AD8*M8+($A$4-80)*AK8*$A$8/1000","v":0},{"$f":"AE8*O8+($A$4-80)*AL8*$A$8/1000","v":0}]
[null,67,{"$f":"R9*$I$13","v":0},0,0,{"$f":"IF(AN9>E9,E9,AN9)","v":0},0,{"$f":"IF(AO9>G9,G9,AO9)","v":0},{"$f":"U9*$I$13","v":0},{"$f":"IF(AP9>I9,I9,AP9)","v":0},0,{"$f":"IF(AQ9>K9,K9,AQ9)","v":0},0,{"$f":"IF(AR9>M9,M9,AR9)","v":0},0,{"$f":"IF(AS9>O9,O9,AS9)","v":0},null,1.1106557377049182,1.0491803278688525,0.98770491803278704,0.93032786885245899,0.87704918032786883,0.82377049180327877,0.77459016393442626,0.60885608856088558,0.6171875,0.62655601659751037,0.63436123348017626,0.64953271028037385,0.66666666666666663,0.67724867724867732,1.06,1.06,1.06,1.06,1.06,1.06,1.06,{"$f":"Y9*C9+($A$4-80)*AF9*$A$8/1000","v":0},{"$f":"Z9*E9+($A$4-80)*AG9*$A$8/1000","v":0},{"$f":"AA9*G9+($A$4-80)*AH9*$A$8/1000","v":0},{"$f":"AB9*I9+($A$4-80)*AI9*$A$8/1000","v":0},{"$f":"AC9*K9+($A$4-80)*AJ9*$A$8/1000","v":0},{"$f":"AD9*M9+($A$4-80)*AK9*$A$8/1000","v":0},{"$f":"AE9*O9+($A$4-80)*AL9*$A$8/1000","v":0}]
[null,62,0,0,0,0,0,0,{"$f":"U10*$I$13","v":0},0,0,0,0,0,0,0,null,0.97131147540983609,0.92622950819672145,0.88114754098360659,0.83196721311475419,0.78278688524590179,0.72950819672131151,0.68032786885245911,0.79324894514767941,0.80088495575221241,0.8046511627906977,0.81773399014778325,0.84293193717277493,0.87640449438202239,0.90963855421686735,1.06,1.06,1.06,1.06,1.06,1.06,1.06,0,{"$f":"Z10*E10+($A$4-80)*AG10*$A$8/1000","v":0},{"$f":"AA10*G10+($A$4-80)*AH10*$A$8/1000","v":0},0,0,0,0]
[null,57,0,0,0,0,0,0,{"$f":"U11*$I$13","v":0},0,0,0,0,0,0,0,null,0.84016393442622961,0.81967213114754101,0.79918032786885251,0.78278688524590179,0.73360655737704916,0.68852459016393452,0.64344262295081966,1,1,1,1,1,1,1,1.06,1.06,1.06,1.06,1.06,1.06,1.06,0,{"$f":"Z11*E11+($A$4-80)*AG11*$A$8/1000","v":0},{"$f":"AA11*G11+($A$4-80)*AH11*$A$8/1000","v":0},{"$f":"AB11*I11+($A$4-80)*AI11*$A$8/1000","v":0},0,0,0]
[700,72,0,0,0,0,0,0,{"$f":"U12*$I$13","v":0},0,0,0,0,0,0,0,null,1.2622950819672132,1.2172131147540983,1.168032786885246,1.1229508196721312,1.0532786885245902,0.98770491803278704,0.91803278688524592,0.48701298701298701,0.48821548821548821,0.49473684210526314,0.49635036496350365,0.50583657587548636,0.51037344398340245,0.5223214285714286,1.06,1.06,1.06,1.06,1.06,1.06,1.06,{"$f":"Y12*C12+($A$4-80)*AF12*$A$12/1000","v":0},{"$f":"Z12*E12+($A$4-80)*AG12*$A$12/1000","v":0},{"$f":"AA12*G12+($A$4-80)*AH12*$A$12/1000","v":0},{"$f":"AB12*I12+($A$4-80)*AI12*$A$12/1000","v":0},{"$f":"AC12*K12+($A$4-80)*AJ12*$A$12/1000","v":0},{"$f":"AD12*M12+($A$4-80)*AK12*$A$12/1000","v":0},{"$f":"AE12*O12+($A$4-80)*AL12*$A$12/1000","v":0}]
[null,67,0,0,0,0,0,0,{"$f":"B2","v":0},0,0,0,0,0,0,0,null,1.1721311475409837,1.1147540983606559,1.057377049180328,1,0.93852459016393441,0.87704918032786883,0.81967213114754101,0.66433566433566427,0.67647058823529405,0.68604651162790697,0.7008196721311476,0.71615720524017468,0.73831775700934588,0.755,1.06,1.06,1.06,1.06,1.06,1.06,1.06,{"$f":"Y13*C13+($A$4-80)*AF13*$A$12/1000","v":0},{"$f":"Z13*E13+($A$4-80)*AG13*$A$12/1000","v":0},{"$f":"AA13*G13+($A$4-80)*AH13*$A$12/1000","v":0},{"$f":"AB13*I13+($A$4-80)*AI13*$A$12/1000","v":0},{"$f":"AC13*K13+($A$4-80)*AJ13*$A$12/1000","v":0},{"$f":"AD13*M13+($A$4-80)*AK13*$A$12/1000","v":0},{"$f":"AE13*O13+($A$4-80)*AL13*$A$12/1000","v":0}]
[null,62,0,0,0,0,0,0,{"$f":"U14*$I$13","v":0},0,0,0,0,0,0,0,null,1.040983606557377,0.99180327868852458,0.94262295081967218,0.88934426229508201,0.84016393442622961,0.78688524590163933,0.73770491803278693,0.87007874015748043,0.88016528925619841,0.88695652173913042,0.90322580645161299,0.92682926829268297,0.95833333333333326,0.98888888888888893,1.06,1.06,1.06,1.06,1.06,1.06,1.06,0,{"$f":"Z14*E14+($A$4-80)*AG14*$A$12/1000","v":0},{"$f":"AA14*G14+($A$4-80)*AH14*$A$12/1000","v":0},0,0,0,0]
[null,57,0,0,0,0,0,0,0,0,0,0,0,0,0,0,null,0.96311475409836067,0.92622950819672145,0.88934426229508201,0.85245901639344268,0.80737704918032793,0.75819672131147542,0.71311475409836067,1,1,1,1,1,1,1,1.06,1.06,1.06,1.06,1.06,1.06,1.06,0,{"$f":"Z15*E15+($A$4-80)*AG15*$A$12/1000","v":0},{"$f":"AA15*G15+($A$4-80)*AH15*$A$12/1000","v":0},0,0,0,0]
[900,72,0,0,0,0,0,0,0,0,0,0,0,0,0,0,null,1.3360655737704918,1.2827868852459017,1.2336065573770494,1.1844262295081966,1.1106557377049182,1.040983606557377,0.96721311475409844,0.50613496932515334,0.51437699680511184,0.52159468438538203,0.52595155709342556,0.53874538745387446,0.547244094488189,0.55932203389830504,1.06,1.06,1.06,1.06,1.06,1.06,1.06,{"$f":"Y16*C16+($A$4-80)*AF16*$A$16/1000","v":0},{"$f":"Z16*E16+($A$4-80)*AG16*$A$16/1000","v":0},{"$f":"AA16*G16+($A$4-80)*AH16*$A$16/1000","v":0},{"$f":"AB16*I16+($A$4-80)*AI16*$A$16/1000","v":0},{"$f":"AC16*K16+($A$4-80)*AJ16*$A$16/1000","v":0},{"$f":"AD16*M16+($A$4-80)*AK16*$A$16/1000","v":0},{"$f":"AE16*O16+($A$4-80)*AL16*$A$16/1000","v":0}]
[null,67,0,0,0,0,0,0,0,0,0,0,0,0,0,0,null,1.2336065573770494,1.1803278688524592,1.1270491803278688,1.069672131147541,1,0.93442622950819676,0.86475409836065587,0.7142857142857143,0.72569444444444442,0.73818181818181816,0.75862068965517238,0.77868852459016402,0.79824561403508765,0.82464454976303303,1.06,1.06,1.06,1.06,1.06,1.06,1.06,{"$f":"Y17*C17+($A$4-80)*AF17*$A$16/1000","v":0},{"$f":"Z17*E17+($A$4-80)*AG17*$A$16/1000","v":0},{"$f":"AA17*G17+($A$4-80)*AH17*$A$16/1000","v":0},{"$f":"AB17*I17+($A$4-80)*AI17*$A$16/1000","v":0},{"$f":"AC17*K17+($A$4-80)*AJ17*$A$16/1000","v":0},{"$f":"AD17*M17+($A$4-80)*AK17*$A$16/1000","v":0},{"$f":"AE17*O17+($A$4-80)*AL17*$A$16/1000","v":0}]
[null,62,0,0,0,0,0,0,0,0,0,0,0,0,0,0,null,1.1106557377049182,1.057377049180328,1,0.94672131147540994,0.89344262295081978,0.84426229508196737,0.79508196721311475,0.93726937269372679,0.94961240310077522,0.96311475409836067,0.97835497835497831,1,1,1,1.06,1.06,1.06,1.06,1.06,1.06,1.06,0,{"$f":"Z18*E18+($A$4-80)*AG18*$A$16/1000","v":0},{"$f":"AA18*G18+($A$4-80)*AH18*$A$16/1000","v":0},0,0,0,0]
[null,57,0,0,0,0,0,0,0,0,0,0,0,0,0,0,null,1.0860655737704918,1.0327868852459017,0.97950819672131151,0.92622950819672145,0.87704918032786883,0.83196721311475419,0.78688524590163933,1,1,1,1,1,1,1,1.06,1.06,1.06,1.06,1.06,1.06,1.06,0,{"$f":"Z19*E19+($A$4-80)*AG19*$A$16/1000","v":0},{"$f":"AA19*G19+($A$4-80)*AH19*$A$16/1000","v":0},0,0,0,0]

{"sheet":"YCJF_30","index":49,"n_rows":19,"n_cols":45,"rows_kept":19,"cut":false,"hidden":true,"merged":[[2,0,2,1],[2,2,2,15],[3,2,3,3],[3,4,3,5],[3,6,3,7],[3,8,3,9],[3,10,3,11],[3,12,3,13],[3,14,3,15],[5,2,6,2],[5,3,6,3],[5,4,6,4],[5,5,6,5],[5,6,6,6],[5,7,6,7],[5,8,6,8],[4,0,6,0],[4,1,6,1],[4,2,4,3],[4,4,4,5],[4,6,4,7],[4,8,4,9],[5,9,6,9],[5,10,6,10],[5,11,6,11],[5,12,6,12],[5,13,6,13],[5,14,6,14],[5,15,6,15],[4,10,4,11],[4,12,4,13],[4,14,4,15],[24,10,24,11],[24,12,24,13],[25,2,26,2],[25,9,26,9],[25,10,26,10],[25,11,26,11],[25,12,26,12],[25,13,26,13],[7,0,10,0],[11,0,14,0],[15,0,18,0],[22,0,23,1],[22,2,22,13],[23,2,23,3],[23,4,23,5],[23,6,23,7],[23,8,23,9],[23,10,23,11],[23,12,23,13],[27,0,30,0],[25,3,26,3],[25,4,26,4],[25,5,26,5],[25,6,26,6],[25,7,26,7],[25,8,26,8],[31,0,34,0],[35,0,38,0],[24,0,26,0],[24,1,26,1],[24,2,24,3],[24,4,24,5],[24,6,24,7],[24,8,24,9],[41,0,42,1],[41,2,41,13],[42,2,42,3],[42,4,42,5],[42,6,42,7],[42,8,42,9],[42,10,42,11],[42,12,42,13],[44,10,45,10],[44,11,45,11],[44,12,45,12],[44,13,45,13],[46,0,49,0],[50,0,53,0],[43,10,43,11],[43,12,43,13],[44,2,45,2],[44,3,45,3],[44,4,45,4],[44,5,45,5],[44,6,45,6],[44,7,45,7],[44,8,45,8],[44,9,45,9],[43,0,45,0],[43,1,45,1],[43,2,43,3],[43,4,43,5],[43,6,43,7],[43,8,43,9],[54,0,57,0],[60,0,61,1],[60,2,60,13],[61,2,61,3],[61,4,61,5],[61,6,61,7],[61,8,61,9],[61,10,61,11],[61,12,61,13],[63,10,64,10],[63,11,64,11],[63,12,64,12],[63,13,64,13],[65,0,68,0],[69,0,72,0],[62,10,62,11],[62,12,62,13],[63,2,64,2],[63,3,64,3],[63,4,64,4],[63,5,64,5],[63,6,64,6],[63,7,64,7],[63,8,64,8],[63,9,64,9],[62,0,64,0],[62,1,64,1],[62,2,62,3],[62,4,62,5],[62,6,62,7],[62,8,62,9],[73,0,76,0],[79,0,80,1],[79,2,79,13],[80,2,80,3],[80,4,80,5],[80,6,80,7],[80,8,80,9],[80,10,80,11],[80,12,80,13],[82,10,83,10],[82,11,83,11],[82,12,83,12],[82,13,83,13],[84,0,87,0],[88,0,91,0],[81,10,81,11],[81,12,81,13],[82,2,83,2],[82,3,83,3],[82,4,83,4],[82,5,83,5],[82,6,83,6],[82,7,83,7],[82,8,83,8],[82,9,83,9],[81,0,83,0],[81,1,83,1],[81,2,81,3],[81,4,81,5],[81,6,81,7],[81,8,81,9],[92,0,95,0],[98,0,99,1],[98,2,98,13],[99,2,99,3],[99,4,99,5],[99,6,99,7],[99,8,99,9],[99,10,99,11],[99,12,99,13],[101,10,102,10],[101,11,102,11],[101,12,102,12],[101,13,102,13],[103,0,106,0],[107,0,110,0],[100,10,100,11],[100,12,100,13],[101,2,102,2],[101,3,102,3],[101,4,102,4],[101,5,102,5],[101,6,102,6],[101,7,102,7],[101,8,102,8],[101,9,102,9],[100,0,102,0],[100,1,102,1],[100,2,100,3],[100,4,100,5],[100,6,100,7],[100,8,100,9],[111,0,114,0],[117,0,118,1],[117,2,117,13],[118,2,118,3],[118,4,118,5],[118,6,118,7],[118,8,118,9],[118,10,118,11],[118,12,118,13],[130,0,133,0],[120,10,121,10],[120,11,121,11],[120,12,121,12],[120,13,121,13],[122,0,125,0],[126,0,129,0],[119,10,119,11],[119,12,119,13],[120,2,121,2],[120,3,121,3],[120,4,121,4],[120,5,121,5],[120,6,121,6],[120,7,121,7],[120,8,121,8],[120,9,121,9],[119,0,121,0],[119,1,121,1],[119,2,119,3],[119,4,119,5],[119,6,119,7],[119,8,119,9]]}
[]
["YCJF_30"]
["Evaporator Air \n",null,"Condenser  Entering Air Temperature ˚F"]
[80,"°F DB",65,null,75,null,85,null,95,null,105,null,115,null,125]
["CFM","EWB†\n˚F","Capacity Mbtuh",null,"Capacity Mbtuh",null,"Capacity Mbtuh",null,"Capacity Mbtuh",null,"Capacity Mbtuh",null,"Capacity Mbtuh",null,"Capacity Mbtuh"]
[null,null,"Total","Sens.","Total","Sens.","Total","Sens.","Total","Sens.","Total","Sens.","Total","Sens.","Total","Sens."]
[null,null,null,null,null,null,null,null,null,null,null,null,null,null,null,null,null,"Total Factors",null,null,null,null,null,null,"Sens. %",null,null,null,null,null,null,"IDB Adj",null,null,null,null,null,null,"Sens Calc"]
[800,72,{"$f":"R8*$I$13","v":0},{"$f":"IF(AM8>C8,C8,AM8)","v":0},{"$f":"S8*$I$13","v":0},{"$f":"IF(AN8>E8,E8,AN8)","v":0},{"$f":"T8*$I$13","v":0},{"$f":"IF(AO8>G8,G8,AO8)","v":0},{"$f":"U8*$I$13","v":0},{"$f":"IF(AP8>I8,I8,AP8)","v":0},{"$f":"V8*$I$13","v":0},{"$f":"IF(AQ8>K8,K8,AQ8)","v":0},{"$f":"W8*$I$13","v":0},{"$f":"IF(AR8>M8,M8,AR8)","v":0},{"$f":"X8*$I$13","v":0},{"$f":"IF(AS8>O8,O8,AS8)","v":0},null,1.2364864864864864,1.1858108108108107,1.1317567567567568,1.0777027027027026,1.0168918918918919,0.95945945945945932,0.90202702702702697,0.46448087431693985,0.47008547008547008,0.47462686567164181,0.47962382445141072,0.48837209302325579,0.49647887323943662,0.50187265917602997,1.06,1.06,1.06,1.06,1.06,1.06,1.06,{"$f":"Y8*C8+($A$4-80)*AF8*$A$8/1000","v":0},{"$f":"Z8*E8+($A$4-80)*AG8*$A$8/1000","v":0},{"$f":"AA8*G8+($A$4-80)*AH8*$A$8/1000","v":0},{"$f":"AB8*I8+($A$4-80)*AI8*$A$8/1000","v":0},{"$f":"AC8*K8+($A$4-80)*AJ8*$A$8/1000","v":0},{"$f":"AD8*M8+($A$4-80)*AK8*$A$8/1000","v":0},{"$f":"AE8*O8+($A$4-80)*AL8*$A$8/1000","v":0}]
[null,67,{"$f":"R9*$I$13","v":0},0,0,{"$f":"IF(AN9>E9,E9,AN9)","v":0},0,{"$f":"IF(AO9>G9,G9,AO9)","v":0},{"$f":"U9*$I$13","v":0},{"$f":"IF(AP9>I9,I9,AP9)","v":0},0,{"$f":"IF(AQ9>K9,K9,AQ9)","v":0},0,{"$f":"IF(AR9>M9,M9,AR9)","v":0},0,{"$f":"IF(AS9>O9,O9,AS9)","v":0},null,1.1182432432432432,1.0675675675675675,1.0168918918918919,0.96621621621621623,0.91216216216216217,0.8614864864864864,0.81081081081081074,0.64350453172205435,0.65189873417721522,0.65780730897009965,0.66783216783216781,0.68518518518518523,0.70196078431372544,0.72083333333333333,1.06,1.06,1.06,1.06,1.06,1.06,1.06,{"$f":"Y9*C9+($A$4-80)*AF9*$A$8/1000","v":0},{"$f":"Z9*E9+($A$4-80)*AG9*$A$8/1000","v":0},{"$f":"AA9*G9+($A$4-80)*AH9*$A$8/1000","v":0},{"$f":"AB9*I9+($A$4-80)*AI9*$A$8/1000","v":0},{"$f":"AC9*K9+($A$4-80)*AJ9*$A$8/1000","v":0},{"$f":"AD9*M9+($A$4-80)*AK9*$A$8/1000","v":0},{"$f":"AE9*O9+($A$4-80)*AL9*$A$8/1000","v":0}]
[null,62,0,0,0,0,0,0,{"$f":"U10*$I$13","v":0},0,0,0,0,0,0,0,null,1.0101351351351351,0.96283783783783783,0.91554054054054057,0.8716216216216216,0.82432432432432423,0.78040540540540537,0.73648648648648651,0.85284280936454848,0.85614035087719298,0.86346863468634671,0.86821705426356577,0.89344262295081978,0.91774891774891765,0.94495412844036697,1.06,1.06,1.06,1.06,1.06,1.06,1.06,0,{"$f":"Z10*E10+($A$4-80)*AG10*$A$8/1000","v":0},{"$f":"AA10*G10+($A$4-80)*AH10*$A$8/1000","v":0},0,0,0,0]
[null,57,0,0,0,0,0,0,{"$f":"U11*$I$13","v":0},0,0,0,0,0,0,0,null,0.97297297297297292,0.92229729729729726,0.8716216216216216,0.82094594594594594,0.78040540540540537,0.7432432432432432,0.70270270270270274,0.97222222222222221,0.98534798534798529,1,1,1,1,1,1.06,1.06,1.06,1.06,1.06,1.06,1.06,0,{"$f":"Z11*E11+($A$4-80)*AG11*$A$8/1000","v":0},{"$f":"AA11*G11+($A$4-80)*AH11*$A$8/1000","v":0},{"$f":"AB11*I11+($A$4-80)*AI11*$A$8/1000","v":0},0,0,0]
[1000,72,0,0,0,0,0,0,{"$f":"U12*$I$13","v":0},0,0,0,0,0,0,0,null,1.2736486486486487,1.2195945945945945,1.1655405405405406,1.1114864864864864,1.0472972972972971,0.9864864864864864,0.92567567567567555,0.48806366047745353,0.49307479224376732,0.50144927536231887,0.50759878419452886,0.5161290322580645,0.5273972602739726,0.54014598540145986,1.06,1.06,1.06,1.06,1.06,1.06,1.06,{"$f":"Y12*C12+($A$4-80)*AF12*$A$12/1000","v":0},{"$f":"Z12*E12+($A$4-80)*AG12*$A$12/1000","v":0},{"$f":"AA12*G12+($A$4-80)*AH12*$A$12/1000","v":0},{"$f":"AB12*I12+($A$4-80)*AI12*$A$12/1000","v":0},{"$f":"AC12*K12+($A$4-80)*AJ12*$A$12/1000","v":0},{"$f":"AD12*M12+($A$4-80)*AK12*$A$12/1000","v":0},{"$f":"AE12*O12+($A$4-80)*AL12*$A$12/1000","v":0}]
[null,67,0,0,0,0,0,0,{"$f":"B2","v":0},0,0,0,0,0,0,0,null,1.1587837837837835,1.1047297297297298,1.0540540540540539,1,0.94256756756756743,0.88851351351351349,0.83108108108108114,0.69096209912536444,0.70030581039755346,0.70833333333333337,0.71959459459459463,0.73835125448028682,0.75665399239543718,0.7804878048780487,1.06,1.06,1.06,1.06,1.06,1.06,1.06,{"$f":"Y13*C13+($A$4-80)*AF13*$A$12/1000","v":0},{"$f":"Z13*E13+($A$4-80)*AG13*$A$12/1000","v":0},{"$f":"AA13*G13+($A$4-80)*AH13*$A$12/1000","v":0},{"$f":"AB13*I13+($A$4-80)*AI13*$A$12/1000","v":0},{"$f":"AC13*K13+($A$4-80)*AJ13*$A$12/1000","v":0},{"$f":"AD13*M13+($A$4-80)*AK13*$A$12/1000","v":0},{"$f":"AE13*O13+($A$4-80)*AL13*$A$12/1000","v":0}]
[null,62,0,0,0,0,0,0,{"$f":"U14*$I$13","v":0},0,0,0,0,0,0,0,null,1.0506756756756757,1.0033783783783783,0.95608108108108103,0.90878378378378366,0.86486486486486491,0.82094594594594594,0.77702702702702697,0.91318327974276514,0.91919191919191923,0.92579505300353349,0.93308550185873618,0.94921875,0.9711934156378601,0.99565217391304339,1.06,1.06,1.06,1.06,1.06,1.06,1.06,0,{"$f":"Z14*E14+($A$4-80)*AG14*$A$12/1000","v":0},{"$f":"AA14*G14+($A$4-80)*AH14*$A$12/1000","v":0},0,0,0,0]
[null,57,0,0,0,0,0,0,0,0,0,0,0,0,0,0,null,1.0472972972972971,0.9932432432432432,0.93581081081081074,0.87837837837837829,0.83445945945945943,0.79054054054054046,0.7466216216216216,0.96451612903225803,0.97959183673469397,0.99638989169675096,1,1,1,1,1.06,1.06,1.06,1.06,1.06,1.06,1.06,0,{"$f":"Z15*E15+($A$4-80)*AG15*$A$12/1000","v":0},{"$f":"AA15*G15+($A$4-80)*AH15*$A$12/1000","v":0},0,0,0,0]
[1200,72,0,0,0,0,0,0,0,0,0,0,0,0,0,0,null,1.3074324324324325,1.2533783783783783,1.1993243243243243,1.1452702702702702,1.0777027027027026,1.0135135135135134,0.94932432432432434,0.51162790697674421,0.5175202156334231,0.52394366197183107,0.53392330383480835,0.54545454545454541,0.55666666666666664,0.57295373665480431,1.06,1.06,1.06,1.06,1.06,1.06,1.06,{"$f":"Y16*C16+($A$4-80)*AF16*$A$16/1000","v":0},{"$f":"Z16*E16+($A$4-80)*AG16*$A$16/1000","v":0},{"$f":"AA16*G16+($A$4-80)*AH16*$A$16/1000","v":0},{"$f":"AB16*I16+($A$4-80)*AI16*$A$16/1000","v":0},{"$f":"AC16*K16+($A$4-80)*AJ16*$A$16/1000","v":0},{"$f":"AD16*M16+($A$4-80)*AK16*$A$16/1000","v":0},{"$f":"AE16*O16+($A$4-80)*AL16*$A$16/1000","v":0}]
[null,67,0,0,0,0,0,0,0,0,0,0,0,0,0,0,null,1.1959459459459458,1.1418918918918917,1.0878378378378379,1.0337837837837838,0.97297297297297292,0.91554054054054057,0.85472972972972971,0.73728813559322037,0.74556213017751483,0.75776397515527938,0.77124183006535951,0.78819444444444442,0.80811808118081174,0.83399209486166015,1.06,1.06,1.06,1.06,1.06,1.06,1.06,{"$f":"Y17*C17+($A$4-80)*AF17*$A$16/1000","v":0},{"$f":"Z17*E17+($A$4-80)*AG17*$A$16/1000","v":0},{"$f":"AA17*G17+($A$4-80)*AH17*$A$16/1000","v":0},{"$f":"AB17*I17+($A$4-80)*AI17*$A$16/1000","v":0},{"$f":"AC17*K17+($A$4-80)*AJ17*$A$16/1000","v":0},{"$f":"AD17*M17+($A$4-80)*AK17*$A$16/1000","v":0},{"$f":"AE17*O17+($A$4-80)*AL17*$A$16/1000","v":0}]
[null,62,0,0,0,0,0,0,0,0,0,0,0,0,0,0,null,1.0945945945945945,1.0439189189189189,0.9932432432432432,0.94594594594594594,0.90202702702702697,0.8614864864864864,0.82094594594594594,0.96604938271604945,0.97411003236245963,0.98639455782312935,0.99285714285714288,1,1,1,1.06,1.06,1.06,1.06,1.06,1.06,1.06,0,{"$f":"Z18*E18+($A$4-80)*AG18*$A$16/1000","v":0},{"$f":"AA18*G18+($A$4-80)*AH18*$A$16/1000","v":0},0,0,0,0]
[null,57,0,0,0,0,0,0,0,0,0,0,0,0,0,0,null,1.1249999999999998,1.0608108108108107,1,0.93918918918918914,0.88513513513513509,0.83783783783783783,0.78716216216216217,0.95195195195195204,0.97452229299363069,0.9966216216216216,1,1,1,1,1.06,1.06,1.06,1.06,1.06,1.06,1.06,0,{"$f":"Z19*E19+($A$4-80)*AG19*$A$16/1000","v":0},{"$f":"AA19*G19+($A$4-80)*AH19*$A$16/1000","v":0},0,0,0,0]

{"sheet":"YCJF_36","index":50,"n_rows":19,"n_cols":45,"rows_kept":19,"cut":false,"hidden":true,"merged":[[2,0,2,1],[2,2,2,15],[3,2,3,3],[3,4,3,5],[3,6,3,7],[3,8,3,9],[3,10,3,11],[3,12,3,13],[3,14,3,15],[5,2,6,2],[5,3,6,3],[5,4,6,4],[5,5,6,5],[5,6,6,6],[5,7,6,7],[5,8,6,8],[4,0,6,0],[4,1,6,1],[4,2,4,3],[4,4,4,5],[4,6,4,7],[4,8,4,9],[5,9,6,9],[5,10,6,10],[5,11,6,11],[5,12,6,12],[5,13,6,13],[5,14,6,14],[5,15,6,15],[4,10,4,11],[4,12,4,13],[4,14,4,15],[24,10,24,11],[24,12,24,13],[25,2,26,2],[25,9,26,9],[25,10,26,10],[25,11,26,11],[25,12,26,12],[25,13,26,13],[7,0,10,0],[11,0,14,0],[15,0,18,0],[22,0,23,1],[22,2,22,13],[23,2,23,3],[23,4,23,5],[23,6,23,7],[23,8,23,9],[23,10,23,11],[23,12,23,13],[27,0,30,0],[25,3,26,3],[25,4,26,4],[25,5,26,5],[25,6,26,6],[25,7,26,7],[25,8,26,8],[31,0,34,0],[35,0,38,0],[24,0,26,0],[24,1,26,1],[24,2,24,3],[24,4,24,5],[24,6,24,7],[24,8,24,9],[41,0,42,1],[41,2,41,13],[42,2,42,3],[42,4,42,5],[42,6,42,7],[42,8,42,9],[42,10,42,11],[42,12,42,13],[44,10,45,10],[44,11,45,11],[44,12,45,12],[44,13,45,13],[46,0,49,0],[50,0,53,0],[43,10,43,11],[43,12,43,13],[44,2,45,2],[44,3,45,3],[44,4,45,4],[44,5,45,5],[44,6,45,6],[44,7,45,7],[44,8,45,8],[44,9,45,9],[43,0,45,0],[43,1,45,1],[43,2,43,3],[43,4,43,5],[43,6,43,7],[43,8,43,9],[54,0,57,0],[60,0,61,1],[60,2,60,13],[61,2,61,3],[61,4,61,5],[61,6,61,7],[61,8,61,9],[61,10,61,11],[61,12,61,13],[63,10,64,10],[63,11,64,11],[63,12,64,12],[63,13,64,13],[65,0,68,0],[69,0,72,0],[62,10,62,11],[62,12,62,13],[63,2,64,2],[63,3,64,3],[63,4,64,4],[63,5,64,5],[63,6,64,6],[63,7,64,7],[63,8,64,8],[63,9,64,9],[62,0,64,0],[62,1,64,1],[62,2,62,3],[62,4,62,5],[62,6,62,7],[62,8,62,9],[73,0,76,0],[79,0,80,1],[79,2,79,13],[80,2,80,3],[80,4,80,5],[80,6,80,7],[80,8,80,9],[80,10,80,11],[80,12,80,13],[82,10,83,10],[82,11,83,11],[82,12,83,12],[82,13,83,13],[84,0,87,0],[88,0,91,0],[81,10,81,11],[81,12,81,13],[82,2,83,2],[82,3,83,3],[82,4,83,4],[82,5,83,5],[82,6,83,6],[82,7,83,7],[82,8,83,8],[82,9,83,9],[81,0,83,0],[81,1,83,1],[81,2,81,3],[81,4,81,5],[81,6,81,7],[81,8,81,9],[92,0,95,0],[98,0,99,1],[98,2,98,13],[99,2,99,3],[99,4,99,5],[99,6,99,7],[99,8,99,9],[99,10,99,11],[99,12,99,13],[101,10,102,10],[101,11,102,11],[101,12,102,12],[101,13,102,13],[103,0,106,0],[107,0,110,0],[100,10,100,11],[100,12,100,13],[101,2,102,2],[101,3,102,3],[101,4,102,4],[101,5,102,5],[101,6,102,6],[101,7,102,7],[101,8,102,8],[101,9,102,9],[100,0,102,0],[100,1,102,1],[100,2,100,3],[100,4,100,5],[100,6,100,7],[100,8,100,9],[111,0,114,0],[117,0,118,1],[117,2,117,13],[118,2,118,3],[118,4,118,5],[118,6,118,7],[118,8,118,9],[118,10,118,11],[118,12,118,13],[130,0,133,0],[120,10,121,10],[120,11,121,11],[120,12,121,12],[120,13,121,13],[122,0,125,0],[126,0,129,0],[119,10,119,11],[119,12,119,13],[120,2,121,2],[120,3,121,3],[120,4,121,4],[120,5,121,5],[120,6,121,6],[120,7,121,7],[120,8,121,8],[120,9,121,9],[119,0,121,0],[119,1,121,1],[119,2,119,3],[119,4,119,5],[119,6,119,7],[119,8,119,9]]}
[]
["YCJF_36"]
["Evaporator Air \n",null,"Condenser  Entering Air Temperature ˚F"]
[80,"°F DB",65,null,75,null,85,null,95,null,105,null,115,null,125]
["CFM","EWB†\n˚F","Capacity Mbtuh",null,"Capacity Mbtuh",null,"Capacity Mbtuh",null,"Capacity Mbtuh",null,"Capacity Mbtuh",null,"Capacity Mbtuh",null,"Capacity Mbtuh"]
[null,null,"Total","Sens.","Total","Sens.","Total","Sens.","Total","Sens.","Total","Sens.","Total","Sens.","Total","Sens."]
[null,null,null,null,null,null,null,null,null,null,null,null,null,null,null,null,null,"Total Factors",null,null,null,null,null,null,"Sens. %",null,null,null,null,null,null,"IDB Adj",null,null,null,null,null,null,"Sens Calc"]
[1000,72,{"$f":"R8*$I$13","v":0},{"$f":"IF(AM8>C8,C8,AM8)","v":0},{"$f":"S8*$I$13","v":0},{"$f":"IF(AN8>E8,E8,AN8)","v":0},{"$f":"T8*$I$13","v":0},{"$f":"IF(AO8>G8,G8,AO8)","v":0},{"$f":"U8*$I$13","v":0},{"$f":"IF(AP8>I8,I8,AP8)","v":0},{"$f":"V8*$I$13","v":0},{"$f":"IF(AQ8>K8,K8,AQ8)","v":0},{"$f":"W8*$I$13","v":0},{"$f":"IF(AR8>M8,M8,AR8)","v":0},{"$f":"X8*$I$13","v":0},{"$f":"IF(AS8>O8,O8,AS8)","v":0},null,1.2339181286549707,1.1842105263157894,1.134502923976608,1.0847953216374269,1.0087719298245612,0.93567251461988299,0.86257309941520466,0.47393364928909948,0.47654320987654325,0.48195876288659795,0.48787061994609165,0.49855072463768113,0.51249999999999996,0.52881355932203389,1.06,1.06,1.06,1.06,1.06,1.06,1.06,{"$f":"Y8*C8+($A$4-80)*AF8*$A$8/1000","v":0},{"$f":"Z8*E8+($A$4-80)*AG8*$A$8/1000","v":0},{"$f":"AA8*G8+($A$4-80)*AH8*$A$8/1000","v":0},{"$f":"AB8*I8+($A$4-80)*AI8*$A$8/1000","v":0},{"$f":"AC8*K8+($A$4-80)*AJ8*$A$8/1000","v":0},{"$f":"AD8*M8+($A$4-80)*AK8*$A$8/1000","v":0},{"$f":"AE8*O8+($A$4-80)*AL8*$A$8/1000","v":0}]
[null,67,{"$f":"R9*$I$13","v":0},0,0,{"$f":"IF(AN9>E9,E9,AN9)","v":0},0,{"$f":"IF(AO9>G9,G9,AO9)","v":0},{"$f":"U9*$I$13","v":0},{"$f":"IF(AP9>I9,I9,AP9)","v":0},0,{"$f":"IF(AQ9>K9,K9,AQ9)","v":0},0,{"$f":"IF(AR9>M9,M9,AR9)","v":0},0,{"$f":"IF(AS9>O9,O9,AS9)","v":0},null,1.1286549707602338,1.0789473684210524,1.0292397660818713,0.97953216374269003,0.90350877192982448,0.82748538011695905,0.7543859649122806,0.6606217616580311,0.66937669376693765,0.68181818181818177,0.69253731343283575,0.71844660194174759,0.74911660777385158,0.78294573643410847,1.06,1.06,1.06,1.06,1.06,1.06,1.06,{"$f":"Y9*C9+($A$4-80)*AF9*$A$8/1000","v":0},{"$f":"Z9*E9+($A$4-80)*AG9*$A$8/1000","v":0},{"$f":"AA9*G9+($A$4-80)*AH9*$A$8/1000","v":0},{"$f":"AB9*I9+($A$4-80)*AI9*$A$8/1000","v":0},{"$f":"AC9*K9+($A$4-80)*AJ9*$A$8/1000","v":0},{"$f":"AD9*M9+($A$4-80)*AK9*$A$8/1000","v":0},{"$f":"AE9*O9+($A$4-80)*AL9*$A$8/1000","v":0}]
[null,62,0,0,0,0,0,0,{"$f":"U10*$I$13","v":0},0,0,0,0,0,0,0,null,1.0263157894736841,0.97660818713450281,0.92690058479532156,0.88011695906432741,0.81286549707602329,0.74853801169590639,0.68421052631578938,0.86324786324786318,0.88023952095808378,0.89905362776025244,0.92026578073089693,0.94244604316546754,0.96875,1,1.06,1.06,1.06,1.06,1.06,1.06,1.06,0,{"$f":"Z10*E10+($A$4-80)*AG10*$A$8/1000","v":0},{"$f":"AA10*G10+($A$4-80)*AH10*$A$8/1000","v":0},0,0,0,0]
[null,57,0,0,0,0,0,0,{"$f":"U11*$I$13","v":0},0,0,0,0,0,0,0,null,0.97076023391812871,0.93567251461988299,0.90058479532163738,0.86549707602339176,0.80409356725146197,0.74561403508771928,0.6900584795321637,0.99096385542168663,0.98750000000000004,0.98376623376623373,0.97972972972972971,0.98545454545454547,0.98823529411764699,0.98728813559322026,1.06,1.06,1.06,1.06,1.06,1.06,1.06,0,{"$f":"Z11*E11+($A$4-80)*AG11*$A$8/1000","v":0},{"$f":"AA11*G11+($A$4-80)*AH11*$A$8/1000","v":0},{"$f":"AB11*I11+($A$4-80)*AI11*$A$8/1000","v":0},0,0,0]
[1200,72,0,0,0,0,0,0,{"$f":"U12*$I$13","v":0},0,0,0,0,0,0,0,null,1.2602339181286548,1.2076023391812865,1.1520467836257309,1.0994152046783625,1.0204678362573099,0.94736842105263142,0.87134502923976598,0.49419953596287702,0.50363196125907994,0.51269035532994922,0.52393617021276595,0.5386819484240688,0.55246913580246915,0.5738255033557047,1.06,1.06,1.06,1.06,1.06,1.06,1.06,{"$f":"Y12*C12+($A$4-80)*AF12*$A$12/1000","v":0},{"$f":"Z12*E12+($A$4-80)*AG12*$A$12/1000","v":0},{"$f":"AA12*G12+($A$4-80)*AH12*$A$12/1000","v":0},{"$f":"AB12*I12+($A$4-80)*AI12*$A$12/1000","v":0},{"$f":"AC12*K12+($A$4-80)*AJ12*$A$12/1000","v":0},{"$f":"AD12*M12+($A$4-80)*AK12*$A$12/1000","v":0},{"$f":"AE12*O12+($A$4-80)*AL12*$A$12/1000","v":0}]
[null,67,0,0,0,0,0,0,{"$f":"B2","v":0},0,0,0,0,0,0,0,null,1.1549707602339181,1.1023391812865497,1.0526315789473684,1,0.92105263157894735,0.8450292397660818,0.76900584795321636,0.70379746835443036,0.71883289124668437,0.73333333333333328,0.7514619883040935,0.77777777777777779,0.80622837370242217,0.844106463878327,1.06,1.06,1.06,1.06,1.06,1.06,1.06,{"$f":"Y13*C13+($A$4-80)*AF13*$A$12/1000","v":0},{"$f":"Z13*E13+($A$4-80)*AG13*$A$12/1000","v":0},{"$f":"AA13*G13+($A$4-80)*AH13*$A$12/1000","v":0},{"$f":"AB13*I13+($A$4-80)*AI13*$A$12/1000","v":0},{"$f":"AC13*K13+($A$4-80)*AJ13*$A$12/1000","v":0},{"$f":"AD13*M13+($A$4-80)*AK13*$A$12/1000","v":0},{"$f":"AE13*O13+($A$4-80)*AL13*$A$12/1000","v":0}]
[null,62,0,0,0,0,0,0,{"$f":"U14*$I$13","v":0},0,0,0,0,0,0,0,null,1.0497076023391811,1.0058479532163742,0.95906432748537995,0.91520467836257302,0.85087719298245612,0.78654970760233911,0.7222222222222221,0.92757660167130918,0.93895348837209303,0.9542682926829269,0.96805111821086265,0.97938144329896903,0.99256505576208176,1,1.06,1.06,1.06,1.06,1.06,1.06,1.06,0,{"$f":"Z14*E14+($A$4-80)*AG14*$A$12/1000","v":0},{"$f":"AA14*G14+($A$4-80)*AH14*$A$12/1000","v":0},0,0,0,0]
[null,57,0,0,0,0,0,0,0,0,0,0,0,0,0,0,null,1.0233918128654971,0.98538011695906436,0.95029239766081863,0.91228070175438591,0.85380116959064323,0.79532163742690054,0.73976608187134496,0.99428571428571422,0.9910979228486646,0.98769230769230776,0.98717948717948723,0.98630136986301375,0.98529411764705888,0.98023715415019763,1.06,1.06,1.06,1.06,1.06,1.06,1.06,0,{"$f":"Z15*E15+($A$4-80)*AG15*$A$12/1000","v":0},{"$f":"AA15*G15+($A$4-80)*AH15*$A$12/1000","v":0},0,0,0,0]
[1400,72,0,0,0,0,0,0,0,0,0,0,0,0,0,0,null,1.2865497076023391,1.2280701754385963,1.172514619883041,1.1140350877192982,1.0350877192982455,0.95906432748537995,0.88011695906432741,0.51590909090909087,0.52857142857142858,0.54364089775561097,0.55905511811023623,0.57344632768361581,0.59146341463414631,0.61461794019933547,1.06,1.06,1.06,1.06,1.06,1.06,1.06,{"$f":"Y16*C16+($A$4-80)*AF16*$A$16/1000","v":0},{"$f":"Z16*E16+($A$4-80)*AG16*$A$16/1000","v":0},{"$f":"AA16*G16+($A$4-80)*AH16*$A$16/1000","v":0},{"$f":"AB16*I16+($A$4-80)*AI16*$A$16/1000","v":0},{"$f":"AC16*K16+($A$4-80)*AJ16*$A$16/1000","v":0},{"$f":"AD16*M16+($A$4-80)*AK16*$A$16/1000","v":0},{"$f":"AE16*O16+($A$4-80)*AL16*$A$16/1000","v":0}]
[null,67,0,0,0,0,0,0,0,0,0,0,0,0,0,0,null,1.1812865497076022,1.1257309941520466,1.0730994152046784,1.0204678362573099,0.94152046783625731,0.86257309941520466,0.783625730994152,0.74504950495049516,0.76363636363636356,0.78474114441416887,0.80515759312320923,0.83229813664596264,0.86440677966101698,0.90298507462686561,1.06,1.06,1.06,1.06,1.06,1.06,1.06,{"$f":"Y17*C17+($A$4-80)*AF17*$A$16/1000","v":0},{"$f":"Z17*E17+($A$4-80)*AG17*$A$16/1000","v":0},{"$f":"AA17*G17+($A$4-80)*AH17*$A$16/1000","v":0},{"$f":"AB17*I17+($A$4-80)*AI17*$A$16/1000","v":0},{"$f":"AC17*K17+($A$4-80)*AJ17*$A$16/1000","v":0},{"$f":"AD17*M17+($A$4-80)*AK17*$A$16/1000","v":0},{"$f":"AE17*O17+($A$4-80)*AL17*$A$16/1000","v":0}]
[null,62,0,0,0,0,0,0,0,0,0,0,0,0,0,0,null,1.0730994152046784,1.0321637426900583,0.99122807017543846,0.95321637426900585,0.88888888888888873,0.82456140350877183,0.76023391812865493,0.99182561307901895,1,1,1,1,1,1,1.06,1.06,1.06,1.06,1.06,1.06,1.06,0,{"$f":"Z18*E18+($A$4-80)*AG18*$A$16/1000","v":0},{"$f":"AA18*G18+($A$4-80)*AH18*$A$16/1000","v":0},0,0,0,0]
[null,57,0,0,0,0,0,0,0,0,0,0,0,0,0,0,null,1.0760233918128652,1.0380116959064327,1,0.96198830409356717,0.90350877192982448,0.8450292397660818,0.78947368421052622,0.99728260869565233,0.99436619718309849,0.99122807017543846,0.9878419452887538,0.98381877022653719,0.98269896193771622,0.97407407407407409,1.06,1.06,1.06,1.06,1.06,1.06,1.06,0,{"$f":"Z19*E19+($A$4-80)*AG19*$A$16/1000","v":0},{"$f":"AA19*G19+($A$4-80)*AH19*$A$16/1000","v":0},0,0,0,0]

{"sheet":"YCJF_42","index":51,"n_rows":19,"n_cols":45,"rows_kept":19,"cut":false,"hidden":true,"merged":[[2,0,2,1],[2,2,2,15],[3,2,3,3],[3,4,3,5],[3,6,3,7],[3,8,3,9],[3,10,3,11],[3,12,3,13],[3,14,3,15],[5,2,6,2],[5,3,6,3],[5,4,6,4],[5,5,6,5],[5,6,6,6],[5,7,6,7],[5,8,6,8],[4,0,6,0],[4,1,6,1],[4,2,4,3],[4,4,4,5],[4,6,4,7],[4,8,4,9],[5,9,6,9],[5,10,6,10],[5,11,6,11],[5,12,6,12],[5,13,6,13],[5,14,6,14],[5,15,6,15],[4,10,4,11],[4,12,4,13],[4,14,4,15],[24,10,24,11],[24,12,24,13],[25,2,26,2],[25,9,26,9],[25,10,26,10],[25,11,26,11],[25,12,26,12],[25,13,26,13],[7,0,10,0],[11,0,14,0],[15,0,18,0],[22,0,23,1],[22,2,22,13],[23,2,23,3],[23,4,23,5],[23,6,23,7],[23,8,23,9],[23,10,23,11],[23,12,23,13],[27,0,30,0],[25,3,26,3],[25,4,26,4],[25,5,26,5],[25,6,26,6],[25,7,26,7],[25,8,26,8],[31,0,34,0],[35,0,38,0],[24,0,26,0],[24,1,26,1],[24,2,24,3],[24,4,24,5],[24,6,24,7],[24,8,24,9],[41,0,42,1],[41,2,41,13],[42,2,42,3],[42,4,42,5],[42,6,42,7],[42,8,42,9],[42,10,42,11],[42,12,42,13],[44,10,45,10],[44,11,45,11],[44,12,45,12],[44,13,45,13],[46,0,49,0],[50,0,53,0],[43,10,43,11],[43,12,43,13],[44,2,45,2],[44,3,45,3],[44,4,45,4],[44,5,45,5],[44,6,45,6],[44,7,45,7],[44,8,45,8],[44,9,45,9],[43,0,45,0],[43,1,45,1],[43,2,43,3],[43,4,43,5],[43,6,43,7],[43,8,43,9],[54,0,57,0],[60,0,61,1],[60,2,60,13],[61,2,61,3],[61,4,61,5],[61,6,61,7],[61,8,61,9],[61,10,61,11],[61,12,61,13],[63,10,64,10],[63,11,64,11],[63,12,64,12],[63,13,64,13],[65,0,68,0],[69,0,72,0],[62,10,62,11],[62,12,62,13],[63,2,64,2],[63,3,64,3],[63,4,64,4],[63,5,64,5],[63,6,64,6],[63,7,64,7],[63,8,64,8],[63,9,64,9],[62,0,64,0],[62,1,64,1],[62,2,62,3],[62,4,62,5],[62,6,62,7],[62,8,62,9],[73,0,76,0],[79,0,80,1],[79,2,79,13],[80,2,80,3],[80,4,80,5],[80,6,80,7],[80,8,80,9],[80,10,80,11],[80,12,80,13],[82,10,83,10],[82,11,83,11],[82,12,83,12],[82,13,83,13],[84,0,87,0],[88,0,91,0],[81,10,81,11],[81,12,81,13],[82,2,83,2],[82,3,83,3],[82,4,83,4],[82,5,83,5],[82,6,83,6],[82,7,83,7],[82,8,83,8],[82,9,83,9],[81,0,83,0],[81,1,83,1],[81,2,81,3],[81,4,81,5],[81,6,81,7],[81,8,81,9],[92,0,95,0],[98,0,99,1],[98,2,98,13],[99,2,99,3],[99,4,99,5],[99,6,99,7],[99,8,99,9],[99,10,99,11],[99,12,99,13],[101,10,102,10],[101,11,102,11],[101,12,102,12],[101,13,102,13],[103,0,106,0],[107,0,110,0],[100,10,100,11],[100,12,100,13],[101,2,102,2],[101,3,102,3],[101,4,102,4],[101,5,102,5],[101,6,102,6],[101,7,102,7],[101,8,102,8],[101,9,102,9],[100,0,102,0],[100,1,102,1],[100,2,100,3],[100,4,100,5],[100,6,100,7],[100,8,100,9],[111,0,114,0],[117,0,118,1],[117,2,117,13],[118,2,118,3],[118,4,118,5],[118,6,118,7],[118,8,118,9],[118,10,118,11],[118,12,118,13],[130,0,133,0],[120,10,121,10],[120,11,121,11],[120,12,121,12],[120,13,121,13],[122,0,125,0],[126,0,129,0],[119,10,119,11],[119,12,119,13],[120,2,121,2],[120,3,121,3],[120,4,121,4],[120,5,121,5],[120,6,121,6],[120,7,121,7],[120,8,121,8],[120,9,121,9],[119,0,121,0],[119,1,121,1],[119,2,119,3],[119,4,119,5],[119,6,119,7],[119,8,119,9]]}
[]
["YCJF_42"]
["Evaporator Air \n",null,"Condenser  Entering Air Temperature ˚F"]
[80,"°F DB",65,null,75,null,85,null,95,null,105,null,115,null,125]
["CFM","EWB†\n˚F","Capacity Mbtuh",null,"Capacity Mbtuh",null,"Capacity Mbtuh",null,"Capacity Mbtuh",null,"Capacity Mbtuh",null,"Capacity Mbtuh",null,"Capacity Mbtuh"]
[null,null,"Total","Sens.","Total","Sens.","Total","Sens.","Total","Sens.","Total","Sens.","Total","Sens.","Total","Sens."]
[null,null,null,null,null,null,null,null,null,null,null,null,null,null,null,null,null,"Total Factors",null,null,null,null,null,null,"Sens. %",null,null,null,null,null,null,"IDB Adj",null,null,null,null,null,null,"Sens Calc"]
[1200,72,{"$f":"R8*$I$13","v":0},{"$f":"IF(AM8>C8,C8,AM8)","v":0},{"$f":"S8*$I$13","v":0},{"$f":"IF(AN8>E8,E8,AN8)","v":0},{"$f":"T8*$I$13","v":0},{"$f":"IF(AO8>G8,G8,AO8)","v":0},{"$f":"U8*$I$13","v":0},{"$f":"IF(AP8>I8,I8,AP8)","v":0},{"$f":"V8*$I$13","v":0},{"$f":"IF(AQ8>K8,K8,AQ8)","v":0},{"$f":"W8*$I$13","v":0},{"$f":"IF(AR8>M8,M8,AR8)","v":0},{"$f":"X8*$I$13","v":0},{"$f":"IF(AS8>O8,O8,AS8)","v":0},null,1.182716049382716,1.1407407407407408,1.1012345679012345,1.0592592592592591,1,0.94320987654320998,0.88395061728395052,0.49686847599164929,0.5,0.50448430493273544,0.51048951048951052,0.5209876543209877,0.53141361256544506,0.54469273743016766,1.06,1.06,1.06,1.06,1.06,1.06,1.06,{"$f":"Y8*C8+($A$4-80)*AF8*$A$8/1000","v":0},{"$f":"Z8*E8+($A$4-80)*AG8*$A$8/1000","v":0},{"$f":"AA8*G8+($A$4-80)*AH8*$A$8/1000","v":0},{"$f":"AB8*I8+($A$4-80)*AI8*$A$8/1000","v":0},{"$f":"AC8*K8+($A$4-80)*AJ8*$A$8/1000","v":0},{"$f":"AD8*M8+($A$4-80)*AK8*$A$8/1000","v":0},{"$f":"AE8*O8+($A$4-80)*AL8*$A$8/1000","v":0}]
[null,67,{"$f":"R9*$I$13","v":0},0,0,{"$f":"IF(AN9>E9,E9,AN9)","v":0},0,{"$f":"IF(AO9>G9,G9,AO9)","v":0},{"$f":"U9*$I$13","v":0},{"$f":"IF(AP9>I9,I9,AP9)","v":0},0,{"$f":"IF(AQ9>K9,K9,AQ9)","v":0},0,{"$f":"IF(AR9>M9,M9,AR9)","v":0},0,{"$f":"IF(AS9>O9,O9,AS9)","v":0},null,1.1111111111111112,1.0666666666666667,1.0222222222222221,0.98024691358024696,0.92345679012345672,0.8666666666666667,0.81234567901234567,0.67333333333333334,0.68287037037037035,0.69565217391304357,0.70528967254408059,0.72459893048128354,0.74928774928774933,0.77203647416413368,1.06,1.06,1.06,1.06,1.06,1.06,1.06,{"$f":"Y9*C9+($A$4-80)*AF9*$A$8/1000","v":0},{"$f":"Z9*E9+($A$4-80)*AG9*$A$8/1000","v":0},{"$f":"AA9*G9+($A$4-80)*AH9*$A$8/1000","v":0},{"$f":"AB9*I9+($A$4-80)*AI9*$A$8/1000","v":0},{"$f":"AC9*K9+($A$4-80)*AJ9*$A$8/1000","v":0},{"$f":"AD9*M9+($A$4-80)*AK9*$A$8/1000","v":0},{"$f":"AE9*O9+($A$4-80)*AL9*$A$8/1000","v":0}]
[null,62,0,0,0,0,0,0,{"$f":"U10*$I$13","v":0},0,0,0,0,0,0,0,null,1.0320987654320988,0.98765432098765427,0.94567901234567897,0.90370370370370379,0.84938271604938265,0.79753086419753083,0.74320987654320991,0.87559808612440204,0.88749999999999996,0.90078328981723244,0.91256830601092886,0.93895348837209303,0.96594427244582048,1,1.06,1.06,1.06,1.06,1.06,1.06,1.06,0,{"$f":"Z10*E10+($A$4-80)*AG10*$A$8/1000","v":0},{"$f":"AA10*G10+($A$4-80)*AH10*$A$8/1000","v":0},0,0,0,0]
[null,57,0,0,0,0,0,0,{"$f":"U11*$I$13","v":0},0,0,0,0,0,0,0,null,0.98518518518518516,0.94814814814814807,0.9135802469135802,0.87654320987654322,0.83209876543209882,0.78518518518518521,0.7407407407407407,0.99749373433583954,0.99739583333333326,0.99189189189189197,0.99154929577464801,0.9881305637982194,0.99371069182389937,0.9933333333333334,1.06,1.06,1.06,1.06,1.06,1.06,1.06,0,{"$f":"Z11*E11+($A$4-80)*AG11*$A$8/1000","v":0},{"$f":"AA11*G11+($A$4-80)*AH11*$A$8/1000","v":0},{"$f":"AB11*I11+($A$4-80)*AI11*$A$8/1000","v":0},0,0,0]
[1400,72,0,0,0,0,0,0,{"$f":"U12*$I$13","v":0},0,0,0,0,0,0,0,null,1.2049382716049382,1.162962962962963,1.1209876543209876,1.0790123456790124,1.0172839506172839,0.95802469135802459,0.89876543209876536,0.51024590163934425,0.51804670912951167,0.52422907488986792,0.53318077803203656,0.5436893203883495,0.55670103092783518,0.57142857142857151,1.06,1.06,1.06,1.06,1.06,1.06,1.06,{"$f":"Y12*C12+($A$4-80)*AF12*$A$12/1000","v":0},{"$f":"Z12*E12+($A$4-80)*AG12*$A$12/1000","v":0},{"$f":"AA12*G12+($A$4-80)*AH12*$A$12/1000","v":0},{"$f":"AB12*I12+($A$4-80)*AI12*$A$12/1000","v":0},{"$f":"AC12*K12+($A$4-80)*AJ12*$A$12/1000","v":0},{"$f":"AD12*M12+($A$4-80)*AK12*$A$12/1000","v":0},{"$f":"AE12*O12+($A$4-80)*AL12*$A$12/1000","v":0}]
[null,67,0,0,0,0,0,0,{"$f":"B2","v":0},0,0,0,0,0,0,0,null,1.1333333333333333,1.088888888888889,1.0444444444444443,1,0.94074074074074077,0.88395061728395052,0.8271604938271605,0.70588235294117652,0.72108843537414968,0.73522458628841614,0.75061728395061722,0.77165354330708658,0.79608938547486041,0.82388059701492544,1.06,1.06,1.06,1.06,1.06,1.06,1.06,{"$f":"Y13*C13+($A$4-80)*AF13*$A$12/1000","v":0},{"$f":"Z13*E13+($A$4-80)*AG13*$A$12/1000","v":0},{"$f":"AA13*G13+($A$4-80)*AH13*$A$12/1000","v":0},{"$f":"AB13*I13+($A$4-80)*AI13*$A$12/1000","v":0},{"$f":"AC13*K13+($A$4-80)*AJ13*$A$12/1000","v":0},{"$f":"AD13*M13+($A$4-80)*AK13*$A$12/1000","v":0},{"$f":"AE13*O13+($A$4-80)*AL13*$A$12/1000","v":0}]
[null,62,0,0,0,0,0,0,{"$f":"U14*$I$13","v":0},0,0,0,0,0,0,0,null,1.0543209876543211,1.0123456790123457,0.97037037037037033,0.92839506172839514,0.87654320987654322,0.82469135802469129,0.77530864197530858,0.91803278688524592,0.93170731707317078,0.94402035623409675,0.95744680851063824,0.9746478873239437,0.99401197604790437,1,1.06,1.06,1.06,1.06,1.06,1.06,1.06,0,{"$f":"Z14*E14+($A$4-80)*AG14*$A$12/1000","v":0},{"$f":"AA14*G14+($A$4-80)*AH14*$A$12/1000","v":0},0,0,0,0]
[null,57,0,0,0,0,0,0,0,0,0,0,0,0,0,0,null,1.0271604938271606,0.99012345679012348,0.9530864197530865,0.91604938271604941,0.8666666666666667,0.8197530864197532,0.77283950617283947,0.9951923076923076,0.99501246882793015,0.99481865284974091,0.99460916442048508,0.99430199430199417,0.99698795180722888,0.99680511182108622,1.06,1.06,1.06,1.06,1.06,1.06,1.06,0,{"$f":"Z15*E15+($A$4-80)*AG15*$A$12/1000","v":0},{"$f":"AA15*G15+($A$4-80)*AH15*$A$12/1000","v":0},0,0,0,0]
[1600,72,0,0,0,0,0,0,0,0,0,0,0,0,0,0,null,1.2271604938271605,1.1851851851851851,1.1407407407407408,1.0987654320987654,1.0345679012345679,0.97283950617283943,0.91111111111111109,0.52313883299798791,0.53333333333333333,0.54329004329004327,0.55505617977528088,0.56801909307875897,0.58121827411167515,0.59891598915989164,1.06,1.06,1.06,1.06,1.06,1.06,1.06,{"$f":"Y16*C16+($A$4-80)*AF16*$A$16/1000","v":0},{"$f":"Z16*E16+($A$4-80)*AG16*$A$16/1000","v":0},{"$f":"AA16*G16+($A$4-80)*AH16*$A$16/1000","v":0},{"$f":"AB16*I16+($A$4-80)*AI16*$A$16/1000","v":0},{"$f":"AC16*K16+($A$4-80)*AJ16*$A$16/1000","v":0},{"$f":"AD16*M16+($A$4-80)*AK16*$A$16/1000","v":0},{"$f":"AE16*O16+($A$4-80)*AL16*$A$16/1000","v":0}]
[null,67,0,0,0,0,0,0,0,0,0,0,0,0,0,0,null,1.1555555555555554,1.1111111111111112,1.0641975308641975,1.019753086419753,0.96049382716049381,0.90123456790123457,0.84197530864197534,0.73931623931623935,0.75555555555555554,0.77262180974477945,0.79176755447941904,0.81491002570694093,0.84383561643835614,0.87390029325513197,1.06,1.06,1.06,1.06,1.06,1.06,1.06,{"$f":"Y17*C17+($A$4-80)*AF17*$A$16/1000","v":0},{"$f":"Z17*E17+($A$4-80)*AG17*$A$16/1000","v":0},{"$f":"AA17*G17+($A$4-80)*AH17*$A$16/1000","v":0},{"$f":"AB17*I17+($A$4-80)*AI17*$A$16/1000","v":0},{"$f":"AC17*K17+($A$4-80)*AJ17*$A$16/1000","v":0},{"$f":"AD17*M17+($A$4-80)*AK17*$A$16/1000","v":0},{"$f":"AE17*O17+($A$4-80)*AL17*$A$16/1000","v":0}]
[null,62,0,0,0,0,0,0,0,0,0,0,0,0,0,0,null,1.0790123456790124,1.037037037037037,0.99506172839506168,0.9555555555555556,0.90370370370370379,0.85432098765432107,0.80493827160493836,0.95881006864988549,0.97142857142857131,0.98511166253101756,0.99741602067183455,1,1,1,1.06,1.06,1.06,1.06,1.06,1.06,1.06,0,{"$f":"Z18*E18+($A$4-80)*AG18*$A$16/1000","v":0},{"$f":"AA18*G18+($A$4-80)*AH18*$A$16/1000","v":0},0,0,0,0]
[null,57,0,0,0,0,0,0,0,0,0,0,0,0,0,0,null,1.0716049382716049,1.0320987654320988,0.99506172839506168,0.9555555555555556,0.90370370370370379,0.85432098765432107,0.80493827160493836,0.99308755760368672,0.99521531100478478,0.99503722084367252,0.99741602067183455,0.99726775956284153,0.99710982658959535,0.99693251533742322,1.06,1.06,1.06,1.06,1.06,1.06,1.06,0,{"$f":"Z19*E19+($A$4-80)*AG19*$A$16/1000","v":0},{"$f":"AA19*G19+($A$4-80)*AH19*$A$16/1000","v":0},0,0,0,0]

{"sheet":"YCJF_48","index":52,"n_rows":19,"n_cols":45,"rows_kept":19,"cut":false,"hidden":true,"merged":[[2,0,2,1],[2,2,2,15],[3,2,3,3],[3,4,3,5],[3,6,3,7],[3,8,3,9],[3,10,3,11],[3,12,3,13],[3,14,3,15],[5,2,6,2],[5,3,6,3],[5,4,6,4],[5,5,6,5],[5,6,6,6],[5,7,6,7],[5,8,6,8],[4,0,6,0],[4,1,6,1],[4,2,4,3],[4,4,4,5],[4,6,4,7],[4,8,4,9],[5,9,6,9],[5,10,6,10],[5,11,6,11],[5,12,6,12],[5,13,6,13],[5,14,6,14],[5,15,6,15],[4,10,4,11],[4,12,4,13],[4,14,4,15],[24,10,24,11],[24,12,24,13],[25,2,26,2],[25,9,26,9],[25,10,26,10],[25,11,26,11],[25,12,26,12],[25,13,26,13],[7,0,10,0],[11,0,14,0],[15,0,18,0],[22,0,23,1],[22,2,22,13],[23,2,23,3],[23,4,23,5],[23,6,23,7],[23,8,23,9],[23,10,23,11],[23,12,23,13],[27,0,30,0],[25,3,26,3],[25,4,26,4],[25,5,26,5],[25,6,26,6],[25,7,26,7],[25,8,26,8],[31,0,34,0],[35,0,38,0],[24,0,26,0],[24,1,26,1],[24,2,24,3],[24,4,24,5],[24,6,24,7],[24,8,24,9],[41,0,42,1],[41,2,41,13],[42,2,42,3],[42,4,42,5],[42,6,42,7],[42,8,42,9],[42,10,42,11],[42,12,42,13],[44,10,45,10],[44,11,45,11],[44,12,45,12],[44,13,45,13],[46,0,49,0],[50,0,53,0],[43,10,43,11],[43,12,43,13],[44,2,45,2],[44,3,45,3],[44,4,45,4],[44,5,45,5],[44,6,45,6],[44,7,45,7],[44,8,45,8],[44,9,45,9],[43,0,45,0],[43,1,45,1],[43,2,43,3],[43,4,43,5],[43,6,43,7],[43,8,43,9],[54,0,57,0],[60,0,61,1],[60,2,60,13],[61,2,61,3],[61,4,61,5],[61,6,61,7],[61,8,61,9],[61,10,61,11],[61,12,61,13],[63,10,64,10],[63,11,64,11],[63,12,64,12],[63,13,64,13],[65,0,68,0],[69,0,72,0],[62,10,62,11],[62,12,62,13],[63,2,64,2],[63,3,64,3],[63,4,64,4],[63,5,64,5],[63,6,64,6],[63,7,64,7],[63,8,64,8],[63,9,64,9],[62,0,64,0],[62,1,64,1],[62,2,62,3],[62,4,62,5],[62,6,62,7],[62,8,62,9],[73,0,76,0],[79,0,80,1],[79,2,79,13],[80,2,80,3],[80,4,80,5],[80,6,80,7],[80,8,80,9],[80,10,80,11],[80,12,80,13],[82,10,83,10],[82,11,83,11],[82,12,83,12],[82,13,83,13],[84,0,87,0],[88,0,91,0],[81,10,81,11],[81,12,81,13],[82,2,83,2],[82,3,83,3],[82,4,83,4],[82,5,83,5],[82,6,83,6],[82,7,83,7],[82,8,83,8],[82,9,83,9],[81,0,83,0],[81,1,83,1],[81,2,81,3],[81,4,81,5],[81,6,81,7],[81,8,81,9],[92,0,95,0],[98,0,99,1],[98,2,98,13],[99,2,99,3],[99,4,99,5],[99,6,99,7],[99,8,99,9],[99,10,99,11],[99,12,99,13],[101,10,102,10],[101,11,102,11],[101,12,102,12],[101,13,102,13],[103,0,106,0],[107,0,110,0],[100,10,100,11],[100,12,100,13],[101,2,102,2],[101,3,102,3],[101,4,102,4],[101,5,102,5],[101,6,102,6],[101,7,102,7],[101,8,102,8],[101,9,102,9],[100,0,102,0],[100,1,102,1],[100,2,100,3],[100,4,100,5],[100,6,100,7],[100,8,100,9],[111,0,114,0],[117,0,118,1],[117,2,117,13],[118,2,118,3],[118,4,118,5],[118,6,118,7],[118,8,118,9],[118,10,118,11],[118,12,118,13],[130,0,133,0],[120,10,121,10],[120,11,121,11],[120,12,121,12],[120,13,121,13],[122,0,125,0],[126,0,129,0],[119,10,119,11],[119,12,119,13],[120,2,121,2],[120,3,121,3],[120,4,121,4],[120,5,121,5],[120,6,121,6],[120,7,121,7],[120,8,121,8],[120,9,121,9],[119,0,121,0],[119,1,121,1],[119,2,119,3],[119,4,119,5],[119,6,119,7],[119,8,119,9]]}
[]
["YCJF_48"]
["Evaporator Air \n",null,"Condenser  Entering Air Temperature ˚F"]
[80,"°F DB",65,null,75,null,85,null,95,null,105,null,115,null,125]
["CFM","EWB†\n˚F","Capacity Mbtuh",null,"Capacity Mbtuh",null,"Capacity Mbtuh",null,"Capacity Mbtuh",null,"Capacity Mbtuh",null,"Capacity Mbtuh",null,"Capacity Mbtuh"]
[null,null,"Total","Sens.","Total","Sens.","Total","Sens.","Total","Sens.","Total","Sens.","Total","Sens.","Total","Sens."]
[null,null,null,null,null,null,null,null,null,null,null,null,null,null,null,null,null,"Total Factors",null,null,null,null,null,null,"Sens. %",null,null,null,null,null,null,"IDB Adj",null,null,null,null,null,null,"Sens Calc"]
[1400,72,{"$f":"R8*$I$13","v":0},{"$f":"IF(AM8>C8,C8,AM8)","v":0},{"$f":"S8*$I$13","v":0},{"$f":"IF(AN8>E8,E8,AN8)","v":0},{"$f":"T8*$I$13","v":0},{"$f":"IF(AO8>G8,G8,AO8)","v":0},{"$f":"U8*$I$13","v":0},{"$f":"IF(AP8>I8,I8,AP8)","v":0},{"$f":"V8*$I$13","v":0},{"$f":"IF(AQ8>K8,K8,AQ8)","v":0},{"$f":"W8*$I$13","v":0},{"$f":"IF(AR8>M8,M8,AR8)","v":0},{"$f":"X8*$I$13","v":0},{"$f":"IF(AS8>O8,O8,AS8)","v":0},null,1.1804347826086956,1.1391304347826086,1.0978260869565217,1.0565217391304349,0.99782608695652175,0.93913043478260871,0.88260869565217392,0.48250460405156537,0.48473282442748089,0.4891089108910891,0.49382716049382713,0.4989106753812636,0.50462962962962965,0.51231527093596063,1.06,1.06,1.06,1.06,1.06,1.06,1.06,{"$f":"Y8*C8+($A$4-80)*AF8*$A$8/1000","v":0},{"$f":"Z8*E8+($A$4-80)*AG8*$A$8/1000","v":0},{"$f":"AA8*G8+($A$4-80)*AH8*$A$8/1000","v":0},{"$f":"AB8*I8+($A$4-80)*AI8*$A$8/1000","v":0},{"$f":"AC8*K8+($A$4-80)*AJ8*$A$8/1000","v":0},{"$f":"AD8*M8+($A$4-80)*AK8*$A$8/1000","v":0},{"$f":"AE8*O8+($A$4-80)*AL8*$A$8/1000","v":0}]
[null,67,{"$f":"R9*$I$13","v":0},0,0,{"$f":"IF(AN9>E9,E9,AN9)","v":0},0,{"$f":"IF(AO9>G9,G9,AO9)","v":0},{"$f":"U9*$I$13","v":0},{"$f":"IF(AP9>I9,I9,AP9)","v":0},0,{"$f":"IF(AQ9>K9,K9,AQ9)","v":0},0,{"$f":"IF(AR9>M9,M9,AR9)","v":0},0,{"$f":"IF(AS9>O9,O9,AS9)","v":0},null,1.1000000000000001,1.0565217391304349,1.0152173913043478,0.97173913043478266,0.91739130434782612,0.86304347826086958,0.81086956521739129,0.65612648221343872,0.66666666666666663,0.67665952890792291,0.68903803131991048,0.70616113744075826,0.7279596977329974,0.74798927613941024,1.06,1.06,1.06,1.06,1.06,1.06,1.06,{"$f":"Y9*C9+($A$4-80)*AF9*$A$8/1000","v":0},{"$f":"Z9*E9+($A$4-80)*AG9*$A$8/1000","v":0},{"$f":"AA9*G9+($A$4-80)*AH9*$A$8/1000","v":0},{"$f":"AB9*I9+($A$4-80)*AI9*$A$8/1000","v":0},{"$f":"AC9*K9+($A$4-80)*AJ9*$A$8/1000","v":0},{"$f":"AD9*M9+($A$4-80)*AK9*$A$8/1000","v":0},{"$f":"AE9*O9+($A$4-80)*AL9*$A$8/1000","v":0}]
[null,62,0,0,0,0,0,0,{"$f":"U10*$I$13","v":0},0,0,0,0,0,0,0,null,1.0565217391304349,1.0043478260869565,0.9521739130434782,0.9,0.84347826086956512,0.78913043478260858,0.73478260869565215,0.8086419753086419,0.83333333333333326,0.86301369863013699,0.89371980676328511,0.92268041237113396,0.95041322314049592,0.98520710059171601,1.06,1.06,1.06,1.06,1.06,1.06,1.06,0,{"$f":"Z10*E10+($A$4-80)*AG10*$A$8/1000","v":0},{"$f":"AA10*G10+($A$4-80)*AH10*$A$8/1000","v":0},0,0,0,0]
[null,57,0,0,0,0,0,0,{"$f":"U11*$I$13","v":0},0,0,0,0,0,0,0,null,0.94130434782608685,0.90869565217391302,0.87608695652173907,0.84347826086956512,0.79565217391304355,0.75217391304347825,0.70652173913043481,0.99769053117782924,0.9976076555023925,0.99751861042183632,0.99742268041237125,1,0.99710982658959535,0.99692307692307691,1.06,1.06,1.06,1.06,1.06,1.06,1.06,0,{"$f":"Z11*E11+($A$4-80)*AG11*$A$8/1000","v":0},{"$f":"AA11*G11+($A$4-80)*AH11*$A$8/1000","v":0},{"$f":"AB11*I11+($A$4-80)*AI11*$A$8/1000","v":0},0,0,0]
[1600,72,0,0,0,0,0,0,{"$f":"U12*$I$13","v":0},0,0,0,0,0,0,0,null,1.2043478260869565,1.1652173913043478,1.1239130434782609,1.0847826086956522,1.0217391304347827,0.96086956521739142,0.9,0.48916967509025272,0.4925373134328358,0.49903288201160539,0.50501002004008011,0.51276595744680853,0.5226244343891403,0.53381642512077299,1.06,1.06,1.06,1.06,1.06,1.06,1.06,{"$f":"Y12*C12+($A$4-80)*AF12*$A$12/1000","v":0},{"$f":"Z12*E12+($A$4-80)*AG12*$A$12/1000","v":0},{"$f":"AA12*G12+($A$4-80)*AH12*$A$12/1000","v":0},{"$f":"AB12*I12+($A$4-80)*AI12*$A$12/1000","v":0},{"$f":"AC12*K12+($A$4-80)*AJ12*$A$12/1000","v":0},{"$f":"AD12*M12+($A$4-80)*AK12*$A$12/1000","v":0},{"$f":"AE12*O12+($A$4-80)*AL12*$A$12/1000","v":0}]
[null,67,0,0,0,0,0,0,{"$f":"B2","v":0},0,0,0,0,0,0,0,null,1.1347826086956523,1.0913043478260871,1.0456521739130435,1,0.94347826086956521,0.88695652173913042,0.83260869565217388,0.67049808429118773,0.68127490039840644,0.69646569646569645,0.71304347826086956,0.73502304147465436,0.75735294117647056,0.78328981723237601,1.06,1.06,1.06,1.06,1.06,1.06,1.06,{"$f":"Y13*C13+($A$4-80)*AF13*$A$12/1000","v":0},{"$f":"Z13*E13+($A$4-80)*AG13*$A$12/1000","v":0},{"$f":"AA13*G13+($A$4-80)*AH13*$A$12/1000","v":0},{"$f":"AB13*I13+($A$4-80)*AI13*$A$12/1000","v":0},{"$f":"AC13*K13+($A$4-80)*AJ13*$A$12/1000","v":0},{"$f":"AD13*M13+($A$4-80)*AK13*$A$12/1000","v":0},{"$f":"AE13*O13+($A$4-80)*AL13*$A$12/1000","v":0}]
[null,62,0,0,0,0,0,0,{"$f":"U14*$I$13","v":0},0,0,0,0,0,0,0,null,1.0717391304347825,1.0217391304347827,0.97173913043478266,0.92173913043478262,0.86739130434782608,0.81304347826086953,0.75869565217391299,0.85395537525354981,0.87659574468085111,0.89932885906040272,0.92452830188679258,0.94486215538847129,0.96791443850267389,0.99426934097421216,1.06,1.06,1.06,1.06,1.06,1.06,1.06,0,{"$f":"Z14*E14+($A$4-80)*AG14*$A$12/1000","v":0},{"$f":"AA14*G14+($A$4-80)*AH14*$A$12/1000","v":0},0,0,0,0]
[null,57,0,0,0,0,0,0,0,0,0,0,0,0,0,0,null,0.97608695652173905,0.93913043478260871,0.90434782608695652,0.86956521739130432,0.82173913043478253,0.7760869565217392,0.73043478260869565,0.99777282850779503,0.99768518518518512,0.99759615384615385,0.99499999999999988,0.99735449735449755,0.99719887955182074,0.99702380952380953,1.06,1.06,1.06,1.06,1.06,1.06,1.06,0,{"$f":"Z15*E15+($A$4-80)*AG15*$A$12/1000","v":0},{"$f":"AA15*G15+($A$4-80)*AH15*$A$12/1000","v":0},0,0,0,0]
[1800,72,0,0,0,0,0,0,0,0,0,0,0,0,0,0,null,1.2282608695652173,1.1891304347826088,1.1499999999999999,1.1108695652173914,1.0456521739130435,0.98260869565217401,0.91956521739130426,0.49380530973451325,0.5009140767824497,0.50850661625708882,0.51467710371819964,0.52598752598752596,0.53761061946902655,0.55082742316784872,1.06,1.06,1.06,1.06,1.06,1.06,1.06,{"$f":"Y16*C16+($A$4-80)*AF16*$A$16/1000","v":0},{"$f":"Z16*E16+($A$4-80)*AG16*$A$16/1000","v":0},{"$f":"AA16*G16+($A$4-80)*AH16*$A$16/1000","v":0},{"$f":"AB16*I16+($A$4-80)*AI16*$A$16/1000","v":0},{"$f":"AC16*K16+($A$4-80)*AJ16*$A$16/1000","v":0},{"$f":"AD16*M16+($A$4-80)*AK16*$A$16/1000","v":0},{"$f":"AE16*O16+($A$4-80)*AL16*$A$16/1000","v":0}]
[null,67,0,0,0,0,0,0,0,0,0,0,0,0,0,0,null,1.1717391304347826,1.1239130434782609,1.076086956521739,1.0282608695652173,0.96956521739130441,0.91086956521739126,0.85434782608695647,0.68089053803339528,0.69825918762088979,0.71515151515151509,0.73572938689217759,0.76008968609865468,0.78758949880668261,0.81933842239185761,1.06,1.06,1.06,1.06,1.06,1.06,1.06,{"$f":"Y17*C17+($A$4-80)*AF17*$A$16/1000","v":0},{"$f":"Z17*E17+($A$4-80)*AG17*$A$16/1000","v":0},{"$f":"AA17*G17+($A$4-80)*AH17*$A$16/1000","v":0},{"$f":"AB17*I17+($A$4-80)*AI17*$A$16/1000","v":0},{"$f":"AC17*K17+($A$4-80)*AJ17*$A$16/1000","v":0},{"$f":"AD17*M17+($A$4-80)*AK17*$A$16/1000","v":0},{"$f":"AE17*O17+($A$4-80)*AL17*$A$16/1000","v":0}]
[null,62,0,0,0,0,0,0,0,0,0,0,0,0,0,0,null,1.0847826086956522,1.0369565217391306,0.98913043478260865,0.94130434782608685,0.88913043478260867,0.83695652173913049,0.7847826086956522,0.90180360721442887,0.91823899371069173,0.93626373626373627,0.95842956120092382,0.9682151589242054,0.9818181818181817,0.99722991689750684,1.06,1.06,1.06,1.06,1.06,1.06,1.06,0,{"$f":"Z18*E18+($A$4-80)*AG18*$A$16/1000","v":0},{"$f":"AA18*G18+($A$4-80)*AH18*$A$16/1000","v":0},0,0,0,0]
[null,57,0,0,0,0,0,0,0,0,0,0,0,0,0,0,null,1.0108695652173914,0.97173913043478266,0.93260869565217386,0.89347826086956528,0.84565217391304348,0.79999999999999993,0.75434782608695661,0.99784946236559136,0.99776286353467558,0.99766899766899764,0.9975669099756691,0.99742930591259638,0.99728260869565233,0.99711815561959649,1.06,1.06,1.06,1.06,1.06,1.06,1.06,0,{"$f":"Z19*E19+($A$4-80)*AG19*$A$16/1000","v":0},{"$f":"AA19*G19+($A$4-80)*AH19*$A$16/1000","v":0},0,0,0,0]

{"sheet":"YCJF_60","index":53,"n_rows":19,"n_cols":45,"rows_kept":19,"cut":false,"hidden":true,"merged":[[2,0,2,1],[2,2,2,15],[3,2,3,3],[3,4,3,5],[3,6,3,7],[3,8,3,9],[3,10,3,11],[3,12,3,13],[3,14,3,15],[5,2,6,2],[5,3,6,3],[5,4,6,4],[5,5,6,5],[5,6,6,6],[5,7,6,7],[5,8,6,8],[4,0,6,0],[4,1,6,1],[4,2,4,3],[4,4,4,5],[4,6,4,7],[4,8,4,9],[5,9,6,9],[5,10,6,10],[5,11,6,11],[5,12,6,12],[5,13,6,13],[5,14,6,14],[5,15,6,15],[4,10,4,11],[4,12,4,13],[4,14,4,15],[24,10,24,11],[24,12,24,13],[25,2,26,2],[25,9,26,9],[25,10,26,10],[25,11,26,11],[25,12,26,12],[25,13,26,13],[7,0,10,0],[11,0,14,0],[15,0,18,0],[22,0,23,1],[22,2,22,13],[23,2,23,3],[23,4,23,5],[23,6,23,7],[23,8,23,9],[23,10,23,11],[23,12,23,13],[27,0,30,0],[25,3,26,3],[25,4,26,4],[25,5,26,5],[25,6,26,6],[25,7,26,7],[25,8,26,8],[31,0,34,0],[35,0,38,0],[24,0,26,0],[24,1,26,1],[24,2,24,3],[24,4,24,5],[24,6,24,7],[24,8,24,9],[41,0,42,1],[41,2,41,13],[42,2,42,3],[42,4,42,5],[42,6,42,7],[42,8,42,9],[42,10,42,11],[42,12,42,13],[44,10,45,10],[44,11,45,11],[44,12,45,12],[44,13,45,13],[46,0,49,0],[50,0,53,0],[43,10,43,11],[43,12,43,13],[44,2,45,2],[44,3,45,3],[44,4,45,4],[44,5,45,5],[44,6,45,6],[44,7,45,7],[44,8,45,8],[44,9,45,9],[43,0,45,0],[43,1,45,1],[43,2,43,3],[43,4,43,5],[43,6,43,7],[43,8,43,9],[54,0,57,0],[60,0,61,1],[60,2,60,13],[61,2,61,3],[61,4,61,5],[61,6,61,7],[61,8,61,9],[61,10,61,11],[61,12,61,13],[63,10,64,10],[63,11,64,11],[63,12,64,12],[63,13,64,13],[65,0,68,0],[69,0,72,0],[62,10,62,11],[62,12,62,13],[63,2,64,2],[63,3,64,3],[63,4,64,4],[63,5,64,5],[63,6,64,6],[63,7,64,7],[63,8,64,8],[63,9,64,9],[62,0,64,0],[62,1,64,1],[62,2,62,3],[62,4,62,5],[62,6,62,7],[62,8,62,9],[73,0,76,0],[79,0,80,1],[79,2,79,13],[80,2,80,3],[80,4,80,5],[80,6,80,7],[80,8,80,9],[80,10,80,11],[80,12,80,13],[82,10,83,10],[82,11,83,11],[82,12,83,12],[82,13,83,13],[84,0,87,0],[88,0,91,0],[81,10,81,11],[81,12,81,13],[82,2,83,2],[82,3,83,3],[82,4,83,4],[82,5,83,5],[82,6,83,6],[82,7,83,7],[82,8,83,8],[82,9,83,9],[81,0,83,0],[81,1,83,1],[81,2,81,3],[81,4,81,5],[81,6,81,7],[81,8,81,9],[92,0,95,0],[98,0,99,1],[98,2,98,13],[99,2,99,3],[99,4,99,5],[99,6,99,7],[99,8,99,9],[99,10,99,11],[99,12,99,13],[101,10,102,10],[101,11,102,11],[101,12,102,12],[101,13,102,13],[103,0,106,0],[107,0,110,0],[100,10,100,11],[100,12,100,13],[101,2,102,2],[101,3,102,3],[101,4,102,4],[101,5,102,5],[101,6,102,6],[101,7,102,7],[101,8,102,8],[101,9,102,9],[100,0,102,0],[100,1,102,1],[100,2,100,3],[100,4,100,5],[100,6,100,7],[100,8,100,9],[111,0,114,0],[117,0,118,1],[117,2,117,13],[118,2,118,3],[118,4,118,5],[118,6,118,7],[118,8,118,9],[118,10,118,11],[118,12,118,13],[130,0,133,0],[120,10,121,10],[120,11,121,11],[120,12,121,12],[120,13,121,13],[122,0,125,0],[126,0,129,0],[119,10,119,11],[119,12,119,13],[120,2,121,2],[120,3,121,3],[120,4,121,4],[120,5,121,5],[120,6,121,6],[120,7,121,7],[120,8,121,8],[120,9,121,9],[119,0,121,0],[119,1,121,1],[119,2,119,3],[119,4,119,5],[119,6,119,7],[119,8,119,9]]}
[]
["YCJF_60"]
["Evaporator Air \n",null,"Condenser  Entering Air Temperature ˚F"]
[80,"°F DB",65,null,75,null,85,null,95,null,105,null,115,null,125]
["CFM","EWB†\n˚F","Capacity Mbtuh",null,"Capacity Mbtuh",null,"Capacity Mbtuh",null,"Capacity Mbtuh",null,"Capacity Mbtuh",null,"Capacity Mbtuh",null,"Capacity Mbtuh"]
[null,null,"Total","Sens.","Total","Sens.","Total","Sens.","Total","Sens.","Total","Sens.","Total","Sens.","Total","Sens."]
[null,null,null,null,null,null,null,null,null,null,null,null,null,null,null,null,null,"Total Factors",null,null,null,null,null,null,"Sens. %",null,null,null,null,null,null,"IDB Adj",null,null,null,null,null,null,"Sens Calc"]
[1600,72,{"$f":"R8*$I$13","v":0},{"$f":"IF(AM8>C8,C8,AM8)","v":0},{"$f":"S8*$I$13","v":0},{"$f":"IF(AN8>E8,E8,AN8)","v":0},{"$f":"T8*$I$13","v":0},{"$f":"IF(AO8>G8,G8,AO8)","v":0},{"$f":"U8*$I$13","v":0},{"$f":"IF(AP8>I8,I8,AP8)","v":0},{"$f":"V8*$I$13","v":0},{"$f":"IF(AQ8>K8,K8,AQ8)","v":0},{"$f":"W8*$I$13","v":0},{"$f":"IF(AR8>M8,M8,AR8)","v":0},{"$f":"X8*$I$13","v":0},{"$f":"IF(AS8>O8,O8,AS8)","v":0},null,1.1910714285714286,1.1464285714285716,1.1000000000000001,1.0553571428571429,1.0089285714285714,0.96607142857142858,0.92142857142857149,0.47226386806596699,0.47507788161993769,0.47889610389610388,0.48223350253807107,0.48495575221238935,0.48613678373382624,0.48837209302325579,1.06,1.06,1.06,1.06,1.06,1.06,1.06,{"$f":"Y8*C8+($A$4-80)*AF8*$A$8/1000","v":0},{"$f":"Z8*E8+($A$4-80)*AG8*$A$8/1000","v":0},{"$f":"AA8*G8+($A$4-80)*AH8*$A$8/1000","v":0},{"$f":"AB8*I8+($A$4-80)*AI8*$A$8/1000","v":0},{"$f":"AC8*K8+($A$4-80)*AJ8*$A$8/1000","v":0},{"$f":"AD8*M8+($A$4-80)*AK8*$A$8/1000","v":0},{"$f":"AE8*O8+($A$4-80)*AL8*$A$8/1000","v":0}]
[null,67,{"$f":"R9*$I$13","v":0},0,0,{"$f":"IF(AN9>E9,E9,AN9)","v":0},0,{"$f":"IF(AO9>G9,G9,AO9)","v":0},{"$f":"U9*$I$13","v":0},{"$f":"IF(AP9>I9,I9,AP9)","v":0},0,{"$f":"IF(AQ9>K9,K9,AQ9)","v":0},0,{"$f":"IF(AR9>M9,M9,AR9)","v":0},0,{"$f":"IF(AS9>O9,O9,AS9)","v":0},null,1.1035714285714284,1.0625,1.0196428571428571,0.97678571428571437,0.92499999999999993,0.87321428571428572,0.8214285714285714,0.6310679611650486,0.64201680672268913,0.6532399299474605,0.66544789762340029,0.68146718146718144,0.7014314928425357,0.7239130434782608,1.06,1.06,1.06,1.06,1.06,1.06,1.06,{"$f":"Y9*C9+($A$4-80)*AF9*$A$8/1000","v":0},{"$f":"Z9*E9+($A$4-80)*AG9*$A$8/1000","v":0},{"$f":"AA9*G9+($A$4-80)*AH9*$A$8/1000","v":0},{"$f":"AB9*I9+($A$4-80)*AI9*$A$8/1000","v":0},{"$f":"AC9*K9+($A$4-80)*AJ9*$A$8/1000","v":0},{"$f":"AD9*M9+($A$4-80)*AK9*$A$8/1000","v":0},{"$f":"AE9*O9+($A$4-80)*AL9*$A$8/1000","v":0}]
[null,62,0,0,0,0,0,0,{"$f":"U10*$I$13","v":0},0,0,0,0,0,0,0,null,1.0785714285714285,1.0214285714285716,0.96607142857142858,0.90892857142857142,0.85,0.79107142857142854,0.73392857142857149,0.77483443708609268,0.80069930069930062,0.82809611829944541,0.85854616895874269,0.89285714285714279,0.93227990970654628,0.97566909975669103,1.06,1.06,1.06,1.06,1.06,1.06,1.06,0,{"$f":"Z10*E10+($A$4-80)*AG10*$A$8/1000","v":0},{"$f":"AA10*G10+($A$4-80)*AH10*$A$8/1000","v":0},0,0,0,0]
[null,57,0,0,0,0,0,0,{"$f":"U11*$I$13","v":0},0,0,0,0,0,0,0,null,0.93392857142857133,0.89642857142857146,0.85892857142857149,0.8214285714285714,0.77500000000000002,0.72857142857142854,0.68214285714285716,0.97705544933078403,0.97808764940239046,0.97713097713097707,0.97826086956521741,0.97695852534562211,0.97794117647058831,0.97905759162303652,1.06,1.06,1.06,1.06,1.06,1.06,1.06,0,{"$f":"Z11*E11+($A$4-80)*AG11*$A$8/1000","v":0},{"$f":"AA11*G11+($A$4-80)*AH11*$A$8/1000","v":0},{"$f":"AB11*I11+($A$4-80)*AI11*$A$8/1000","v":0},0,0,0]
[1800,72,0,0,0,0,0,0,{"$f":"U12*$I$13","v":0},0,0,0,0,0,0,0,null,1.2089285714285716,1.1678571428571429,1.1267857142857143,1.0839285714285716,1.0357142857142858,0.98749999999999993,0.94107142857142867,0.48153618906942391,0.48318042813455653,0.48652931854199682,0.49093904448105435,0.49482758620689654,0.4990958408679928,0.50284629981024664,1.06,1.06,1.06,1.06,1.06,1.06,1.06,{"$f":"Y12*C12+($A$4-80)*AF12*$A$12/1000","v":0},{"$f":"Z12*E12+($A$4-80)*AG12*$A$12/1000","v":0},{"$f":"AA12*G12+($A$4-80)*AH12*$A$12/1000","v":0},{"$f":"AB12*I12+($A$4-80)*AI12*$A$12/1000","v":0},{"$f":"AC12*K12+($A$4-80)*AJ12*$A$12/1000","v":0},{"$f":"AD12*M12+($A$4-80)*AK12*$A$12/1000","v":0},{"$f":"AE12*O12+($A$4-80)*AL12*$A$12/1000","v":0}]
[null,67,0,0,0,0,0,0,{"$f":"B2","v":0},0,0,0,0,0,0,0,null,1.1357142857142857,1.0892857142857142,1.0446428571428572,1,0.94464285714285712,0.8928571428571429,0.8392857142857143,0.64465408805031443,0.65901639344262297,0.67350427350427344,0.68928571428571428,0.70888468809073724,0.72799999999999998,0.75106382978723396,1.06,1.06,1.06,1.06,1.06,1.06,1.06,{"$f":"Y13*C13+($A$4-80)*AF13*$A$12/1000","v":0},{"$f":"Z13*E13+($A$4-80)*AG13*$A$12/1000","v":0},{"$f":"AA13*G13+($A$4-80)*AH13*$A$12/1000","v":0},{"$f":"AB13*I13+($A$4-80)*AI13*$A$12/1000","v":0},{"$f":"AC13*K13+($A$4-80)*AJ13*$A$12/1000","v":0},{"$f":"AD13*M13+($A$4-80)*AK13*$A$12/1000","v":0},{"$f":"AE13*O13+($A$4-80)*AL13*$A$12/1000","v":0}]
[null,62,0,0,0,0,0,0,{"$f":"U14*$I$13","v":0},0,0,0,0,0,0,0,null,1.0964285714285713,1.0428571428571429,0.98749999999999993,0.93392857142857133,0.875,0.81964285714285712,0.76428571428571423,0.80618892508143325,0.83047945205479456,0.85714285714285721,0.88718929254302104,0.91428571428571426,0.94335511982570808,0.97663551401869164,1.06,1.06,1.06,1.06,1.06,1.06,1.06,0,{"$f":"Z14*E14+($A$4-80)*AG14*$A$12/1000","v":0},{"$f":"AA14*G14+($A$4-80)*AH14*$A$12/1000","v":0},0,0,0,0]
[null,57,0,0,0,0,0,0,0,0,0,0,0,0,0,0,null,0.96607142857142858,0.92678571428571421,0.88750000000000007,0.8482142857142857,0.79821428571428577,0.75,0.70178571428571423,0.97781885397412194,0.97880539499036601,0.97786720321931586,0.97894736842105268,0.97986577181208045,0.97857142857142865,0.97964376590330793,1.06,1.06,1.06,1.06,1.06,1.06,1.06,0,{"$f":"Z15*E15+($A$4-80)*AG15*$A$12/1000","v":0},{"$f":"AA15*G15+($A$4-80)*AH15*$A$12/1000","v":0},0,0,0,0]
[2000,72,0,0,0,0,0,0,0,0,0,0,0,0,0,0,null,1.2267857142857144,1.1892857142857143,1.1517857142857142,1.1142857142857143,1.0607142857142857,1.0107142857142857,0.95892857142857146,0.49053857350800584,0.4924924924924925,0.49457364341085269,0.49839743589743596,0.50505050505050508,0.51060070671378088,0.51769087523277468,1.06,1.06,1.06,1.06,1.06,1.06,1.06,{"$f":"Y16*C16+($A$4-80)*AF16*$A$16/1000","v":0},{"$f":"Z16*E16+($A$4-80)*AG16*$A$16/1000","v":0},{"$f":"AA16*G16+($A$4-80)*AH16*$A$16/1000","v":0},{"$f":"AB16*I16+($A$4-80)*AI16*$A$16/1000","v":0},{"$f":"AC16*K16+($A$4-80)*AJ16*$A$16/1000","v":0},{"$f":"AD16*M16+($A$4-80)*AK16*$A$16/1000","v":0},{"$f":"AE16*O16+($A$4-80)*AL16*$A$16/1000","v":0}]
[null,67,0,0,0,0,0,0,0,0,0,0,0,0,0,0,null,1.1660714285714284,1.1178571428571429,1.0714285714285714,1.0232142857142856,0.96607142857142858,0.9107142857142857,0.85535714285714282,0.658499234303216,0.67571884984025554,0.69166666666666665,0.7120418848167539,0.73197781885397417,0.75490196078431371,0.78079331941544883,1.06,1.06,1.06,1.06,1.06,1.06,1.06,{"$f":"Y17*C17+($A$4-80)*AF17*$A$16/1000","v":0},{"$f":"Z17*E17+($A$4-80)*AG17*$A$16/1000","v":0},{"$f":"AA17*G17+($A$4-80)*AH17*$A$16/1000","v":0},{"$f":"AB17*I17+($A$4-80)*AI17*$A$16/1000","v":0},{"$f":"AC17*K17+($A$4-80)*AJ17*$A$16/1000","v":0},{"$f":"AD17*M17+($A$4-80)*AK17*$A$16/1000","v":0},{"$f":"AE17*O17+($A$4-80)*AL17*$A$16/1000","v":0}]
[null,62,0,0,0,0,0,0,0,0,0,0,0,0,0,0,null,1.1160714285714286,1.0625,1.0107142857142857,0.95714285714285718,0.9017857142857143,0.8482142857142857,0.7946428571428571,0.83360000000000001,0.85882352941176476,0.88515901060070667,0.91417910447761197,0.93465346534653471,0.95368421052631569,0.97752808988764039,1.06,1.06,1.06,1.06,1.06,1.06,1.06,0,{"$f":"Z18*E18+($A$4-80)*AG18*$A$16/1000","v":0},{"$f":"AA18*G18+($A$4-80)*AH18*$A$16/1000","v":0},0,0,0,0]
[null,57,0,0,0,0,0,0,0,0,0,0,0,0,0,0,null,0.99821428571428572,0.95714285714285718,0.91607142857142854,0.875,0.82321428571428579,0.77321428571428563,0.7232142857142857,0.97853309481216466,0.9776119402985074,0.9785575048732944,0.97755102040816322,0.97830802603036882,0.97690531177829099,0.97777777777777786,1.06,1.06,1.06,1.06,1.06,1.06,1.06,0,{"$f":"Z19*E19+($A$4-80)*AG19*$A$16/1000","v":0},{"$f":"AA19*G19+($A$4-80)*AH19*$A$16/1000","v":0},0,0,0,0]

{"sheet":"YCS_18","index":54,"n_rows":19,"n_cols":45,"rows_kept":19,"cut":false,"hidden":true,"merged":[[2,0,2,1],[2,2,2,15],[3,2,3,3],[3,4,3,5],[3,6,3,7],[3,8,3,9],[3,10,3,11],[3,12,3,13],[3,14,3,15],[5,2,6,2],[5,3,6,3],[5,4,6,4],[5,5,6,5],[5,6,6,6],[5,7,6,7],[5,8,6,8],[4,0,6,0],[4,1,6,1],[4,2,4,3],[4,4,4,5],[4,6,4,7],[4,8,4,9],[5,9,6,9],[5,10,6,10],[5,11,6,11],[5,12,6,12],[5,13,6,13],[5,14,6,14],[5,15,6,15],[4,10,4,11],[4,12,4,13],[4,14,4,15],[24,10,24,11],[24,12,24,13],[25,2,26,2],[25,9,26,9],[25,10,26,10],[25,11,26,11],[25,12,26,12],[25,13,26,13],[7,0,10,0],[11,0,14,0],[15,0,18,0],[22,0,23,1],[22,2,22,13],[23,2,23,3],[23,4,23,5],[23,6,23,7],[23,8,23,9],[23,10,23,11],[23,12,23,13],[27,0,30,0],[25,3,26,3],[25,4,26,4],[25,5,26,5],[25,6,26,6],[25,7,26,7],[25,8,26,8],[31,0,34,0],[35,0,38,0],[24,0,26,0],[24,1,26,1],[24,2,24,3],[24,4,24,5],[24,6,24,7],[24,8,24,9],[41,0,42,1],[41,2,41,13],[42,2,42,3],[42,4,42,5],[42,6,42,7],[42,8,42,9],[42,10,42,11],[42,12,42,13],[44,10,45,10],[44,11,45,11],[44,12,45,12],[44,13,45,13],[46,0,49,0],[50,0,53,0],[43,10,43,11],[43,12,43,13],[44,2,45,2],[44,3,45,3],[44,4,45,4],[44,5,45,5],[44,6,45,6],[44,7,45,7],[44,8,45,8],[44,9,45,9],[43,0,45,0],[43,1,45,1],[43,2,43,3],[43,4,43,5],[43,6,43,7],[43,8,43,9],[54,0,57,0],[60,0,61,1],[60,2,60,13],[61,2,61,3],[61,4,61,5],[61,6,61,7],[61,8,61,9],[61,10,61,11],[61,12,61,13],[63,10,64,10],[63,11,64,11],[63,12,64,12],[63,13,64,13],[65,0,68,0],[69,0,72,0],[62,10,62,11],[62,12,62,13],[63,2,64,2],[63,3,64,3],[63,4,64,4],[63,5,64,5],[63,6,64,6],[63,7,64,7],[63,8,64,8],[63,9,64,9],[62,0,64,0],[62,1,64,1],[62,2,62,3],[62,4,62,5],[62,6,62,7],[62,8,62,9],[73,0,76,0],[79,0,80,1],[79,2,79,13],[80,2,80,3],[80,4,80,5],[80,6,80,7],[80,8,80,9],[80,10,80,11],[80,12,80,13],[82,10,83,10],[82,11,83,11],[82,12,83,12],[82,13,83,13],[84,0,87,0],[88,0,91,0],[81,10,81,11],[81,12,81,13],[82,2,83,2],[82,3,83,3],[82,4,83,4],[82,5,83,5],[82,6,83,6],[82,7,83,7],[82,8,83,8],[82,9,83,9],[81,0,83,0],[81,1,83,1],[81,2,81,3],[81,4,81,5],[81,6,81,7],[81,8,81,9],[92,0,95,0],[98,0,99,1],[98,2,98,13],[99,2,99,3],[99,4,99,5],[99,6,99,7],[99,8,99,9],[99,10,99,11],[99,12,99,13],[101,10,102,10],[101,11,102,11],[101,12,102,12],[101,13,102,13],[103,0,106,0],[107,0,110,0],[100,10,100,11],[100,12,100,13],[101,2,102,2],[101,3,102,3],[101,4,102,4],[101,5,102,5],[101,6,102,6],[101,7,102,7],[101,8,102,8],[101,9,102,9],[100,0,102,0],[100,1,102,1],[100,2,100,3],[100,4,100,5],[100,6,100,7],[100,8,100,9],[111,0,114,0],[117,0,118,1],[117,2,117,13],[118,2,118,3],[118,4,118,5],[118,6,118,7],[118,8,118,9],[118,10,118,11],[118,12,118,13],[130,0,133,0],[120,10,121,10],[120,11,121,11],[120,12,121,12],[120,13,121,13],[122,0,125,0],[126,0,129,0],[119,10,119,11],[119,12,119,13],[120,2,121,2],[120,3,121,3],[120,4,121,4],[120,5,121,5],[120,6,121,6],[120,7,121,7],[120,8,121,8],[120,9,121,9],[119,0,121,0],[119,1,121,1],[119,2,119,3],[119,4,119,5],[119,6,119,7],[119,8,119,9]]}
[]
["YCS_18"]
["Evaporator Air \n",null,"Condenser  Entering Air Temperature ˚F"]
[80,"°F DB",65,null,75,null,85,null,95,null,105,null,115,null,125]
["CFM","EWB†\n˚F","Capacity Mbtuh",null,"Capacity Mbtuh",null,"Capacity Mbtuh",null,"Capacity Mbtuh",null,"Capacity Mbtuh",null,"Capacity Mbtuh",null,"Capacity Mbtuh"]
[null,null,"Total","Sens.","Total","Sens.","Total","Sens.","Total","Sens.","Total","Sens.","Total","Sens.","Total","Sens."]
[null,null,null,null,null,null,null,null,null,null,null,null,null,null,null,null,null,"Total Factors",null,null,null,null,null,null,"Sens. %",null,null,null,null,null,null,"IDB Adj",null,null,null,null,null,null,"Sens Calc"]
[450,72,{"$f":"R8*$I$13","v":0},{"$f":"IF(AM8>C8,C8,AM8)","v":0},{"$f":"S8*$I$13","v":0},{"$f":"IF(AN8>E8,E8,AN8)","v":0},{"$f":"T8*$I$13","v":0},{"$f":"IF(AO8>G8,G8,AO8)","v":0},{"$f":"U8*$I$13","v":0},{"$f":"IF(AP8>I8,I8,AP8)","v":0},{"$f":"V8*$I$13","v":0},{"$f":"IF(AQ8>K8,K8,AQ8)","v":0},{"$f":"W8*$I$13","v":0},{"$f":"IF(AR8>M8,M8,AR8)","v":0},{"$f":"X8*$I$13","v":0},{"$f":"IF(AS8>O8,O8,AS8)","v":0},null,1.1833333333333333,1.1444444444444446,1.1000000000000001,1.0555555555555556,1.0055555555555555,0.95555555555555549,0.90555555555555556,0.43661971830985918,0.43689320388349512,0.43939393939393934,0.44736842105263158,0.45303867403314907,0.45930232558139539,0.46625766871165641,1.06,1.06,1.06,1.06,1.06,1.06,1.06,{"$f":"Y8*C8+($A$4-80)*AF8*$A$8/1000","v":0},{"$f":"Z8*E8+($A$4-80)*AG8*$A$8/1000","v":0},{"$f":"AA8*G8+($A$4-80)*AH8*$A$8/1000","v":0},{"$f":"AB8*I8+($A$4-80)*AI8*$A$8/1000","v":0},{"$f":"AC8*K8+($A$4-80)*AJ8*$A$8/1000","v":0},{"$f":"AD8*M8+($A$4-80)*AK8*$A$8/1000","v":0},{"$f":"AE8*O8+($A$4-80)*AL8*$A$8/1000","v":0}]
[null,67,{"$f":"R9*$I$13","v":0},0,0,{"$f":"IF(AN9>E9,E9,AN9)","v":0},0,{"$f":"IF(AO9>G9,G9,AO9)","v":0},{"$f":"U9*$I$13","v":0},{"$f":"IF(AP9>I9,I9,AP9)","v":0},0,{"$f":"IF(AQ9>K9,K9,AQ9)","v":0},0,{"$f":"IF(AR9>M9,M9,AR9)","v":0},0,{"$f":"IF(AS9>O9,O9,AS9)","v":0},null,1.0833333333333333,1.0388888888888888,1,0.96666666666666656,0.91666666666666663,0.8666666666666667,0.81666666666666665,0.59487179487179487,0.59893048128342241,0.60555555555555562,0.60919540229885061,0.62424242424242427,0.64102564102564108,0.65986394557823125,1.06,1.06,1.06,1.06,1.06,1.06,1.06,{"$f":"Y9*C9+($A$4-80)*AF9*$A$8/1000","v":0},{"$f":"Z9*E9+($A$4-80)*AG9*$A$8/1000","v":0},{"$f":"AA9*G9+($A$4-80)*AH9*$A$8/1000","v":0},{"$f":"AB9*I9+($A$4-80)*AI9*$A$8/1000","v":0},{"$f":"AC9*K9+($A$4-80)*AJ9*$A$8/1000","v":0},{"$f":"AD9*M9+($A$4-80)*AK9*$A$8/1000","v":0},{"$f":"AE9*O9+($A$4-80)*AL9*$A$8/1000","v":0}]
[null,62,0,0,0,0,0,0,{"$f":"U10*$I$13","v":0},0,0,0,0,0,0,0,null,0.97222222222222221,0.93333333333333335,0.89999999999999991,0.8666666666666667,0.81666666666666665,0.77222222222222225,0.72777777777777775,0.76,0.76190476190476186,0.77777777777777779,0.79487179487179493,0.81632653061224492,0.84172661870503585,0.86259541984732835,1.06,1.06,1.06,1.06,1.06,1.06,1.06,0,{"$f":"Z10*E10+($A$4-80)*AG10*$A$8/1000","v":0},{"$f":"AA10*G10+($A$4-80)*AH10*$A$8/1000","v":0},0,0,0,0]
[null,57,0,0,0,0,0,0,{"$f":"U11*$I$13","v":0},0,0,0,0,0,0,0,null,0.85555555555555562,0.8222222222222223,0.80555555555555558,0.78888888888888886,0.74444444444444446,0.70555555555555549,0.66111111111111109,0.92207792207792205,0.93918918918918914,0.94482758620689655,0.95774647887323949,0.96268656716417911,0.96850393700787407,0.98319327731092432,1.06,1.06,1.06,1.06,1.06,1.06,1.06,0,{"$f":"Z11*E11+($A$4-80)*AG11*$A$8/1000","v":0},{"$f":"AA11*G11+($A$4-80)*AH11*$A$8/1000","v":0},{"$f":"AB11*I11+($A$4-80)*AI11*$A$8/1000","v":0},0,0,0]
[600,72,0,0,0,0,0,0,{"$f":"U12*$I$13","v":0},0,0,0,0,0,0,0,null,1.2222222222222223,1.1888888888888889,1.1388888888888888,1.0944444444444443,1.0388888888888888,0.98333333333333328,0.93333333333333335,0.46363636363636362,0.46728971962616828,0.47317073170731705,0.47715736040609141,0.48663101604278075,0.49717514124293793,0.50595238095238093,1.06,1.06,1.06,1.06,1.06,1.06,1.06,{"$f":"Y12*C12+($A$4-80)*AF12*$A$12/1000","v":0},{"$f":"Z12*E12+($A$4-80)*AG12*$A$12/1000","v":0},{"$f":"AA12*G12+($A$4-80)*AH12*$A$12/1000","v":0},{"$f":"AB12*I12+($A$4-80)*AI12*$A$12/1000","v":0},{"$f":"AC12*K12+($A$4-80)*AJ12*$A$12/1000","v":0},{"$f":"AD12*M12+($A$4-80)*AK12*$A$12/1000","v":0},{"$f":"AE12*O12+($A$4-80)*AL12*$A$12/1000","v":0}]
[null,67,0,0,0,0,0,0,{"$f":"B2","v":0},0,0,0,0,0,0,0,null,1.1277777777777778,1.088888888888889,1.0444444444444445,1,0.94444444444444442,0.89444444444444449,0.83888888888888891,0.64532019704433496,0.65306122448979587,0.65957446808510634,0.66666666666666663,0.68823529411764706,0.70807453416149069,0.74172185430463577,1.06,1.06,1.06,1.06,1.06,1.06,1.06,{"$f":"Y13*C13+($A$4-80)*AF13*$A$12/1000","v":0},{"$f":"Z13*E13+($A$4-80)*AG13*$A$12/1000","v":0},{"$f":"AA13*G13+($A$4-80)*AH13*$A$12/1000","v":0},{"$f":"AB13*I13+($A$4-80)*AI13*$A$12/1000","v":0},{"$f":"AC13*K13+($A$4-80)*AJ13*$A$12/1000","v":0},{"$f":"AD13*M13+($A$4-80)*AK13*$A$12/1000","v":0},{"$f":"AE13*O13+($A$4-80)*AL13*$A$12/1000","v":0}]
[null,62,0,0,0,0,0,0,{"$f":"U14*$I$13","v":0},0,0,0,0,0,0,0,null,1.0222222222222221,0.97777777777777786,0.93888888888888877,0.89999999999999991,0.85555555555555562,0.81111111111111112,0.76666666666666672,0.83152173913043492,0.84090909090909083,0.85798816568047342,0.87037037037037035,0.88311688311688308,0.89726027397260277,0.91304347826086951,1.06,1.06,1.06,1.06,1.06,1.06,1.06,0,{"$f":"Z14*E14+($A$4-80)*AG14*$A$12/1000","v":0},{"$f":"AA14*G14+($A$4-80)*AH14*$A$12/1000","v":0},0,0,0,0]
[null,57,0,0,0,0,0,0,0,0,0,0,0,0,0,0,null,0.9277777777777777,0.89444444444444449,0.87222222222222223,0.85000000000000009,0.81111111111111112,0.77222222222222225,0.72777777777777775,0.9520958083832336,0.9565217391304347,0.96178343949044587,0.9673202614379085,0.96575342465753422,0.96402877697841727,0.97709923664122145,1.06,1.06,1.06,1.06,1.06,1.06,1.06,0,{"$f":"Z15*E15+($A$4-80)*AG15*$A$12/1000","v":0},{"$f":"AA15*G15+($A$4-80)*AH15*$A$12/1000","v":0},0,0,0,0]
[750,72,0,0,0,0,0,0,0,0,0,0,0,0,0,0,null,1.2611111111111111,1.2333333333333334,1.1833333333333333,1.1277777777777778,1.0722222222222222,1.0166666666666666,0.96111111111111114,0.48898678414096919,0.49549549549549549,0.49765258215962438,0.5073891625615764,0.51813471502590669,0.52459016393442615,0.53757225433526012,1.06,1.06,1.06,1.06,1.06,1.06,1.06,{"$f":"Y16*C16+($A$4-80)*AF16*$A$16/1000","v":0},{"$f":"Z16*E16+($A$4-80)*AG16*$A$16/1000","v":0},{"$f":"AA16*G16+($A$4-80)*AH16*$A$16/1000","v":0},{"$f":"AB16*I16+($A$4-80)*AI16*$A$16/1000","v":0},{"$f":"AC16*K16+($A$4-80)*AJ16*$A$16/1000","v":0},{"$f":"AD16*M16+($A$4-80)*AK16*$A$16/1000","v":0},{"$f":"AE16*O16+($A$4-80)*AL16*$A$16/1000","v":0}]
[null,67,0,0,0,0,0,0,0,0,0,0,0,0,0,0,null,1.1722222222222223,1.1333333333333333,1.0833333333333333,1.0333333333333334,0.97777777777777786,0.92222222222222228,0.8666666666666667,0.69194312796208524,0.70588235294117652,0.71282051282051284,0.72043010752688164,0.74431818181818177,0.77710843373493976,0.80769230769230771,1.06,1.06,1.06,1.06,1.06,1.06,1.06,{"$f":"Y17*C17+($A$4-80)*AF17*$A$16/1000","v":0},{"$f":"Z17*E17+($A$4-80)*AG17*$A$16/1000","v":0},{"$f":"AA17*G17+($A$4-80)*AH17*$A$16/1000","v":0},{"$f":"AB17*I17+($A$4-80)*AI17*$A$16/1000","v":0},{"$f":"AC17*K17+($A$4-80)*AJ17*$A$16/1000","v":0},{"$f":"AD17*M17+($A$4-80)*AK17*$A$16/1000","v":0},{"$f":"AE17*O17+($A$4-80)*AL17*$A$16/1000","v":0}]
[null,62,0,0,0,0,0,0,0,0,0,0,0,0,0,0,null,1.0666666666666667,1.0222222222222221,0.98333333333333328,0.93888888888888877,0.88888888888888884,0.84444444444444444,0.8,0.90104166666666674,0.90760869565217395,0.92090395480225995,0.93491124260355041,0.95,0.96052631578947367,0.97222222222222221,1.06,1.06,1.06,1.06,1.06,1.06,1.06,0,{"$f":"Z18*E18+($A$4-80)*AG18*$A$16/1000","v":0},{"$f":"AA18*G18+($A$4-80)*AH18*$A$16/1000","v":0},0,0,0,0]
[null,57,0,0,0,0,0,0,0,0,0,0,0,0,0,0,null,1.0055555555555555,0.97222222222222221,0.94444444444444442,0.91666666666666663,0.87222222222222223,0.83333333333333337,0.79444444444444451,0.97237569060773477,0.96000000000000008,0.96470588235294108,0.96363636363636362,0.96815286624203822,0.97333333333333327,0.97202797202797198,1.06,1.06,1.06,1.06,1.06,1.06,1.06,0,{"$f":"Z19*E19+($A$4-80)*AG19*$A$16/1000","v":0},{"$f":"AA19*G19+($A$4-80)*AH19*$A$16/1000","v":0},0,0,0,0]

{"sheet":"YCS_24","index":55,"n_rows":19,"n_cols":45,"rows_kept":19,"cut":false,"hidden":true,"merged":[[2,0,2,1],[2,2,2,15],[3,2,3,3],[3,4,3,5],[3,6,3,7],[3,8,3,9],[3,10,3,11],[3,12,3,13],[3,14,3,15],[5,2,6,2],[5,3,6,3],[5,4,6,4],[5,5,6,5],[5,6,6,6],[5,7,6,7],[5,8,6,8],[4,0,6,0],[4,1,6,1],[4,2,4,3],[4,4,4,5],[4,6,4,7],[4,8,4,9],[5,9,6,9],[5,10,6,10],[5,11,6,11],[5,12,6,12],[5,13,6,13],[5,14,6,14],[5,15,6,15],[4,10,4,11],[4,12,4,13],[4,14,4,15],[24,10,24,11],[24,12,24,13],[25,2,26,2],[25,9,26,9],[25,10,26,10],[25,11,26,11],[25,12,26,12],[25,13,26,13],[7,0,10,0],[11,0,14,0],[15,0,18,0],[22,0,23,1],[22,2,22,13],[23,2,23,3],[23,4,23,5],[23,6,23,7],[23,8,23,9],[23,10,23,11],[23,12,23,13],[27,0,30,0],[25,3,26,3],[25,4,26,4],[25,5,26,5],[25,6,26,6],[25,7,26,7],[25,8,26,8],[31,0,34,0],[35,0,38,0],[24,0,26,0],[24,1,26,1],[24,2,24,3],[24,4,24,5],[24,6,24,7],[24,8,24,9],[41,0,42,1],[41,2,41,13],[42,2,42,3],[42,4,42,5],[42,6,42,7],[42,8,42,9],[42,10,42,11],[42,12,42,13],[44,10,45,10],[44,11,45,11],[44,12,45,12],[44,13,45,13],[46,0,49,0],[50,0,53,0],[43,10,43,11],[43,12,43,13],[44,2,45,2],[44,3,45,3],[44,4,45,4],[44,5,45,5],[44,6,45,6],[44,7,45,7],[44,8,45,8],[44,9,45,9],[43,0,45,0],[43,1,45,1],[43,2,43,3],[43,4,43,5],[43,6,43,7],[43,8,43,9],[54,0,57,0],[60,0,61,1],[60,2,60,13],[61,2,61,3],[61,4,61,5],[61,6,61,7],[61,8,61,9],[61,10,61,11],[61,12,61,13],[63,10,64,10],[63,11,64,11],[63,12,64,12],[63,13,64,13],[65,0,68,0],[69,0,72,0],[62,10,62,11],[62,12,62,13],[63,2,64,2],[63,3,64,3],[63,4,64,4],[63,5,64,5],[63,6,64,6],[63,7,64,7],[63,8,64,8],[63,9,64,9],[62,0,64,0],[62,1,64,1],[62,2,62,3],[62,4,62,5],[62,6,62,7],[62,8,62,9],[73,0,76,0],[79,0,80,1],[79,2,79,13],[80,2,80,3],[80,4,80,5],[80,6,80,7],[80,8,80,9],[80,10,80,11],[80,12,80,13],[82,10,83,10],[82,11,83,11],[82,12,83,12],[82,13,83,13],[84,0,87,0],[88,0,91,0],[81,10,81,11],[81,12,81,13],[82,2,83,2],[82,3,83,3],[82,4,83,4],[82,5,83,5],[82,6,83,6],[82,7,83,7],[82,8,83,8],[82,9,83,9],[81,0,83,0],[81,1,83,1],[81,2,81,3],[81,4,81,5],[81,6,81,7],[81,8,81,9],[92,0,95,0],[98,0,99,1],[98,2,98,13],[99,2,99,3],[99,4,99,5],[99,6,99,7],[99,8,99,9],[99,10,99,11],[99,12,99,13],[101,10,102,10],[101,11,102,11],[101,12,102,12],[101,13,102,13],[103,0,106,0],[107,0,110,0],[100,10,100,11],[100,12,100,13],[101,2,102,2],[101,3,102,3],[101,4,102,4],[101,5,102,5],[101,6,102,6],[101,7,102,7],[101,8,102,8],[101,9,102,9],[100,0,102,0],[100,1,102,1],[100,2,100,3],[100,4,100,5],[100,6,100,7],[100,8,100,9],[111,0,114,0],[117,0,118,1],[117,2,117,13],[118,2,118,3],[118,4,118,5],[118,6,118,7],[118,8,118,9],[118,10,118,11],[118,12,118,13],[130,0,133,0],[120,10,121,10],[120,11,121,11],[120,12,121,12],[120,13,121,13],[122,0,125,0],[126,0,129,0],[119,10,119,11],[119,12,119,13],[120,2,121,2],[120,3,121,3],[120,4,121,4],[120,5,121,5],[120,6,121,6],[120,7,121,7],[120,8,121,8],[120,9,121,9],[119,0,121,0],[119,1,121,1],[119,2,119,3],[119,4,119,5],[119,6,119,7],[119,8,119,9]]}
[]
["YCS_24"]
["Evaporator Air \n",null,"Condenser  Entering Air Temperature ˚F"]
[80,"°F DB",65,null,75,null,85,null,95,null,105,null,115,null,125]
["CFM","EWB†\n˚F","Capacity Mbtuh",null,"Capacity Mbtuh",null,"Capacity Mbtuh",null,"Capacity Mbtuh",null,"Capacity Mbtuh",null,"Capacity Mbtuh",null,"Capacity Mbtuh"]
[null,null,"Total","Sens.","Total","Sens.","Total","Sens.","Total","Sens.","Total","Sens.","Total","Sens.","Total","Sens."]
[null,null,null,null,null,null,null,null,null,null,null,null,null,null,null,null,null,"Total Factors",null,null,null,null,null,null,"Sens. %",null,null,null,null,null,null,"IDB Adj",null,null,null,null,null,null,"Sens Calc"]
[600,72,{"$f":"R8*$I$13","v":0},{"$f":"IF(AM8>C8,C8,AM8)","v":0},{"$f":"S8*$I$13","v":0},{"$f":"IF(AN8>E8,E8,AN8)","v":0},{"$f":"T8*$I$13","v":0},{"$f":"IF(AO8>G8,G8,AO8)","v":0},{"$f":"U8*$I$13","v":0},{"$f":"IF(AP8>I8,I8,AP8)","v":0},{"$f":"V8*$I$13","v":0},{"$f":"IF(AQ8>K8,K8,AQ8)","v":0},{"$f":"W8*$I$13","v":0},{"$f":"IF(AR8>M8,M8,AR8)","v":0},{"$f":"X8*$I$13","v":0},{"$f":"IF(AS8>O8,O8,AS8)","v":0},null,1.1666666666666667,1.1500000000000001,1.0999999999999999,1.05,0.96666666666666667,0.88750000000000007,0.80833333333333324,0.45714285714285718,0.45289855072463764,0.45833333333333337,0.46428571428571425,0.49568965517241381,0.52582159624413138,0.5618556701030929,1.06,1.06,1.06,1.06,1.06,1.06,1.06,{"$f":"Y8*C8+($A$4-80)*AF8*$A$8/1000","v":0},{"$f":"Z8*E8+($A$4-80)*AG8*$A$8/1000","v":0},{"$f":"AA8*G8+($A$4-80)*AH8*$A$8/1000","v":0},{"$f":"AB8*I8+($A$4-80)*AI8*$A$8/1000","v":0},{"$f":"AC8*K8+($A$4-80)*AJ8*$A$8/1000","v":0},{"$f":"AD8*M8+($A$4-80)*AK8*$A$8/1000","v":0},{"$f":"AE8*O8+($A$4-80)*AL8*$A$8/1000","v":0}]
[null,67,{"$f":"R9*$I$13","v":0},0,0,{"$f":"IF(AN9>E9,E9,AN9)","v":0},0,{"$f":"IF(AO9>G9,G9,AO9)","v":0},{"$f":"U9*$I$13","v":0},{"$f":"IF(AP9>I9,I9,AP9)","v":0},0,{"$f":"IF(AQ9>K9,K9,AQ9)","v":0},0,{"$f":"IF(AR9>M9,M9,AR9)","v":0},0,{"$f":"IF(AS9>O9,O9,AS9)","v":0},null,1.0791666666666666,1.05,1.0083333333333333,0.96666666666666667,0.90416666666666667,0.84166666666666667,0.77916666666666667,0.61003861003861015,0.60714285714285721,0.6198347107438017,0.62931034482758619,0.64516129032258063,0.6633663366336634,0.68449197860962574,1.06,1.06,1.06,1.06,1.06,1.06,1.06,{"$f":"Y9*C9+($A$4-80)*AF9*$A$8/1000","v":0},{"$f":"Z9*E9+($A$4-80)*AG9*$A$8/1000","v":0},{"$f":"AA9*G9+($A$4-80)*AH9*$A$8/1000","v":0},{"$f":"AB9*I9+($A$4-80)*AI9*$A$8/1000","v":0},{"$f":"AC9*K9+($A$4-80)*AJ9*$A$8/1000","v":0},{"$f":"AD9*M9+($A$4-80)*AK9*$A$8/1000","v":0},{"$f":"AE9*O9+($A$4-80)*AL9*$A$8/1000","v":0}]
[null,62,0,0,0,0,0,0,{"$f":"U10*$I$13","v":0},0,0,0,0,0,0,0,null,0.95833333333333337,0.9,0.85416666666666663,0.8041666666666667,0.77500000000000002,0.7416666666666667,0.71250000000000002,0.83478260869565213,0.8842592592592593,0.92682926829268297,0.97927461139896366,0.95161290322580638,0.93258426966292141,0.90058479532163738,1.06,1.06,1.06,1.06,1.06,1.06,1.06,0,{"$f":"Z10*E10+($A$4-80)*AG10*$A$8/1000","v":0},{"$f":"AA10*G10+($A$4-80)*AH10*$A$8/1000","v":0},0,0,0,0]
[null,57,0,0,0,0,0,0,{"$f":"U11*$I$13","v":0},0,0,0,0,0,0,0,null,0.88750000000000007,0.85,0.8208333333333333,0.79166666666666663,0.75416666666666676,0.71250000000000002,0.67499999999999993,0.98122065727699526,0.98529411764705899,0.98477157360406087,0.98947368421052639,0.98342541436464082,0.98830409356725135,0.98765432098765438,1.06,1.06,1.06,1.06,1.06,1.06,1.06,0,{"$f":"Z11*E11+($A$4-80)*AG11*$A$8/1000","v":0},{"$f":"AA11*G11+($A$4-80)*AH11*$A$8/1000","v":0},{"$f":"AB11*I11+($A$4-80)*AI11*$A$8/1000","v":0},0,0,0]
[800,72,0,0,0,0,0,0,{"$f":"U12*$I$13","v":0},0,0,0,0,0,0,0,null,1.1916666666666667,1.1833333333333333,1.1333333333333333,1.0875000000000001,1.0125,0.9375,0.8666666666666667,0.4825174825174825,0.48591549295774655,0.49264705882352944,0.49808429118773945,0.51851851851851849,0.54222222222222216,0.5625,1.06,1.06,1.06,1.06,1.06,1.06,1.06,{"$f":"Y12*C12+($A$4-80)*AF12*$A$12/1000","v":0},{"$f":"Z12*E12+($A$4-80)*AG12*$A$12/1000","v":0},{"$f":"AA12*G12+($A$4-80)*AH12*$A$12/1000","v":0},{"$f":"AB12*I12+($A$4-80)*AI12*$A$12/1000","v":0},{"$f":"AC12*K12+($A$4-80)*AJ12*$A$12/1000","v":0},{"$f":"AD12*M12+($A$4-80)*AK12*$A$12/1000","v":0},{"$f":"AE12*O12+($A$4-80)*AL12*$A$12/1000","v":0}]
[null,67,0,0,0,0,0,0,{"$f":"B2","v":0},0,0,0,0,0,0,0,null,1.1166666666666667,1.0875000000000001,1.0416666666666667,1,0.93333333333333324,0.87083333333333324,0.8041666666666667,0.66044776119402981,0.67049808429118773,0.68799999999999994,0.70000000000000007,0.71875000000000011,0.7416267942583733,0.76683937823834203,1.06,1.06,1.06,1.06,1.06,1.06,1.06,{"$f":"Y13*C13+($A$4-80)*AF13*$A$12/1000","v":0},{"$f":"Z13*E13+($A$4-80)*AG13*$A$12/1000","v":0},{"$f":"AA13*G13+($A$4-80)*AH13*$A$12/1000","v":0},{"$f":"AB13*I13+($A$4-80)*AI13*$A$12/1000","v":0},{"$f":"AC13*K13+($A$4-80)*AJ13*$A$12/1000","v":0},{"$f":"AD13*M13+($A$4-80)*AK13*$A$12/1000","v":0},{"$f":"AE13*O13+($A$4-80)*AL13*$A$12/1000","v":0}]
[null,62,0,0,0,0,0,0,{"$f":"U14*$I$13","v":0},0,0,0,0,0,0,0,null,1.0083333333333333,0.96250000000000002,0.91666666666666663,0.87083333333333324,0.82916666666666661,0.78749999999999998,0.74583333333333324,0.88842975206611574,0.91774891774891765,0.95,0.98564593301435421,0.97487437185929648,0.96825396825396837,0.96089385474860334,1.06,1.06,1.06,1.06,1.06,1.06,1.06,0,{"$f":"Z14*E14+($A$4-80)*AG14*$A$12/1000","v":0},{"$f":"AA14*G14+($A$4-80)*AH14*$A$12/1000","v":0},0,0,0,0]
[null,57,0,0,0,0,0,0,0,0,0,0,0,0,0,0,null,0.95833333333333337,0.92499999999999993,0.89166666666666661,0.86249999999999993,0.81666666666666676,0.77083333333333337,0.72499999999999998,0.99130434782608701,0.99099099099099097,0.99532710280373837,0.9903381642512078,0.98979591836734682,0.99459459459459454,1,1.06,1.06,1.06,1.06,1.06,1.06,1.06,0,{"$f":"Z15*E15+($A$4-80)*AG15*$A$12/1000","v":0},{"$f":"AA15*G15+($A$4-80)*AH15*$A$12/1000","v":0},0,0,0,0]
[1000,72,0,0,0,0,0,0,0,0,0,0,0,0,0,0,null,1.2208333333333334,1.2166666666666666,1.1708333333333334,1.125,1.0541666666666667,0.98749999999999993,0.92083333333333339,0.50511945392491464,0.51369863013698636,0.52313167259786475,0.52962962962962967,0.54150197628458496,0.5527426160337553,0.56561085972850678,1.06,1.06,1.06,1.06,1.06,1.06,1.06,{"$f":"Y16*C16+($A$4-80)*AF16*$A$16/1000","v":0},{"$f":"Z16*E16+($A$4-80)*AG16*$A$16/1000","v":0},{"$f":"AA16*G16+($A$4-80)*AH16*$A$16/1000","v":0},{"$f":"AB16*I16+($A$4-80)*AI16*$A$16/1000","v":0},{"$f":"AC16*K16+($A$4-80)*AJ16*$A$16/1000","v":0},{"$f":"AD16*M16+($A$4-80)*AK16*$A$16/1000","v":0},{"$f":"AE16*O16+($A$4-80)*AL16*$A$16/1000","v":0}]
[null,67,0,0,0,0,0,0,0,0,0,0,0,0,0,0,null,1.1541666666666666,1.125,1.0791666666666666,1.0333333333333334,0.96250000000000002,0.89583333333333337,0.82916666666666661,0.70758122743682317,0.72962962962962963,0.74517374517374524,0.7661290322580645,0.78787878787878785,0.81395348837209303,0.83919597989949746,1.06,1.06,1.06,1.06,1.06,1.06,1.06,{"$f":"Y17*C17+($A$4-80)*AF17*$A$16/1000","v":0},{"$f":"Z17*E17+($A$4-80)*AG17*$A$16/1000","v":0},{"$f":"AA17*G17+($A$4-80)*AH17*$A$16/1000","v":0},{"$f":"AB17*I17+($A$4-80)*AI17*$A$16/1000","v":0},{"$f":"AC17*K17+($A$4-80)*AJ17*$A$16/1000","v":0},{"$f":"AD17*M17+($A$4-80)*AK17*$A$16/1000","v":0},{"$f":"AE17*O17+($A$4-80)*AL17*$A$16/1000","v":0}]
[null,62,0,0,0,0,0,0,0,0,0,0,0,0,0,0,null,1.0625,1.0250000000000001,0.98333333333333339,0.9375,0.8833333333333333,0.82916666666666661,0.77500000000000002,0.9372549019607842,0.9512195121951218,0.97033898305084731,0.99555555555555553,1,1,1,1.06,1.06,1.06,1.06,1.06,1.06,1.06,0,{"$f":"Z18*E18+($A$4-80)*AG18*$A$16/1000","v":0},{"$f":"AA18*G18+($A$4-80)*AH18*$A$16/1000","v":0},0,0,0,0]
[null,57,0,0,0,0,0,0,0,0,0,0,0,0,0,0,null,1.0291666666666666,1,0.96666666666666667,0.9291666666666667,0.87916666666666676,0.82916666666666661,0.77500000000000002,1,1,0.99568965517241392,1,0.99526066350710896,0.99497487437185939,1,1.06,1.06,1.06,1.06,1.06,1.06,1.06,0,{"$f":"Z19*E19+($A$4-80)*AG19*$A$16/1000","v":0},{"$f":"AA19*G19+($A$4-80)*AH19*$A$16/1000","v":0},0,0,0,0]

{"sheet":"YCS_30","index":56,"n_rows":19,"n_cols":45,"rows_kept":19,"cut":false,"hidden":true,"merged":[[2,0,2,1],[2,2,2,15],[3,2,3,3],[3,4,3,5],[3,6,3,7],[3,8,3,9],[3,10,3,11],[3,12,3,13],[3,14,3,15],[5,2,6,2],[5,3,6,3],[5,4,6,4],[5,5,6,5],[5,6,6,6],[5,7,6,7],[5,8,6,8],[4,0,6,0],[4,1,6,1],[4,2,4,3],[4,4,4,5],[4,6,4,7],[4,8,4,9],[5,9,6,9],[5,10,6,10],[5,11,6,11],[5,12,6,12],[5,13,6,13],[5,14,6,14],[5,15,6,15],[4,10,4,11],[4,12,4,13],[4,14,4,15],[24,10,24,11],[24,12,24,13],[25,2,26,2],[25,9,26,9],[25,10,26,10],[25,11,26,11],[25,12,26,12],[25,13,26,13],[7,0,10,0],[11,0,14,0],[15,0,18,0],[22,0,23,1],[22,2,22,13],[23,2,23,3],[23,4,23,5],[23,6,23,7],[23,8,23,9],[23,10,23,11],[23,12,23,13],[27,0,30,0],[25,3,26,3],[25,4,26,4],[25,5,26,5],[25,6,26,6],[25,7,26,7],[25,8,26,8],[31,0,34,0],[35,0,38,0],[24,0,26,0],[24,1,26,1],[24,2,24,3],[24,4,24,5],[24,6,24,7],[24,8,24,9],[41,0,42,1],[41,2,41,13],[42,2,42,3],[42,4,42,5],[42,6,42,7],[42,8,42,9],[42,10,42,11],[42,12,42,13],[44,10,45,10],[44,11,45,11],[44,12,45,12],[44,13,45,13],[46,0,49,0],[50,0,53,0],[43,10,43,11],[43,12,43,13],[44,2,45,2],[44,3,45,3],[44,4,45,4],[44,5,45,5],[44,6,45,6],[44,7,45,7],[44,8,45,8],[44,9,45,9],[43,0,45,0],[43,1,45,1],[43,2,43,3],[43,4,43,5],[43,6,43,7],[43,8,43,9],[54,0,57,0],[60,0,61,1],[60,2,60,13],[61,2,61,3],[61,4,61,5],[61,6,61,7],[61,8,61,9],[61,10,61,11],[61,12,61,13],[63,10,64,10],[63,11,64,11],[63,12,64,12],[63,13,64,13],[65,0,68,0],[69,0,72,0],[62,10,62,11],[62,12,62,13],[63,2,64,2],[63,3,64,3],[63,4,64,4],[63,5,64,5],[63,6,64,6],[63,7,64,7],[63,8,64,8],[63,9,64,9],[62,0,64,0],[62,1,64,1],[62,2,62,3],[62,4,62,5],[62,6,62,7],[62,8,62,9],[73,0,76,0],[79,0,80,1],[79,2,79,13],[80,2,80,3],[80,4,80,5],[80,6,80,7],[80,8,80,9],[80,10,80,11],[80,12,80,13],[82,10,83,10],[82,11,83,11],[82,12,83,12],[82,13,83,13],[84,0,87,0],[88,0,91,0],[81,10,81,11],[81,12,81,13],[82,2,83,2],[82,3,83,3],[82,4,83,4],[82,5,83,5],[82,6,83,6],[82,7,83,7],[82,8,83,8],[82,9,83,9],[81,0,83,0],[81,1,83,1],[81,2,81,3],[81,4,81,5],[81,6,81,7],[81,8,81,9],[92,0,95,0],[98,0,99,1],[98,2,98,13],[99,2,99,3],[99,4,99,5],[99,6,99,7],[99,8,99,9],[99,10,99,11],[99,12,99,13],[101,10,102,10],[101,11,102,11],[101,12,102,12],[101,13,102,13],[103,0,106,0],[107,0,110,0],[100,10,100,11],[100,12,100,13],[101,2,102,2],[101,3,102,3],[101,4,102,4],[101,5,102,5],[101,6,102,6],[101,7,102,7],[101,8,102,8],[101,9,102,9],[100,0,102,0],[100,1,102,1],[100,2,100,3],[100,4,100,5],[100,6,100,7],[100,8,100,9],[111,0,114,0],[117,0,118,1],[117,2,117,13],[118,2,118,3],[118,4,118,5],[118,6,118,7],[118,8,118,9],[118,10,118,11],[118,12,118,13],[130,0,133,0],[120,10,121,10],[120,11,121,11],[120,12,121,12],[120,13,121,13],[122,0,125,0],[126,0,129,0],[119,10,119,11],[119,12,119,13],[120,2,121,2],[120,3,121,3],[120,4,121,4],[120,5,121,5],[120,6,121,6],[120,7,121,7],[120,8,121,8],[120,9,121,9],[119,0,121,0],[119,1,121,1],[119,2,119,3],[119,4,119,5],[119,6,119,7],[119,8,119,9]]}
[]
["YCS_30"]
["Evaporator Air \n",null,"Condenser  Entering Air Temperature ˚F"]
[80,"°F DB",65,null,75,null,85,null,95,null,105,null,115,null,125]
["CFM","EWB†\n˚F","Capacity Mbtuh",null,"Capacity Mbtuh",null,"Capacity Mbtuh",null,"Capacity Mbtuh",null,"Capacity Mbtuh",null,"Capacity Mbtuh",null,"Capacity Mbtuh"]
[null,null,"Total","Sens.","Total","Sens.","Total","Sens.","Total","Sens.","Total","Sens.","Total","Sens.","Total","Sens."]
[null,null,null,null,null,null,null,null,null,null,null,null,null,null,null,null,null,"Total Factors",null,null,null,null,null,null,"Sens. %",null,null,null,null,null,null,"IDB Adj",null,null,null,null,null,null,"Sens Calc"]
[800,72,{"$f":"R8*$I$13","v":0},{"$f":"IF(AM8>C8,C8,AM8)","v":0},{"$f":"S8*$I$13","v":0},{"$f":"IF(AN8>E8,E8,AN8)","v":0},{"$f":"T8*$I$13","v":0},{"$f":"IF(AO8>G8,G8,AO8)","v":0},{"$f":"U8*$I$13","v":0},{"$f":"IF(AP8>I8,I8,AP8)","v":0},{"$f":"V8*$I$13","v":0},{"$f":"IF(AQ8>K8,K8,AQ8)","v":0},{"$f":"W8*$I$13","v":0},{"$f":"IF(AR8>M8,M8,AR8)","v":0},{"$f":"X8*$I$13","v":0},{"$f":"IF(AS8>O8,O8,AS8)","v":0},null,1.1354166666666667,1.1423611111111109,1.1041666666666667,1.0694444444444444,1.0104166666666667,0.95138888888888884,0.89236111111111105,0.47706422018348621,0.47720364741641336,0.47798742138364775,0.48051948051948051,0.48797250859106522,0.5,0.51361867704280151,1.06,1.06,1.06,1.06,1.06,1.06,1.06,{"$f":"Y8*C8+($A$4-80)*AF8*$A$8/1000","v":0},{"$f":"Z8*E8+($A$4-80)*AG8*$A$8/1000","v":0},{"$f":"AA8*G8+($A$4-80)*AH8*$A$8/1000","v":0},{"$f":"AB8*I8+($A$4-80)*AI8*$A$8/1000","v":0},{"$f":"AC8*K8+($A$4-80)*AJ8*$A$8/1000","v":0},{"$f":"AD8*M8+($A$4-80)*AK8*$A$8/1000","v":0},{"$f":"AE8*O8+($A$4-80)*AL8*$A$8/1000","v":0}]
[null,67,{"$f":"R9*$I$13","v":0},0,0,{"$f":"IF(AN9>E9,E9,AN9)","v":0},0,{"$f":"IF(AO9>G9,G9,AO9)","v":0},{"$f":"U9*$I$13","v":0},{"$f":"IF(AP9>I9,I9,AP9)","v":0},0,{"$f":"IF(AQ9>K9,K9,AQ9)","v":0},0,{"$f":"IF(AR9>M9,M9,AR9)","v":0},0,{"$f":"IF(AS9>O9,O9,AS9)","v":0},null,1.0625,1.0520833333333333,1.0138888888888888,0.97569444444444442,0.91319444444444442,0.85069444444444442,0.78819444444444442,0.64052287581699352,0.65016501650165015,0.65753424657534243,0.66192170818505336,0.68060836501901134,0.70612244897959187,0.73127753303964771,1.06,1.06,1.06,1.06,1.06,1.06,1.06,{"$f":"Y9*C9+($A$4-80)*AF9*$A$8/1000","v":0},{"$f":"Z9*E9+($A$4-80)*AG9*$A$8/1000","v":0},{"$f":"AA9*G9+($A$4-80)*AH9*$A$8/1000","v":0},{"$f":"AB9*I9+($A$4-80)*AI9*$A$8/1000","v":0},{"$f":"AC9*K9+($A$4-80)*AJ9*$A$8/1000","v":0},{"$f":"AD9*M9+($A$4-80)*AK9*$A$8/1000","v":0},{"$f":"AE9*O9+($A$4-80)*AL9*$A$8/1000","v":0}]
[null,62,0,0,0,0,0,0,{"$f":"U10*$I$13","v":0},0,0,0,0,0,0,0,null,0.97916666666666663,0.94791666666666663,0.91319444444444442,0.87847222222222221,0.82638888888888884,0.77083333333333326,0.71875,0.82269503546099287,0.83882783882783873,0.85931558935361219,0.88537549407114613,0.90336134453781514,0.93243243243243246,0.95652173913043481,1.06,1.06,1.06,1.06,1.06,1.06,1.06,0,{"$f":"Z10*E10+($A$4-80)*AG10*$A$8/1000","v":0},{"$f":"AA10*G10+($A$4-80)*AH10*$A$8/1000","v":0},0,0,0,0]
[null,57,0,0,0,0,0,0,{"$f":"U11*$I$13","v":0},0,0,0,0,0,0,0,null,0.91666666666666663,0.89236111111111105,0.86805555555555558,0.84027777777777768,0.79513888888888884,0.75347222222222221,0.70833333333333326,0.98863636363636376,0.98832684824902717,0.9840000000000001,0.98347107438016534,0.99126637554585151,0.99539170506912455,1,1.06,1.06,1.06,1.06,1.06,1.06,1.06,0,{"$f":"Z11*E11+($A$4-80)*AG11*$A$8/1000","v":0},{"$f":"AA11*G11+($A$4-80)*AH11*$A$8/1000","v":0},{"$f":"AB11*I11+($A$4-80)*AI11*$A$8/1000","v":0},0,0,0]
[1000,72,0,0,0,0,0,0,{"$f":"U12*$I$13","v":0},0,0,0,0,0,0,0,null,1.1388888888888888,1.1527777777777779,1.1180555555555556,1.0833333333333333,1.0208333333333333,0.96180555555555547,0.89930555555555547,0.48780487804878053,0.49096385542168675,0.5,0.5064102564102565,0.52040816326530615,0.53429602888086647,0.55212355212355213,1.06,1.06,1.06,1.06,1.06,1.06,1.06,{"$f":"Y12*C12+($A$4-80)*AF12*$A$12/1000","v":0},{"$f":"Z12*E12+($A$4-80)*AG12*$A$12/1000","v":0},{"$f":"AA12*G12+($A$4-80)*AH12*$A$12/1000","v":0},{"$f":"AB12*I12+($A$4-80)*AI12*$A$12/1000","v":0},{"$f":"AC12*K12+($A$4-80)*AJ12*$A$12/1000","v":0},{"$f":"AD12*M12+($A$4-80)*AK12*$A$12/1000","v":0},{"$f":"AE12*O12+($A$4-80)*AL12*$A$12/1000","v":0}]
[null,67,0,0,0,0,0,0,{"$f":"B2","v":0},0,0,0,0,0,0,0,null,1.0729166666666665,1.0659722222222221,1.03125,1,0.93055555555555558,0.86458333333333326,0.79861111111111105,0.66990291262135926,0.69055374592833874,0.70370370370370372,0.71527777777777779,0.7350746268656716,0.75903614457831325,0.78260869565217395,1.06,1.06,1.06,1.06,1.06,1.06,1.06,{"$f":"Y13*C13+($A$4-80)*AF13*$A$12/1000","v":0},{"$f":"Z13*E13+($A$4-80)*AG13*$A$12/1000","v":0},{"$f":"AA13*G13+($A$4-80)*AH13*$A$12/1000","v":0},{"$f":"AB13*I13+($A$4-80)*AI13*$A$12/1000","v":0},{"$f":"AC13*K13+($A$4-80)*AJ13*$A$12/1000","v":0},{"$f":"AD13*M13+($A$4-80)*AK13*$A$12/1000","v":0},{"$f":"AE13*O13+($A$4-80)*AL13*$A$12/1000","v":0}]
[null,62,0,0,0,0,0,0,{"$f":"U14*$I$13","v":0},0,0,0,0,0,0,0,null,1,0.98263888888888884,0.9375,0.89583333333333337,0.84375,0.79513888888888884,0.74652777777777779,0.87152777777777779,0.89399293286219084,0.92222222222222217,0.94961240310077522,0.95473251028806583,0.9606986899563319,0.96744186046511627,1.06,1.06,1.06,1.06,1.06,1.06,1.06,0,{"$f":"Z14*E14+($A$4-80)*AG14*$A$12/1000","v":0},{"$f":"AA14*G14+($A$4-80)*AH14*$A$12/1000","v":0},0,0,0,0]
[null,57,0,0,0,0,0,0,0,0,0,0,0,0,0,0,null,0.96180555555555547,0.94791666666666663,0.91666666666666663,0.88888888888888895,0.84027777777777768,0.79513888888888884,0.74652777777777779,0.98916967509025266,0.98534798534798529,0.98484848484848486,0.98046875,0.98347107438016534,0.98689956331877737,0.99069767441860468,1.06,1.06,1.06,1.06,1.06,1.06,1.06,0,{"$f":"Z15*E15+($A$4-80)*AG15*$A$12/1000","v":0},{"$f":"AA15*G15+($A$4-80)*AH15*$A$12/1000","v":0},0,0,0,0]
[1200,72,0,0,0,0,0,0,0,0,0,0,0,0,0,0,null,1.1458333333333333,1.1631944444444444,1.1319444444444444,1.1006944444444444,1.0347222222222223,0.97222222222222221,0.90625,0.5,0.5074626865671642,0.51840490797546002,0.52996845425867511,0.55033557046979864,0.56785714285714284,0.5938697318007663,1.06,1.06,1.06,1.06,1.06,1.06,1.06,{"$f":"Y16*C16+($A$4-80)*AF16*$A$16/1000","v":0},{"$f":"Z16*E16+($A$4-80)*AG16*$A$16/1000","v":0},{"$f":"AA16*G16+($A$4-80)*AH16*$A$16/1000","v":0},{"$f":"AB16*I16+($A$4-80)*AI16*$A$16/1000","v":0},{"$f":"AC16*K16+($A$4-80)*AJ16*$A$16/1000","v":0},{"$f":"AD16*M16+($A$4-80)*AK16*$A$16/1000","v":0},{"$f":"AE16*O16+($A$4-80)*AL16*$A$16/1000","v":0}]
[null,67,0,0,0,0,0,0,0,0,0,0,0,0,0,0,null,1.0868055555555556,1.0798611111111112,1.0520833333333333,1.0243055555555556,0.95138888888888884,0.88194444444444442,0.80902777777777779,0.69648562300319494,0.72990353697749188,0.74587458745874591,0.76610169491525426,0.78467153284671531,0.80708661417322836,0.83261802575107291,1.06,1.06,1.06,1.06,1.06,1.06,1.06,{"$f":"Y17*C17+($A$4-80)*AF17*$A$16/1000","v":0},{"$f":"Z17*E17+($A$4-80)*AG17*$A$16/1000","v":0},{"$f":"AA17*G17+($A$4-80)*AH17*$A$16/1000","v":0},{"$f":"AB17*I17+($A$4-80)*AI17*$A$16/1000","v":0},{"$f":"AC17*K17+($A$4-80)*AJ17*$A$16/1000","v":0},{"$f":"AD17*M17+($A$4-80)*AK17*$A$16/1000","v":0},{"$f":"AE17*O17+($A$4-80)*AL17*$A$16/1000","v":0}]
[null,62,0,0,0,0,0,0,0,0,0,0,0,0,0,0,null,1.0243055555555556,1.0173611111111112,0.96527777777777779,0.90972222222222221,0.86458333333333326,0.81597222222222221,0.77083333333333326,0.9152542372881356,0.94197952218430037,0.97482014388489213,1,1,0.99574468085106382,0.98198198198198205,1.06,1.06,1.06,1.06,1.06,1.06,1.06,0,{"$f":"Z18*E18+($A$4-80)*AG18*$A$16/1000","v":0},{"$f":"AA18*G18+($A$4-80)*AH18*$A$16/1000","v":0},0,0,0,0]
[null,57,0,0,0,0,0,0,0,0,0,0,0,0,0,0,null,1.0069444444444444,1.0034722222222221,0.96874999999999989,0.93402777777777768,0.88194444444444442,0.83333333333333326,0.78472222222222221,0.98620689655172422,0.98269896193771622,0.98207885304659504,0.98141263940520451,0.98425196850393704,0.98333333333333339,0.98230088495575207,1.06,1.06,1.06,1.06,1.06,1.06,1.06,0,{"$f":"Z19*E19+($A$4-80)*AG19*$A$16/1000","v":0},{"$f":"AA19*G19+($A$4-80)*AH19*$A$16/1000","v":0},0,0,0,0]

{"sheet":"YCS_36","index":57,"n_rows":19,"n_cols":45,"rows_kept":19,"cut":false,"hidden":true,"merged":[[2,0,2,1],[2,2,2,15],[3,2,3,3],[3,4,3,5],[3,6,3,7],[3,8,3,9],[3,10,3,11],[3,12,3,13],[3,14,3,15],[5,2,6,2],[5,3,6,3],[5,4,6,4],[5,5,6,5],[5,6,6,6],[5,7,6,7],[5,8,6,8],[4,0,6,0],[4,1,6,1],[4,2,4,3],[4,4,4,5],[4,6,4,7],[4,8,4,9],[5,9,6,9],[5,10,6,10],[5,11,6,11],[5,12,6,12],[5,13,6,13],[5,14,6,14],[5,15,6,15],[4,10,4,11],[4,12,4,13],[4,14,4,15],[24,10,24,11],[24,12,24,13],[25,2,26,2],[25,9,26,9],[25,10,26,10],[25,11,26,11],[25,12,26,12],[25,13,26,13],[7,0,10,0],[11,0,14,0],[15,0,18,0],[22,0,23,1],[22,2,22,13],[23,2,23,3],[23,4,23,5],[23,6,23,7],[23,8,23,9],[23,10,23,11],[23,12,23,13],[27,0,30,0],[25,3,26,3],[25,4,26,4],[25,5,26,5],[25,6,26,6],[25,7,26,7],[25,8,26,8],[31,0,34,0],[35,0,38,0],[24,0,26,0],[24,1,26,1],[24,2,24,3],[24,4,24,5],[24,6,24,7],[24,8,24,9],[41,0,42,1],[41,2,41,13],[42,2,42,3],[42,4,42,5],[42,6,42,7],[42,8,42,9],[42,10,42,11],[42,12,42,13],[44,10,45,10],[44,11,45,11],[44,12,45,12],[44,13,45,13],[46,0,49,0],[50,0,53,0],[43,10,43,11],[43,12,43,13],[44,2,45,2],[44,3,45,3],[44,4,45,4],[44,5,45,5],[44,6,45,6],[44,7,45,7],[44,8,45,8],[44,9,45,9],[43,0,45,0],[43,1,45,1],[43,2,43,3],[43,4,43,5],[43,6,43,7],[43,8,43,9],[54,0,57,0],[60,0,61,1],[60,2,60,13],[61,2,61,3],[61,4,61,5],[61,6,61,7],[61,8,61,9],[61,10,61,11],[61,12,61,13],[63,10,64,10],[63,11,64,11],[63,12,64,12],[63,13,64,13],[65,0,68,0],[69,0,72,0],[62,10,62,11],[62,12,62,13],[63,2,64,2],[63,3,64,3],[63,4,64,4],[63,5,64,5],[63,6,64,6],[63,7,64,7],[63,8,64,8],[63,9,64,9],[62,0,64,0],[62,1,64,1],[62,2,62,3],[62,4,62,5],[62,6,62,7],[62,8,62,9],[73,0,76,0],[79,0,80,1],[79,2,79,13],[80,2,80,3],[80,4,80,5],[80,6,80,7],[80,8,80,9],[80,10,80,11],[80,12,80,13],[82,10,83,10],[82,11,83,11],[82,12,83,12],[82,13,83,13],[84,0,87,0],[88,0,91,0],[81,10,81,11],[81,12,81,13],[82,2,83,2],[82,3,83,3],[82,4,83,4],[82,5,83,5],[82,6,83,6],[82,7,83,7],[82,8,83,8],[82,9,83,9],[81,0,83,0],[81,1,83,1],[81,2,81,3],[81,4,81,5],[81,6,81,7],[81,8,81,9],[92,0,95,0],[98,0,99,1],[98,2,98,13],[99,2,99,3],[99,4,99,5],[99,6,99,7],[99,8,99,9],[99,10,99,11],[99,12,99,13],[101,10,102,10],[101,11,102,11],[101,12,102,12],[101,13,102,13],[103,0,106,0],[107,0,110,0],[100,10,100,11],[100,12,100,13],[101,2,102,2],[101,3,102,3],[101,4,102,4],[101,5,102,5],[101,6,102,6],[101,7,102,7],[101,8,102,8],[101,9,102,9],[100,0,102,0],[100,1,102,1],[100,2,100,3],[100,4,100,5],[100,6,100,7],[100,8,100,9],[111,0,114,0],[117,0,118,1],[117,2,117,13],[118,2,118,3],[118,4,118,5],[118,6,118,7],[118,8,118,9],[118,10,118,11],[118,12,118,13],[130,0,133,0],[120,10,121,10],[120,11,121,11],[120,12,121,12],[120,13,121,13],[122,0,125,0],[126,0,129,0],[119,10,119,11],[119,12,119,13],[120,2,121,2],[120,3,121,3],[120,4,121,4],[120,5,121,5],[120,6,121,6],[120,7,121,7],[120,8,121,8],[120,9,121,9],[119,0,121,0],[119,1,121,1],[119,2,119,3],[119,4,119,5],[119,6,119,7],[119,8,119,9]]}
[]
["YCS_36"]
["Evaporator Air \n",null,"Condenser  Entering Air Temperature ˚F"]
[80,"°F DB",65,null,75,null,85,null,95,null,105,null,115,null,125]
["CFM","EWB†\n˚F","Capacity Mbtuh",null,"Capacity Mbtuh",null,"Capacity Mbtuh",null,"Capacity Mbtuh",null,"Capacity Mbtuh",null,"Capacity Mbtuh",null,"Capacity Mbtuh"]
[null,null,"Total","Sens.","Total","Sens.","Total","Sens.","Total","Sens.","Total","Sens.","Total","Sens.","Total","Sens."]
[null,null,null,null,null,null,null,null,null,null,null,null,null,null,null,null,null,"Total Factors",null,null,null,null,null,null,"Sens. %",null,null,null,null,null,null,"IDB Adj",null,null,null,null,null,null,"Sens Calc"]
[1000,72,{"$f":"R8*$I$13","v":0},{"$f":"IF(AM8>C8,C8,AM8)","v":0},{"$f":"S8*$I$13","v":0},{"$f":"IF(AN8>E8,E8,AN8)","v":0},{"$f":"T8*$I$13","v":0},{"$f":"IF(AO8>G8,G8,AO8)","v":0},{"$f":"U8*$I$13","v":0},{"$f":"IF(AP8>I8,I8,AP8)","v":0},{"$f":"V8*$I$13","v":0},{"$f":"IF(AQ8>K8,K8,AQ8)","v":0},{"$f":"W8*$I$13","v":0},{"$f":"IF(AR8>M8,M8,AR8)","v":0},{"$f":"X8*$I$13","v":0},{"$f":"IF(AS8>O8,O8,AS8)","v":0},null,1.1657142857142857,1.1828571428571428,1.137142857142857,1.0914285714285714,1.0171428571428571,0.94571428571428573,0.87142857142857144,0.47303921568627455,0.47101449275362323,0.47738693467336685,0.48167539267015702,0.49438202247191015,0.50453172205438057,0.5180327868852459,1.06,1.06,1.06,1.06,1.06,1.06,1.06,{"$f":"Y8*C8+($A$4-80)*AF8*$A$8/1000","v":0},{"$f":"Z8*E8+($A$4-80)*AG8*$A$8/1000","v":0},{"$f":"AA8*G8+($A$4-80)*AH8*$A$8/1000","v":0},{"$f":"AB8*I8+($A$4-80)*AI8*$A$8/1000","v":0},{"$f":"AC8*K8+($A$4-80)*AJ8*$A$8/1000","v":0},{"$f":"AD8*M8+($A$4-80)*AK8*$A$8/1000","v":0},{"$f":"AE8*O8+($A$4-80)*AL8*$A$8/1000","v":0}]
[null,67,{"$f":"R9*$I$13","v":0},0,0,{"$f":"IF(AN9>E9,E9,AN9)","v":0},0,{"$f":"IF(AO9>G9,G9,AO9)","v":0},{"$f":"U9*$I$13","v":0},{"$f":"IF(AP9>I9,I9,AP9)","v":0},0,{"$f":"IF(AQ9>K9,K9,AQ9)","v":0},0,{"$f":"IF(AR9>M9,M9,AR9)","v":0},0,{"$f":"IF(AS9>O9,O9,AS9)","v":0},null,1.102857142857143,1.0914285714285714,1.0371428571428571,0.97999999999999987,0.91714285714285715,0.86,0.8,0.63989637305699476,0.64659685863874339,0.65564738292011027,0.66763848396501457,0.69158878504672894,0.7142857142857143,0.73928571428571421,1.06,1.06,1.06,1.06,1.06,1.06,1.06,{"$f":"Y9*C9+($A$4-80)*AF9*$A$8/1000","v":0},{"$f":"Z9*E9+($A$4-80)*AG9*$A$8/1000","v":0},{"$f":"AA9*G9+($A$4-80)*AH9*$A$8/1000","v":0},{"$f":"AB9*I9+($A$4-80)*AI9*$A$8/1000","v":0},{"$f":"AC9*K9+($A$4-80)*AJ9*$A$8/1000","v":0},{"$f":"AD9*M9+($A$4-80)*AK9*$A$8/1000","v":0},{"$f":"AE9*O9+($A$4-80)*AL9*$A$8/1000","v":0}]
[null,62,0,0,0,0,0,0,{"$f":"U10*$I$13","v":0},0,0,0,0,0,0,0,null,1.2942857142857143,1.5171428571428571,1.2028571428571428,0.88571428571428568,0.82285714285714284,0.76285714285714279,0.70285714285714285,0.65783664459161151,0.5423728813559322,0.66270783847980996,0.87419354838709684,0.90277777777777779,0.93632958801498134,0.97560975609756095,1.06,1.06,1.06,1.06,1.06,1.06,1.06,0,{"$f":"Z10*E10+($A$4-80)*AG10*$A$8/1000","v":0},{"$f":"AA10*G10+($A$4-80)*AH10*$A$8/1000","v":0},0,0,0,0]
[null,57,0,0,0,0,0,0,{"$f":"U11*$I$13","v":0},0,0,0,0,0,0,0,null,0.93714285714285706,0.90285714285714291,0.86857142857142855,0.83714285714285719,0.79714285714285715,0.75714285714285712,0.72,1,1,1,1,1,1,1,1.06,1.06,1.06,1.06,1.06,1.06,1.06,0,{"$f":"Z11*E11+($A$4-80)*AG11*$A$8/1000","v":0},{"$f":"AA11*G11+($A$4-80)*AH11*$A$8/1000","v":0},{"$f":"AB11*I11+($A$4-80)*AI11*$A$8/1000","v":0},0,0,0]
[1200,72,0,0,0,0,0,0,{"$f":"U12*$I$13","v":0},0,0,0,0,0,0,0,null,1.1714285714285715,1.1914285714285715,1.1514285714285712,1.1114285714285714,1.0314285714285714,0.95714285714285718,0.88285714285714278,0.48780487804878048,0.4916067146282973,0.49875930521091816,0.50385604113110549,0.51800554016620493,0.5313432835820896,0.54692556634304201,1.06,1.06,1.06,1.06,1.06,1.06,1.06,{"$f":"Y12*C12+($A$4-80)*AF12*$A$12/1000","v":0},{"$f":"Z12*E12+($A$4-80)*AG12*$A$12/1000","v":0},{"$f":"AA12*G12+($A$4-80)*AH12*$A$12/1000","v":0},{"$f":"AB12*I12+($A$4-80)*AI12*$A$12/1000","v":0},{"$f":"AC12*K12+($A$4-80)*AJ12*$A$12/1000","v":0},{"$f":"AD12*M12+($A$4-80)*AK12*$A$12/1000","v":0},{"$f":"AE12*O12+($A$4-80)*AL12*$A$12/1000","v":0}]
[null,67,0,0,0,0,0,0,{"$f":"B2","v":0},0,0,0,0,0,0,0,null,1.1200000000000001,1.1085714285714285,1.0542857142857143,1,0.93428571428571439,0.87142857142857144,0.80857142857142861,0.6734693877551019,0.69072164948453618,0.70189701897018975,0.7142857142857143,0.74311926605504586,0.77377049180327873,0.80918727915194344,1.06,1.06,1.06,1.06,1.06,1.06,1.06,{"$f":"Y13*C13+($A$4-80)*AF13*$A$12/1000","v":0},{"$f":"Z13*E13+($A$4-80)*AG13*$A$12/1000","v":0},{"$f":"AA13*G13+($A$4-80)*AH13*$A$12/1000","v":0},{"$f":"AB13*I13+($A$4-80)*AI13*$A$12/1000","v":0},{"$f":"AC13*K13+($A$4-80)*AJ13*$A$12/1000","v":0},{"$f":"AD13*M13+($A$4-80)*AK13*$A$12/1000","v":0},{"$f":"AE13*O13+($A$4-80)*AL13*$A$12/1000","v":0}]
[null,62,0,0,0,0,0,0,{"$f":"U14*$I$13","v":0},0,0,0,0,0,0,0,null,1.1857142857142857,1.28,1.0942857142857143,0.90857142857142859,0.85142857142857142,0.79428571428571426,0.73714285714285721,0.77831325301204812,0.7053571428571429,0.79634464751958234,0.92767295597484278,0.94295302013422821,0.96402877697841727,0.98837209302325579,1.06,1.06,1.06,1.06,1.06,1.06,1.06,0,{"$f":"Z14*E14+($A$4-80)*AG14*$A$12/1000","v":0},{"$f":"AA14*G14+($A$4-80)*AH14*$A$12/1000","v":0},0,0,0,0]
[null,57,0,0,0,0,0,0,0,0,0,0,0,0,0,0,null,0.94285714285714284,0.95714285714285718,0.92,0.88,0.84,0.8,0.76,1,1,1,1,1,1,1,1.06,1.06,1.06,1.06,1.06,1.06,1.06,0,{"$f":"Z15*E15+($A$4-80)*AG15*$A$12/1000","v":0},{"$f":"AA15*G15+($A$4-80)*AH15*$A$12/1000","v":0},0,0,0,0]
[1400,72,0,0,0,0,0,0,0,0,0,0,0,0,0,0,null,1.18,1.2028571428571428,1.1657142857142857,1.1285714285714286,1.0485714285714287,0.97142857142857142,0.89428571428571435,0.50121065375302665,0.5106888361045131,0.51715686274509809,0.52658227848101269,0.54223433242506802,0.55588235294117638,0.57507987220447288,1.06,1.06,1.06,1.06,1.06,1.06,1.06,{"$f":"Y16*C16+($A$4-80)*AF16*$A$16/1000","v":0},{"$f":"Z16*E16+($A$4-80)*AG16*$A$16/1000","v":0},{"$f":"AA16*G16+($A$4-80)*AH16*$A$16/1000","v":0},{"$f":"AB16*I16+($A$4-80)*AI16*$A$16/1000","v":0},{"$f":"AC16*K16+($A$4-80)*AJ16*$A$16/1000","v":0},{"$f":"AD16*M16+($A$4-80)*AK16*$A$16/1000","v":0},{"$f":"AE16*O16+($A$4-80)*AL16*$A$16/1000","v":0}]
[null,67,0,0,0,0,0,0,0,0,0,0,0,0,0,0,null,1.1399999999999999,1.1228571428571428,1.0714285714285714,1.02,0.9514285714285714,0.88571428571428568,0.81714285714285717,0.70175438596491235,0.73536895674300251,0.7466666666666667,0.7591036414565826,0.7927927927927928,0.82903225806451608,0.87412587412587406,1.06,1.06,1.06,1.06,1.06,1.06,1.06,{"$f":"Y17*C17+($A$4-80)*AF17*$A$16/1000","v":0},{"$f":"Z17*E17+($A$4-80)*AG17*$A$16/1000","v":0},{"$f":"AA17*G17+($A$4-80)*AH17*$A$16/1000","v":0},{"$f":"AB17*I17+($A$4-80)*AI17*$A$16/1000","v":0},{"$f":"AC17*K17+($A$4-80)*AJ17*$A$16/1000","v":0},{"$f":"AD17*M17+($A$4-80)*AK17*$A$16/1000","v":0},{"$f":"AE17*O17+($A$4-80)*AL17*$A$16/1000","v":0}]
[null,62,0,0,0,0,0,0,0,0,0,0,0,0,0,0,null,1.0771428571428572,1.0457142857142858,0.98857142857142866,0.93142857142857149,0.87714285714285711,0.82571428571428562,0.77428571428571435,0.92042440318302388,0.94262295081967207,0.95953757225433534,0.97852760736196309,0.98371335504885993,0.99307958477508651,1,1.06,1.06,1.06,1.06,1.06,1.06,1.06,0,{"$f":"Z18*E18+($A$4-80)*AG18*$A$16/1000","v":0},{"$f":"AA18*G18+($A$4-80)*AH18*$A$16/1000","v":0},0,0,0,0]
[null,57,0,0,0,0,0,0,0,0,0,0,0,0,0,0,null,0.9514285714285714,1.0142857142857142,0.97142857142857142,0.92571428571428571,0.88285714285714278,0.84,0.79714285714285715,1,1,1,1,1,1,1,1.06,1.06,1.06,1.06,1.06,1.06,1.06,0,{"$f":"Z19*E19+($A$4-80)*AG19*$A$16/1000","v":0},{"$f":"AA19*G19+($A$4-80)*AH19*$A$16/1000","v":0},0,0,0,0]

{"sheet":"YCS_42","index":58,"n_rows":19,"n_cols":45,"rows_kept":19,"cut":false,"hidden":true,"merged":[[2,0,2,1],[2,2,2,15],[3,2,3,3],[3,4,3,5],[3,6,3,7],[3,8,3,9],[3,10,3,11],[3,12,3,13],[3,14,3,15],[5,2,6,2],[5,3,6,3],[5,4,6,4],[5,5,6,5],[5,6,6,6],[5,7,6,7],[5,8,6,8],[4,0,6,0],[4,1,6,1],[4,2,4,3],[4,4,4,5],[4,6,4,7],[4,8,4,9],[5,9,6,9],[5,10,6,10],[5,11,6,11],[5,12,6,12],[5,13,6,13],[5,14,6,14],[5,15,6,15],[4,10,4,11],[4,12,4,13],[4,14,4,15],[24,10,24,11],[24,12,24,13],[25,2,26,2],[25,9,26,9],[25,10,26,10],[25,11,26,11],[25,12,26,12],[25,13,26,13],[7,0,10,0],[11,0,14,0],[15,0,18,0],[22,0,23,1],[22,2,22,13],[23,2,23,3],[23,4,23,5],[23,6,23,7],[23,8,23,9],[23,10,23,11],[23,12,23,13],[27,0,30,0],[25,3,26,3],[25,4,26,4],[25,5,26,5],[25,6,26,6],[25,7,26,7],[25,8,26,8],[31,0,34,0],[35,0,38,0],[24,0,26,0],[24,1,26,1],[24,2,24,3],[24,4,24,5],[24,6,24,7],[24,8,24,9],[41,0,42,1],[41,2,41,13],[42,2,42,3],[42,4,42,5],[42,6,42,7],[42,8,42,9],[42,10,42,11],[42,12,42,13],[44,10,45,10],[44,11,45,11],[44,12,45,12],[44,13,45,13],[46,0,49,0],[50,0,53,0],[43,10,43,11],[43,12,43,13],[44,2,45,2],[44,3,45,3],[44,4,45,4],[44,5,45,5],[44,6,45,6],[44,7,45,7],[44,8,45,8],[44,9,45,9],[43,0,45,0],[43,1,45,1],[43,2,43,3],[43,4,43,5],[43,6,43,7],[43,8,43,9],[54,0,57,0],[60,0,61,1],[60,2,60,13],[61,2,61,3],[61,4,61,5],[61,6,61,7],[61,8,61,9],[61,10,61,11],[61,12,61,13],[63,10,64,10],[63,11,64,11],[63,12,64,12],[63,13,64,13],[65,0,68,0],[69,0,72,0],[62,10,62,11],[62,12,62,13],[63,2,64,2],[63,3,64,3],[63,4,64,4],[63,5,64,5],[63,6,64,6],[63,7,64,7],[63,8,64,8],[63,9,64,9],[62,0,64,0],[62,1,64,1],[62,2,62,3],[62,4,62,5],[62,6,62,7],[62,8,62,9],[73,0,76,0],[79,0,80,1],[79,2,79,13],[80,2,80,3],[80,4,80,5],[80,6,80,7],[80,8,80,9],[80,10,80,11],[80,12,80,13],[82,10,83,10],[82,11,83,11],[82,12,83,12],[82,13,83,13],[84,0,87,0],[88,0,91,0],[81,10,81,11],[81,12,81,13],[82,2,83,2],[82,3,83,3],[82,4,83,4],[82,5,83,5],[82,6,83,6],[82,7,83,7],[82,8,83,8],[82,9,83,9],[81,0,83,0],[81,1,83,1],[81,2,81,3],[81,4,81,5],[81,6,81,7],[81,8,81,9],[92,0,95,0],[98,0,99,1],[98,2,98,13],[99,2,99,3],[99,4,99,5],[99,6,99,7],[99,8,99,9],[99,10,99,11],[99,12,99,13],[101,10,102,10],[101,11,102,11],[101,12,102,12],[101,13,102,13],[103,0,106,0],[107,0,110,0],[100,10,100,11],[100,12,100,13],[101,2,102,2],[101,3,102,3],[101,4,102,4],[101,5,102,5],[101,6,102,6],[101,7,102,7],[101,8,102,8],[101,9,102,9],[100,0,102,0],[100,1,102,1],[100,2,100,3],[100,4,100,5],[100,6,100,7],[100,8,100,9],[111,0,114,0],[117,0,118,1],[117,2,117,13],[118,2,118,3],[118,4,118,5],[118,6,118,7],[118,8,118,9],[118,10,118,11],[118,12,118,13],[130,0,133,0],[120,10,121,10],[120,11,121,11],[120,12,121,12],[120,13,121,13],[122,0,125,0],[126,0,129,0],[119,10,119,11],[119,12,119,13],[120,2,121,2],[120,3,121,3],[120,4,121,4],[120,5,121,5],[120,6,121,6],[120,7,121,7],[120,8,121,8],[120,9,121,9],[119,0,121,0],[119,1,121,1],[119,2,119,3],[119,4,119,5],[119,6,119,7],[119,8,119,9]]}
[]
["YCS_42"]
["Evaporator Air \n",null,"Condenser  Entering Air Temperature ˚F"]
[80,"°F DB",65,null,75,null,85,null,95,null,105,null,115,null,125]
["CFM","EWB†\n˚F","Capacity Mbtuh",null,"Capacity Mbtuh",null,"Capacity Mbtuh",null,"Capacity Mbtuh",null,"Capacity Mbtuh",null,"Capacity Mbtuh",null,"Capacity Mbtuh"]
[null,null,"Total","Sens.","Total","Sens.","Total","Sens.","Total","Sens.","Total","Sens.","Total","Sens.","Total","Sens."]
[null,null,null,null,null,null,null,null,null,null,null,null,null,null,null,null,null,"Total Factors",null,null,null,null,null,null,"Sens. %",null,null,null,null,null,null,"IDB Adj",null,null,null,null,null,null,"Sens Calc"]
[1200,72,{"$f":"R8*$I$13","v":0},{"$f":"IF(AM8>C8,C8,AM8)","v":0},{"$f":"S8*$I$13","v":0},{"$f":"IF(AN8>E8,E8,AN8)","v":0},{"$f":"T8*$I$13","v":0},{"$f":"IF(AO8>G8,G8,AO8)","v":0},{"$f":"U8*$I$13","v":0},{"$f":"IF(AP8>I8,I8,AP8)","v":0},{"$f":"V8*$I$13","v":0},{"$f":"IF(AQ8>K8,K8,AQ8)","v":0},{"$f":"W8*$I$13","v":0},{"$f":"IF(AR8>M8,M8,AR8)","v":0},{"$f":"X8*$I$13","v":0},{"$f":"IF(AS8>O8,O8,AS8)","v":0},null,1.1525000000000001,1.1675,1.1300000000000001,1.0925,1.0249999999999999,0.96,0.89250000000000007,0.50108459869848154,0.50321199143468953,0.50884955752212391,0.51487414187643021,0.52439024390243905,0.53645833333333337,0.55182072829131645,1.06,1.06,1.06,1.06,1.06,1.06,1.06,{"$f":"Y8*C8+($A$4-80)*AF8*$A$8/1000","v":0},{"$f":"Z8*E8+($A$4-80)*AG8*$A$8/1000","v":0},{"$f":"AA8*G8+($A$4-80)*AH8*$A$8/1000","v":0},{"$f":"AB8*I8+($A$4-80)*AI8*$A$8/1000","v":0},{"$f":"AC8*K8+($A$4-80)*AJ8*$A$8/1000","v":0},{"$f":"AD8*M8+($A$4-80)*AK8*$A$8/1000","v":0},{"$f":"AE8*O8+($A$4-80)*AL8*$A$8/1000","v":0}]
[null,67,{"$f":"R9*$I$13","v":0},0,0,{"$f":"IF(AN9>E9,E9,AN9)","v":0},0,{"$f":"IF(AO9>G9,G9,AO9)","v":0},{"$f":"U9*$I$13","v":0},{"$f":"IF(AP9>I9,I9,AP9)","v":0},0,{"$f":"IF(AQ9>K9,K9,AQ9)","v":0},0,{"$f":"IF(AR9>M9,M9,AR9)","v":0},0,{"$f":"IF(AS9>O9,O9,AS9)","v":0},null,1.0874999999999999,1.0649999999999999,1.0249999999999999,0.98499999999999999,0.92500000000000004,0.86750000000000005,0.80749999999999988,0.67126436781609189,0.6901408450704225,0.7,0.71065989847715738,0.72972972972972971,0.74927953890489907,0.77399380804953566,1.06,1.06,1.06,1.06,1.06,1.06,1.06,{"$f":"Y9*C9+($A$4-80)*AF9*$A$8/1000","v":0},{"$f":"Z9*E9+($A$4-80)*AG9*$A$8/1000","v":0},{"$f":"AA9*G9+($A$4-80)*AH9*$A$8/1000","v":0},{"$f":"AB9*I9+($A$4-80)*AI9*$A$8/1000","v":0},{"$f":"AC9*K9+($A$4-80)*AJ9*$A$8/1000","v":0},{"$f":"AD9*M9+($A$4-80)*AK9*$A$8/1000","v":0},{"$f":"AE9*O9+($A$4-80)*AL9*$A$8/1000","v":0}]
[null,62,0,0,0,0,0,0,{"$f":"U10*$I$13","v":0},0,0,0,0,0,0,0,null,1.0175000000000001,0.98249999999999993,0.94250000000000012,0.90250000000000008,0.84499999999999997,0.79,0.73250000000000004,0.85995085995085985,0.88040712468193394,0.8938992042440318,0.90858725761772841,0.92011834319526642,0.93354430379746833,0.95221843003412965,1.06,1.06,1.06,1.06,1.06,1.06,1.06,0,{"$f":"Z10*E10+($A$4-80)*AG10*$A$8/1000","v":0},{"$f":"AA10*G10+($A$4-80)*AH10*$A$8/1000","v":0},0,0,0,0]
[null,57,0,0,0,0,0,0,{"$f":"U11*$I$13","v":0},0,0,0,0,0,0,0,null,0.94499999999999995,0.92249999999999999,0.89749999999999996,0.86999999999999988,0.81500000000000006,0.76249999999999996,0.71,0.95238095238095244,0.95121951219512202,0.94986072423398338,0.95114942528735646,0.95092024539877296,0.95081967213114749,0.95070422535211274,1.06,1.06,1.06,1.06,1.06,1.06,1.06,0,{"$f":"Z11*E11+($A$4-80)*AG11*$A$8/1000","v":0},{"$f":"AA11*G11+($A$4-80)*AH11*$A$8/1000","v":0},{"$f":"AB11*I11+($A$4-80)*AI11*$A$8/1000","v":0},0,0,0]
[1400,72,0,0,0,0,0,0,{"$f":"U12*$I$13","v":0},0,0,0,0,0,0,0,null,1.145,1.165,1.1324999999999998,1.1000000000000001,1.0325,0.97,0.90500000000000003,0.51528384279475992,0.51931330472102999,0.5298013245033113,0.54090909090909089,0.55447941888619856,0.56958762886597947,0.58563535911602205,1.06,1.06,1.06,1.06,1.06,1.06,1.06,{"$f":"Y12*C12+($A$4-80)*AF12*$A$12/1000","v":0},{"$f":"Z12*E12+($A$4-80)*AG12*$A$12/1000","v":0},{"$f":"AA12*G12+($A$4-80)*AH12*$A$12/1000","v":0},{"$f":"AB12*I12+($A$4-80)*AI12*$A$12/1000","v":0},{"$f":"AC12*K12+($A$4-80)*AJ12*$A$12/1000","v":0},{"$f":"AD12*M12+($A$4-80)*AK12*$A$12/1000","v":0},{"$f":"AE12*O12+($A$4-80)*AL12*$A$12/1000","v":0}]
[null,67,0,0,0,0,0,0,{"$f":"B2","v":0},0,0,0,0,0,0,0,null,1.0900000000000001,1.08,1.04,1,0.94000000000000006,0.88000000000000012,0.82,0.69266055045871555,0.71759259259259256,0.73317307692307687,0.75,0.77127659574468077,0.79545454545454541,0.82317073170731714,1.06,1.06,1.06,1.06,1.06,1.06,1.06,{"$f":"Y13*C13+($A$4-80)*AF13*$A$12/1000","v":0},{"$f":"Z13*E13+($A$4-80)*AG13*$A$12/1000","v":0},{"$f":"AA13*G13+($A$4-80)*AH13*$A$12/1000","v":0},{"$f":"AB13*I13+($A$4-80)*AI13*$A$12/1000","v":0},{"$f":"AC13*K13+($A$4-80)*AJ13*$A$12/1000","v":0},{"$f":"AD13*M13+($A$4-80)*AK13*$A$12/1000","v":0},{"$f":"AE13*O13+($A$4-80)*AL13*$A$12/1000","v":0}]
[null,62,0,0,0,0,0,0,{"$f":"U14*$I$13","v":0},0,0,0,0,0,0,0,null,1.0225,0.99499999999999988,0.95500000000000007,0.91750000000000009,0.86,0.80500000000000005,0.75250000000000006,0.88508557457212722,0.91457286432160811,0.92408376963350769,0.92915531335149859,0.93604651162790709,0.94409937888198747,0.95016611295681064,1.06,1.06,1.06,1.06,1.06,1.06,1.06,0,{"$f":"Z14*E14+($A$4-80)*AG14*$A$12/1000","v":0},{"$f":"AA14*G14+($A$4-80)*AH14*$A$12/1000","v":0},0,0,0,0]
[null,57,0,0,0,0,0,0,0,0,0,0,0,0,0,0,null,0.96250000000000002,0.94750000000000001,0.91999999999999993,0.89,0.84000000000000008,0.79,0.74,0.95064935064935063,0.95250659630606871,0.95108695652173925,0.95224719101123589,0.94940476190476186,0.94936708860759489,0.94932432432432434,1.06,1.06,1.06,1.06,1.06,1.06,1.06,0,{"$f":"Z15*E15+($A$4-80)*AG15*$A$12/1000","v":0},{"$f":"AA15*G15+($A$4-80)*AH15*$A$12/1000","v":0},0,0,0,0]
[1600,72,0,0,0,0,0,0,0,0,0,0,0,0,0,0,null,1.1375,1.165,1.135,1.1074999999999999,1.0425,0.98000000000000009,0.91750000000000009,0.52747252747252749,0.53648068669527893,0.5528634361233481,0.56884875846501126,0.58273381294964022,0.59948979591836726,0.61852861035422335,1.06,1.06,1.06,1.06,1.06,1.06,1.06,{"$f":"Y16*C16+($A$4-80)*AF16*$A$16/1000","v":0},{"$f":"Z16*E16+($A$4-80)*AG16*$A$16/1000","v":0},{"$f":"AA16*G16+($A$4-80)*AH16*$A$16/1000","v":0},{"$f":"AB16*I16+($A$4-80)*AI16*$A$16/1000","v":0},{"$f":"AC16*K16+($A$4-80)*AJ16*$A$16/1000","v":0},{"$f":"AD16*M16+($A$4-80)*AK16*$A$16/1000","v":0},{"$f":"AE16*O16+($A$4-80)*AL16*$A$16/1000","v":0}]
[null,67,0,0,0,0,0,0,0,0,0,0,0,0,0,0,null,1.0925,1.095,1.0550000000000002,1.0150000000000001,0.95250000000000001,0.89250000000000007,0.83249999999999991,0.71395881006864981,0.7442922374429225,0.76540284360189559,0.78817733990147776,0.81364829396325455,0.84033613445378141,0.87387387387387394,1.06,1.06,1.06,1.06,1.06,1.06,1.06,{"$f":"Y17*C17+($A$4-80)*AF17*$A$16/1000","v":0},{"$f":"Z17*E17+($A$4-80)*AG17*$A$16/1000","v":0},{"$f":"AA17*G17+($A$4-80)*AH17*$A$16/1000","v":0},{"$f":"AB17*I17+($A$4-80)*AI17*$A$16/1000","v":0},{"$f":"AC17*K17+($A$4-80)*AJ17*$A$16/1000","v":0},{"$f":"AD17*M17+($A$4-80)*AK17*$A$16/1000","v":0},{"$f":"AE17*O17+($A$4-80)*AL17*$A$16/1000","v":0}]
[null,62,0,0,0,0,0,0,0,0,0,0,0,0,0,0,null,1.0275000000000001,1.0074999999999998,0.96750000000000003,0.93,0.87750000000000006,0.82250000000000001,0.77,0.90997566909975658,0.95037220843672454,0.95090439276485772,0.95161290322580638,0.94871794871794857,0.9513677811550153,0.95129870129870131,1.06,1.06,1.06,1.06,1.06,1.06,1.06,0,{"$f":"Z18*E18+($A$4-80)*AG18*$A$16/1000","v":0},{"$f":"AA18*G18+($A$4-80)*AH18*$A$16/1000","v":0},0,0,0,0]
[null,57,0,0,0,0,0,0,0,0,0,0,0,0,0,0,null,0.97750000000000004,0.97249999999999992,0.94250000000000012,0.90999999999999992,0.86250000000000004,0.81500000000000006,0.76749999999999996,0.95140664961636834,0.95115681233933169,0.94960212201591498,0.95054945054945061,0.95072463768115933,0.95092024539877296,0.95114006514657978,1.06,1.06,1.06,1.06,1.06,1.06,1.06,0,{"$f":"Z19*E19+($A$4-80)*AG19*$A$16/1000","v":0},{"$f":"AA19*G19+($A$4-80)*AH19*$A$16/1000","v":0},0,0,0,0]

{"sheet":"YCS_48","index":59,"n_rows":19,"n_cols":45,"rows_kept":19,"cut":false,"hidden":true,"merged":[[2,0,2,1],[2,2,2,15],[3,2,3,3],[3,4,3,5],[3,6,3,7],[3,8,3,9],[3,10,3,11],[3,12,3,13],[3,14,3,15],[5,2,6,2],[5,3,6,3],[5,4,6,4],[5,5,6,5],[5,6,6,6],[5,7,6,7],[5,8,6,8],[4,0,6,0],[4,1,6,1],[4,2,4,3],[4,4,4,5],[4,6,4,7],[4,8,4,9],[5,9,6,9],[5,10,6,10],[5,11,6,11],[5,12,6,12],[5,13,6,13],[5,14,6,14],[5,15,6,15],[4,10,4,11],[4,12,4,13],[4,14,4,15],[24,10,24,11],[24,12,24,13],[25,2,26,2],[25,9,26,9],[25,10,26,10],[25,11,26,11],[25,12,26,12],[25,13,26,13],[7,0,10,0],[11,0,14,0],[15,0,18,0],[22,0,23,1],[22,2,22,13],[23,2,23,3],[23,4,23,5],[23,6,23,7],[23,8,23,9],[23,10,23,11],[23,12,23,13],[27,0,30,0],[25,3,26,3],[25,4,26,4],[25,5,26,5],[25,6,26,6],[25,7,26,7],[25,8,26,8],[31,0,34,0],[35,0,38,0],[24,0,26,0],[24,1,26,1],[24,2,24,3],[24,4,24,5],[24,6,24,7],[24,8,24,9],[41,0,42,1],[41,2,41,13],[42,2,42,3],[42,4,42,5],[42,6,42,7],[42,8,42,9],[42,10,42,11],[42,12,42,13],[44,10,45,10],[44,11,45,11],[44,12,45,12],[44,13,45,13],[46,0,49,0],[50,0,53,0],[43,10,43,11],[43,12,43,13],[44,2,45,2],[44,3,45,3],[44,4,45,4],[44,5,45,5],[44,6,45,6],[44,7,45,7],[44,8,45,8],[44,9,45,9],[43,0,45,0],[43,1,45,1],[43,2,43,3],[43,4,43,5],[43,6,43,7],[43,8,43,9],[54,0,57,0],[60,0,61,1],[60,2,60,13],[61,2,61,3],[61,4,61,5],[61,6,61,7],[61,8,61,9],[61,10,61,11],[61,12,61,13],[63,10,64,10],[63,11,64,11],[63,12,64,12],[63,13,64,13],[65,0,68,0],[69,0,72,0],[62,10,62,11],[62,12,62,13],[63,2,64,2],[63,3,64,3],[63,4,64,4],[63,5,64,5],[63,6,64,6],[63,7,64,7],[63,8,64,8],[63,9,64,9],[62,0,64,0],[62,1,64,1],[62,2,62,3],[62,4,62,5],[62,6,62,7],[62,8,62,9],[73,0,76,0],[79,0,80,1],[79,2,79,13],[80,2,80,3],[80,4,80,5],[80,6,80,7],[80,8,80,9],[80,10,80,11],[80,12,80,13],[82,10,83,10],[82,11,83,11],[82,12,83,12],[82,13,83,13],[84,0,87,0],[88,0,91,0],[81,10,81,11],[81,12,81,13],[82,2,83,2],[82,3,83,3],[82,4,83,4],[82,5,83,5],[82,6,83,6],[82,7,83,7],[82,8,83,8],[82,9,83,9],[81,0,83,0],[81,1,83,1],[81,2,81,3],[81,4,81,5],[81,6,81,7],[81,8,81,9],[92,0,95,0],[98,0,99,1],[98,2,98,13],[99,2,99,3],[99,4,99,5],[99,6,99,7],[99,8,99,9],[99,10,99,11],[99,12,99,13],[101,10,102,10],[101,11,102,11],[101,12,102,12],[101,13,102,13],[103,0,106,0],[107,0,110,0],[100,10,100,11],[100,12,100,13],[101,2,102,2],[101,3,102,3],[101,4,102,4],[101,5,102,5],[101,6,102,6],[101,7,102,7],[101,8,102,8],[101,9,102,9],[100,0,102,0],[100,1,102,1],[100,2,100,3],[100,4,100,5],[100,6,100,7],[100,8,100,9],[111,0,114,0],[117,0,118,1],[117,2,117,13],[118,2,118,3],[118,4,118,5],[118,6,118,7],[118,8,118,9],[118,10,118,11],[118,12,118,13],[130,0,133,0],[120,10,121,10],[120,11,121,11],[120,12,121,12],[120,13,121,13],[122,0,125,0],[126,0,129,0],[119,10,119,11],[119,12,119,13],[120,2,121,2],[120,3,121,3],[120,4,121,4],[120,5,121,5],[120,6,121,6],[120,7,121,7],[120,8,121,8],[120,9,121,9],[119,0,121,0],[119,1,121,1],[119,2,119,3],[119,4,119,5],[119,6,119,7],[119,8,119,9]]}
[]
["YCS_48"]
["Evaporator Air \n",null,"Condenser  Entering Air Temperature ˚F"]
[80,"°F DB",65,null,75,null,85,null,95,null,105,null,115,null,125]
["CFM","EWB†\n˚F","Capacity Mbtuh",null,"Capacity Mbtuh",null,"Capacity Mbtuh",null,"Capacity Mbtuh",null,"Capacity Mbtuh",null,"Capacity Mbtuh",null,"Capacity Mbtuh"]
[null,null,"Total","Sens.","Total","Sens.","Total","Sens.","Total","Sens.","Total","Sens.","Total","Sens.","Total","Sens."]
[null,null,null,null,null,null,null,null,null,null,null,null,null,null,null,null,null,"Total Factors",null,null,null,null,null,null,"Sens. %",null,null,null,null,null,null,"IDB Adj",null,null,null,null,null,null,"Sens Calc"]
[1400,72,{"$f":"R8*$I$13","v":0},{"$f":"IF(AM8>C8,C8,AM8)","v":0},{"$f":"S8*$I$13","v":0},{"$f":"IF(AN8>E8,E8,AN8)","v":0},{"$f":"T8*$I$13","v":0},{"$f":"IF(AO8>G8,G8,AO8)","v":0},{"$f":"U8*$I$13","v":0},{"$f":"IF(AP8>I8,I8,AP8)","v":0},{"$f":"V8*$I$13","v":0},{"$f":"IF(AQ8>K8,K8,AQ8)","v":0},{"$f":"W8*$I$13","v":0},{"$f":"IF(AR8>M8,M8,AR8)","v":0},{"$f":"X8*$I$13","v":0},{"$f":"IF(AS8>O8,O8,AS8)","v":0},null,1.071578947368421,1.0926315789473684,1.0778947368421052,1.0610526315789472,1.0063157894736841,0.95157894736842108,0.89684210526315788,0.46758349705304519,0.47206165703275532,0.48046875,0.49007936507936506,0.497907949790795,0.50663716814159288,0.51643192488262912,1.06,1.06,1.06,1.06,1.06,1.06,1.06,{"$f":"Y8*C8+($A$4-80)*AF8*$A$8/1000","v":0},{"$f":"Z8*E8+($A$4-80)*AG8*$A$8/1000","v":0},{"$f":"AA8*G8+($A$4-80)*AH8*$A$8/1000","v":0},{"$f":"AB8*I8+($A$4-80)*AI8*$A$8/1000","v":0},{"$f":"AC8*K8+($A$4-80)*AJ8*$A$8/1000","v":0},{"$f":"AD8*M8+($A$4-80)*AK8*$A$8/1000","v":0},{"$f":"AE8*O8+($A$4-80)*AL8*$A$8/1000","v":0}]
[null,67,{"$f":"R9*$I$13","v":0},0,0,{"$f":"IF(AN9>E9,E9,AN9)","v":0},0,{"$f":"IF(AO9>G9,G9,AO9)","v":0},{"$f":"U9*$I$13","v":0},{"$f":"IF(AP9>I9,I9,AP9)","v":0},0,{"$f":"IF(AQ9>K9,K9,AQ9)","v":0},0,{"$f":"IF(AR9>M9,M9,AR9)","v":0},0,{"$f":"IF(AS9>O9,O9,AS9)","v":0},null,1.0442105263157895,1.0505263157894738,1.0189473684210526,0.98736842105263156,0.92842105263157892,0.87157894736842101,0.8147368421052632,0.63306451612903225,0.65130260521042083,0.66735537190082639,0.68656716417910457,0.70294784580498859,0.72222222222222221,0.7441860465116279,1.06,1.06,1.06,1.06,1.06,1.06,1.06,{"$f":"Y9*C9+($A$4-80)*AF9*$A$8/1000","v":0},{"$f":"Z9*E9+($A$4-80)*AG9*$A$8/1000","v":0},{"$f":"AA9*G9+($A$4-80)*AH9*$A$8/1000","v":0},{"$f":"AB9*I9+($A$4-80)*AI9*$A$8/1000","v":0},{"$f":"AC9*K9+($A$4-80)*AJ9*$A$8/1000","v":0},{"$f":"AD9*M9+($A$4-80)*AK9*$A$8/1000","v":0},{"$f":"AE9*O9+($A$4-80)*AL9*$A$8/1000","v":0}]
[null,62,0,0,0,0,0,0,{"$f":"U10*$I$13","v":0},0,0,0,0,0,0,0,null,0.99578947368421045,0.98736842105263156,0.94315789473684208,0.89894736842105272,0.84631578947368424,0.79578947368421049,0.74526315789473685,0.82875264270613114,0.86353944562899787,0.87500000000000011,0.88524590163934413,0.91044776119402981,0.93915343915343918,0.96892655367231639,1.06,1.06,1.06,1.06,1.06,1.06,1.06,0,{"$f":"Z10*E10+($A$4-80)*AG10*$A$8/1000","v":0},{"$f":"AA10*G10+($A$4-80)*AH10*$A$8/1000","v":0},0,0,0,0]
[null,57,0,0,0,0,0,0,{"$f":"U11*$I$13","v":0},0,0,0,0,0,0,0,null,0.93894736842105264,0.93473684210526309,0.89684210526315788,0.85894736842105257,0.81894736842105265,0.78315789473684216,0.74526315789473685,0.98430493273542596,0.9864864864864864,0.9859154929577465,0.98529411764705899,0.98971722365038561,0.99193548387096764,0.99435028248587587,1.06,1.06,1.06,1.06,1.06,1.06,1.06,0,{"$f":"Z11*E11+($A$4-80)*AG11*$A$8/1000","v":0},{"$f":"AA11*G11+($A$4-80)*AH11*$A$8/1000","v":0},{"$f":"AB11*I11+($A$4-80)*AI11*$A$8/1000","v":0},0,0,0]
[1600,72,0,0,0,0,0,0,{"$f":"U12*$I$13","v":0},0,0,0,0,0,0,0,null,1.0736842105263158,1.0968421052631578,1.0842105263157895,1.071578947368421,1.0147368421052632,0.96000000000000008,0.90526315789473688,0.47254901960784318,0.47984644913627639,0.49126213592233009,0.50491159135559927,0.51452282157676343,0.52412280701754377,0.53488372093023251,1.06,1.06,1.06,1.06,1.06,1.06,1.06,{"$f":"Y12*C12+($A$4-80)*AF12*$A$12/1000","v":0},{"$f":"Z12*E12+($A$4-80)*AG12*$A$12/1000","v":0},{"$f":"AA12*G12+($A$4-80)*AH12*$A$12/1000","v":0},{"$f":"AB12*I12+($A$4-80)*AI12*$A$12/1000","v":0},{"$f":"AC12*K12+($A$4-80)*AJ12*$A$12/1000","v":0},{"$f":"AD12*M12+($A$4-80)*AK12*$A$12/1000","v":0},{"$f":"AE12*O12+($A$4-80)*AL12*$A$12/1000","v":0}]
[null,67,0,0,0,0,0,0,{"$f":"B2","v":0},0,0,0,0,0,0,0,null,1.0505263157894738,1.0589473684210526,1.0294736842105263,1,0.93894736842105264,0.88210526315789473,0.82315789473684209,0.64529058116232474,0.66998011928429435,0.69325153374233128,0.72000000000000008,0.73991031390134532,0.75894988066825775,0.78516624040920713,1.06,1.06,1.06,1.06,1.06,1.06,1.06,{"$f":"Y13*C13+($A$4-80)*AF13*$A$12/1000","v":0},{"$f":"Z13*E13+($A$4-80)*AG13*$A$12/1000","v":0},{"$f":"AA13*G13+($A$4-80)*AH13*$A$12/1000","v":0},{"$f":"AB13*I13+($A$4-80)*AI13*$A$12/1000","v":0},{"$f":"AC13*K13+($A$4-80)*AJ13*$A$12/1000","v":0},{"$f":"AD13*M13+($A$4-80)*AK13*$A$12/1000","v":0},{"$f":"AE13*O13+($A$4-80)*AL13*$A$12/1000","v":0}]
[null,62,0,0,0,0,0,0,{"$f":"U14*$I$13","v":0},0,0,0,0,0,0,0,null,1.0021052631578948,0.99789473684210528,0.95789473684210524,0.91578947368421049,0.86526315789473685,0.81684210526315781,0.76631578947368417,0.8529411764705882,0.89451476793248941,0.90989010989010988,0.93103448275862066,0.94647201946472015,0.96134020618556704,0.98351648351648346,1.06,1.06,1.06,1.06,1.06,1.06,1.06,0,{"$f":"Z14*E14+($A$4-80)*AG14*$A$12/1000","v":0},{"$f":"AA14*G14+($A$4-80)*AH14*$A$12/1000","v":0},0,0,0,0]
[null,57,0,0,0,0,0,0,0,0,0,0,0,0,0,0,null,0.95578947368421052,0.9621052631578948,0.9263157894736842,0.89052631578947361,0.84842105263157885,0.80842105263157893,0.76842105263157889,0.986784140969163,0.98687089715536103,0.98636363636363633,0.98581560283687952,0.98759305210918114,0.98958333333333337,0.989041095890411,1.06,1.06,1.06,1.06,1.06,1.06,1.06,0,{"$f":"Z15*E15+($A$4-80)*AG15*$A$12/1000","v":0},{"$f":"AA15*G15+($A$4-80)*AH15*$A$12/1000","v":0},0,0,0,0]
[1800,72,0,0,0,0,0,0,0,0,0,0,0,0,0,0,null,1.0757894736842106,1.1010526315789473,1.0905263157894736,1.0799999999999998,1.0252631578947369,0.97052631578947368,0.91578947368421049,0.47945205479452052,0.48565965583173998,0.50386100386100396,0.52046783625730997,0.52977412731006157,0.54013015184381774,0.55172413793103448,1.06,1.06,1.06,1.06,1.06,1.06,1.06,{"$f":"Y16*C16+($A$4-80)*AF16*$A$16/1000","v":0},{"$f":"Z16*E16+($A$4-80)*AG16*$A$16/1000","v":0},{"$f":"AA16*G16+($A$4-80)*AH16*$A$16/1000","v":0},{"$f":"AB16*I16+($A$4-80)*AI16*$A$16/1000","v":0},{"$f":"AC16*K16+($A$4-80)*AJ16*$A$16/1000","v":0},{"$f":"AD16*M16+($A$4-80)*AK16*$A$16/1000","v":0},{"$f":"AE16*O16+($A$4-80)*AL16*$A$16/1000","v":0}]
[null,67,0,0,0,0,0,0,0,0,0,0,0,0,0,0,null,1.0547368421052632,1.0673684210526317,1.04,1.0126315789473685,0.95157894736842108,0.89052631578947361,0.83157894736842108,0.66067864271457089,0.68639053254437865,0.71862348178137658,0.75259875259875264,0.77433628318584069,0.79905437352245856,0.8253164556962026,1.06,1.06,1.06,1.06,1.06,1.06,1.06,{"$f":"Y17*C17+($A$4-80)*AF17*$A$16/1000","v":0},{"$f":"Z17*E17+($A$4-80)*AG17*$A$16/1000","v":0},{"$f":"AA17*G17+($A$4-80)*AH17*$A$16/1000","v":0},{"$f":"AB17*I17+($A$4-80)*AI17*$A$16/1000","v":0},{"$f":"AC17*K17+($A$4-80)*AJ17*$A$16/1000","v":0},{"$f":"AD17*M17+($A$4-80)*AK17*$A$16/1000","v":0},{"$f":"AE17*O17+($A$4-80)*AL17*$A$16/1000","v":0}]
[null,62,0,0,0,0,0,0,0,0,0,0,0,0,0,0,null,1.0105263157894737,1.0084210526315789,0.97263157894736851,0.93473684210526309,0.88421052631578945,0.83789473684210525,0.78947368421052633,0.87708333333333333,0.9248434237995824,0.94588744588744589,0.97297297297297303,0.98095238095238102,0.98492462311557805,0.9920000000000001,1.06,1.06,1.06,1.06,1.06,1.06,1.06,0,{"$f":"Z18*E18+($A$4-80)*AG18*$A$16/1000","v":0},{"$f":"AA18*G18+($A$4-80)*AH18*$A$16/1000","v":0},0,0,0,0]
[null,57,0,0,0,0,0,0,0,0,0,0,0,0,0,0,null,0.97263157894736851,0.99157894736842112,0.95789473684210524,0.92421052631578948,0.87789473684210528,0.83578947368421064,0.79157894736842105,0.98701298701298701,0.98513800424628439,0.98461538461538456,0.98633257403189067,0.98800959232613905,0.98488664987405539,0.98404255319148937,1.06,1.06,1.06,1.06,1.06,1.06,1.06,0,{"$f":"Z19*E19+($A$4-80)*AG19*$A$16/1000","v":0},{"$f":"AA19*G19+($A$4-80)*AH19*$A$16/1000","v":0},0,0,0,0]

{"sheet":"YCS_60","index":60,"n_rows":19,"n_cols":45,"rows_kept":19,"cut":false,"hidden":true,"merged":[[2,0,2,1],[2,2,2,15],[3,2,3,3],[3,4,3,5],[3,6,3,7],[3,8,3,9],[3,10,3,11],[3,12,3,13],[3,14,3,15],[5,2,6,2],[5,3,6,3],[5,4,6,4],[5,5,6,5],[5,6,6,6],[5,7,6,7],[5,8,6,8],[4,0,6,0],[4,1,6,1],[4,2,4,3],[4,4,4,5],[4,6,4,7],[4,8,4,9],[5,9,6,9],[5,10,6,10],[5,11,6,11],[5,12,6,12],[5,13,6,13],[5,14,6,14],[5,15,6,15],[4,10,4,11],[4,12,4,13],[4,14,4,15],[24,10,24,11],[24,12,24,13],[25,2,26,2],[25,9,26,9],[25,10,26,10],[25,11,26,11],[25,12,26,12],[25,13,26,13],[7,0,10,0],[11,0,14,0],[15,0,18,0],[22,0,23,1],[22,2,22,13],[23,2,23,3],[23,4,23,5],[23,6,23,7],[23,8,23,9],[23,10,23,11],[23,12,23,13],[27,0,30,0],[25,3,26,3],[25,4,26,4],[25,5,26,5],[25,6,26,6],[25,7,26,7],[25,8,26,8],[31,0,34,0],[35,0,38,0],[24,0,26,0],[24,1,26,1],[24,2,24,3],[24,4,24,5],[24,6,24,7],[24,8,24,9],[41,0,42,1],[41,2,41,13],[42,2,42,3],[42,4,42,5],[42,6,42,7],[42,8,42,9],[42,10,42,11],[42,12,42,13],[44,10,45,10],[44,11,45,11],[44,12,45,12],[44,13,45,13],[46,0,49,0],[50,0,53,0],[43,10,43,11],[43,12,43,13],[44,2,45,2],[44,3,45,3],[44,4,45,4],[44,5,45,5],[44,6,45,6],[44,7,45,7],[44,8,45,8],[44,9,45,9],[43,0,45,0],[43,1,45,1],[43,2,43,3],[43,4,43,5],[43,6,43,7],[43,8,43,9],[54,0,57,0],[60,0,61,1],[60,2,60,13],[61,2,61,3],[61,4,61,5],[61,6,61,7],[61,8,61,9],[61,10,61,11],[61,12,61,13],[63,10,64,10],[63,11,64,11],[63,12,64,12],[63,13,64,13],[65,0,68,0],[69,0,72,0],[62,10,62,11],[62,12,62,13],[63,2,64,2],[63,3,64,3],[63,4,64,4],[63,5,64,5],[63,6,64,6],[63,7,64,7],[63,8,64,8],[63,9,64,9],[62,0,64,0],[62,1,64,1],[62,2,62,3],[62,4,62,5],[62,6,62,7],[62,8,62,9],[73,0,76,0],[79,0,80,1],[79,2,79,13],[80,2,80,3],[80,4,80,5],[80,6,80,7],[80,8,80,9],[80,10,80,11],[80,12,80,13],[82,10,83,10],[82,11,83,11],[82,12,83,12],[82,13,83,13],[84,0,87,0],[88,0,91,0],[81,10,81,11],[81,12,81,13],[82,2,83,2],[82,3,83,3],[82,4,83,4],[82,5,83,5],[82,6,83,6],[82,7,83,7],[82,8,83,8],[82,9,83,9],[81,0,83,0],[81,1,83,1],[81,2,81,3],[81,4,81,5],[81,6,81,7],[81,8,81,9],[92,0,95,0],[98,0,99,1],[98,2,98,13],[99,2,99,3],[99,4,99,5],[99,6,99,7],[99,8,99,9],[99,10,99,11],[99,12,99,13],[101,10,102,10],[101,11,102,11],[101,12,102,12],[101,13,102,13],[103,0,106,0],[107,0,110,0],[100,10,100,11],[100,12,100,13],[101,2,102,2],[101,3,102,3],[101,4,102,4],[101,5,102,5],[101,6,102,6],[101,7,102,7],[101,8,102,8],[101,9,102,9],[100,0,102,0],[100,1,102,1],[100,2,100,3],[100,4,100,5],[100,6,100,7],[100,8,100,9],[111,0,114,0],[117,0,118,1],[117,2,117,13],[118,2,118,3],[118,4,118,5],[118,6,118,7],[118,8,118,9],[118,10,118,11],[118,12,118,13],[130,0,133,0],[120,10,121,10],[120,11,121,11],[120,12,121,12],[120,13,121,13],[122,0,125,0],[126,0,129,0],[119,10,119,11],[119,12,119,13],[120,2,121,2],[120,3,121,3],[120,4,121,4],[120,5,121,5],[120,6,121,6],[120,7,121,7],[120,8,121,8],[120,9,121,9],[119,0,121,0],[119,1,121,1],[119,2,119,3],[119,4,119,5],[119,6,119,7],[119,8,119,9]]}
[]
["YCS_60"]
["Evaporator Air \n",null,"Condenser  Entering Air Temperature ˚F"]
[80,"°F DB",65,null,75,null,85,null,95,null,105,null,115,null,125]
["CFM","EWB†\n˚F","Capacity Mbtuh",null,"Capacity Mbtuh",null,"Capacity Mbtuh",null,"Capacity Mbtuh",null,"Capacity Mbtuh",null,"Capacity Mbtuh",null,"Capacity Mbtuh"]
[null,null,"Total","Sens.","Total","Sens.","Total","Sens.","Total","Sens.","Total","Sens.","Total","Sens.","Total","Sens."]
[null,null,null,null,null,null,null,null,null,null,null,null,null,null,null,null,null,"Total Factors",null,null,null,null,null,null,"Sens. %",null,null,null,null,null,null,"IDB Adj",null,null,null,null,null,null,"Sens Calc"]
[1530,72,{"$f":"R8*$I$13","v":0},{"$f":"IF(AM8>C8,C8,AM8)","v":0},{"$f":"S8*$I$13","v":0},{"$f":"IF(AN8>E8,E8,AN8)","v":0},{"$f":"T8*$I$13","v":0},{"$f":"IF(AO8>G8,G8,AO8)","v":0},{"$f":"U8*$I$13","v":0},{"$f":"IF(AP8>I8,I8,AP8)","v":0},{"$f":"V8*$I$13","v":0},{"$f":"IF(AQ8>K8,K8,AQ8)","v":0},{"$f":"W8*$I$13","v":0},{"$f":"IF(AR8>M8,M8,AR8)","v":0},{"$f":"X8*$I$13","v":0},{"$f":"IF(AS8>O8,O8,AS8)","v":0},null,1.1732142857142858,1.155357142857143,1.1142857142857143,1.075,1.0178571428571428,0.96071428571428563,0.90535714285714286,0.50228310502283102,0.50231839258114375,0.50480769230769229,0.50664451827242518,0.51052631578947372,0.51486988847583648,0.52071005917159763,1.06,1.06,1.06,1.06,1.06,1.06,1.06,{"$f":"Y8*C8+($A$4-80)*AF8*$A$8/1000","v":0},{"$f":"Z8*E8+($A$4-80)*AG8*$A$8/1000","v":0},{"$f":"AA8*G8+($A$4-80)*AH8*$A$8/1000","v":0},{"$f":"AB8*I8+($A$4-80)*AI8*$A$8/1000","v":0},{"$f":"AC8*K8+($A$4-80)*AJ8*$A$8/1000","v":0},{"$f":"AD8*M8+($A$4-80)*AK8*$A$8/1000","v":0},{"$f":"AE8*O8+($A$4-80)*AL8*$A$8/1000","v":0}]
[null,67,{"$f":"R9*$I$13","v":0},0,0,{"$f":"IF(AN9>E9,E9,AN9)","v":0},0,{"$f":"IF(AO9>G9,G9,AO9)","v":0},{"$f":"U9*$I$13","v":0},{"$f":"IF(AP9>I9,I9,AP9)","v":0},0,{"$f":"IF(AQ9>K9,K9,AQ9)","v":0},0,{"$f":"IF(AR9>M9,M9,AR9)","v":0},0,{"$f":"IF(AS9>O9,O9,AS9)","v":0},null,1.1071428571428572,1.0767857142857142,1.0339285714285713,0.98928571428571421,0.93571428571428572,0.8839285714285714,0.8303571428571429,0.6758064516129032,0.67827529021558874,0.68911917098445596,0.70216606498194944,0.71755725190839703,0.73333333333333328,0.75268817204301075,1.06,1.06,1.06,1.06,1.06,1.06,1.06,{"$f":"Y9*C9+($A$4-80)*AF9*$A$8/1000","v":0},{"$f":"Z9*E9+($A$4-80)*AG9*$A$8/1000","v":0},{"$f":"AA9*G9+($A$4-80)*AH9*$A$8/1000","v":0},{"$f":"AB9*I9+($A$4-80)*AI9*$A$8/1000","v":0},{"$f":"AC9*K9+($A$4-80)*AJ9*$A$8/1000","v":0},{"$f":"AD9*M9+($A$4-80)*AK9*$A$8/1000","v":0},{"$f":"AE9*O9+($A$4-80)*AL9*$A$8/1000","v":0}]
[null,62,0,0,0,0,0,0,{"$f":"U10*$I$13","v":0},0,0,0,0,0,0,0,null,1.0214285714285716,0.99285714285714288,0.95000000000000007,0.90714285714285714,0.85178571428571437,0.79821428571428577,0.74642857142857133,0.8601398601398601,0.87949640287769781,0.89097744360902253,0.9055118110236221,0.93291404612159323,0.96196868008948544,0.99521531100478478,1.06,1.06,1.06,1.06,1.06,1.06,1.06,0,{"$f":"Z10*E10+($A$4-80)*AG10*$A$8/1000","v":0},{"$f":"AA10*G10+($A$4-80)*AH10*$A$8/1000","v":0},0,0,0,0]
[null,57,0,0,0,0,0,0,{"$f":"U11*$I$13","v":0},0,0,0,0,0,0,0,null,0.96607142857142858,0.94464285714285712,0.9,0.85535714285714282,0.8214285714285714,0.78749999999999998,0.75535714285714284,1,1,1,1,1,1,1,1.06,1.06,1.06,1.06,1.06,1.06,1.06,0,{"$f":"Z11*E11+($A$4-80)*AG11*$A$8/1000","v":0},{"$f":"AA11*G11+($A$4-80)*AH11*$A$8/1000","v":0},{"$f":"AB11*I11+($A$4-80)*AI11*$A$8/1000","v":0},0,0,0]
[1730,72,0,0,0,0,0,0,{"$f":"U12*$I$13","v":0},0,0,0,0,0,0,0,null,1.1857142857142857,1.1732142857142858,1.1303571428571428,1.0857142857142856,1.0249999999999999,0.9642857142857143,0.90535714285714286,0.51355421686746983,0.51293759512937598,0.51500789889415488,0.51973684210526316,0.52613240418118468,0.53518518518518521,0.54240631163708086,1.06,1.06,1.06,1.06,1.06,1.06,1.06,{"$f":"Y12*C12+($A$4-80)*AF12*$A$12/1000","v":0},{"$f":"Z12*E12+($A$4-80)*AG12*$A$12/1000","v":0},{"$f":"AA12*G12+($A$4-80)*AH12*$A$12/1000","v":0},{"$f":"AB12*I12+($A$4-80)*AI12*$A$12/1000","v":0},{"$f":"AC12*K12+($A$4-80)*AJ12*$A$12/1000","v":0},{"$f":"AD12*M12+($A$4-80)*AK12*$A$12/1000","v":0},{"$f":"AE12*O12+($A$4-80)*AL12*$A$12/1000","v":0}]
[null,67,0,0,0,0,0,0,{"$f":"B2","v":0},0,0,0,0,0,0,0,null,1.1232142857142857,1.0982142857142858,1.0482142857142858,1,0.9464285714285714,0.89464285714285718,0.84285714285714286,0.69475357710651831,0.70243902439024397,0.717206132879046,0.7321428571428571,0.74905660377358496,0.76646706586826341,0.78601694915254239,1.06,1.06,1.06,1.06,1.06,1.06,1.06,{"$f":"Y13*C13+($A$4-80)*AF13*$A$12/1000","v":0},{"$f":"Z13*E13+($A$4-80)*AG13*$A$12/1000","v":0},{"$f":"AA13*G13+($A$4-80)*AH13*$A$12/1000","v":0},{"$f":"AB13*I13+($A$4-80)*AI13*$A$12/1000","v":0},{"$f":"AC13*K13+($A$4-80)*AJ13*$A$12/1000","v":0},{"$f":"AD13*M13+($A$4-80)*AK13*$A$12/1000","v":0},{"$f":"AE13*O13+($A$4-80)*AL13*$A$12/1000","v":0}]
[null,62,0,0,0,0,0,0,{"$f":"U14*$I$13","v":0},0,0,0,0,0,0,0,null,1.0392857142857144,1.0125,0.96785714285714286,0.92142857142857149,0.86785714285714288,0.81607142857142867,0.76428571428571423,0.89518900343642605,0.91181657848324515,0.92619926199261993,0.94186046511627908,0.96502057613168724,0.99124726477024061,1,1.06,1.06,1.06,1.06,1.06,1.06,1.06,0,{"$f":"Z14*E14+($A$4-80)*AG14*$A$12/1000","v":0},{"$f":"AA14*G14+($A$4-80)*AH14*$A$12/1000","v":0},0,0,0,0]
[null,57,0,0,0,0,0,0,0,0,0,0,0,0,0,0,null,1.0017857142857143,0.97499999999999998,0.93035714285714288,0.8839285714285714,0.8482142857142857,0.8125,0.77857142857142858,1,1,1,1,1,1,1,1.06,1.06,1.06,1.06,1.06,1.06,1.06,0,{"$f":"Z15*E15+($A$4-80)*AG15*$A$12/1000","v":0},{"$f":"AA15*G15+($A$4-80)*AH15*$A$12/1000","v":0},0,0,0,0]
[1930,72,0,0,0,0,0,0,0,0,0,0,0,0,0,0,null,1.1982142857142857,1.1928571428571428,1.1446428571428571,1.0964285714285713,1.032142857142857,0.96785714285714286,0.90535714285714286,0.52309985096870348,0.52095808383233533,0.5273010920436817,0.53257328990228014,0.54325259515570934,0.55350553505535049,0.56607495069033531,1.06,1.06,1.06,1.06,1.06,1.06,1.06,{"$f":"Y16*C16+($A$4-80)*AF16*$A$16/1000","v":0},{"$f":"Z16*E16+($A$4-80)*AG16*$A$16/1000","v":0},{"$f":"AA16*G16+($A$4-80)*AH16*$A$16/1000","v":0},{"$f":"AB16*I16+($A$4-80)*AI16*$A$16/1000","v":0},{"$f":"AC16*K16+($A$4-80)*AJ16*$A$16/1000","v":0},{"$f":"AD16*M16+($A$4-80)*AK16*$A$16/1000","v":0},{"$f":"AE16*O16+($A$4-80)*AL16*$A$16/1000","v":0}]
[null,67,0,0,0,0,0,0,0,0,0,0,0,0,0,0,null,1.1392857142857142,1.1178571428571429,1.0642857142857143,1.0107142857142857,0.95714285714285718,0.90535714285714286,0.85357142857142854,0.71316614420062696,0.72523961661341851,0.74161073825503354,0.7614840989399293,0.77985074626865669,0.79881656804733725,0.82217573221757323,1.06,1.06,1.06,1.06,1.06,1.06,1.06,{"$f":"Y17*C17+($A$4-80)*AF17*$A$16/1000","v":0},{"$f":"Z17*E17+($A$4-80)*AG17*$A$16/1000","v":0},{"$f":"AA17*G17+($A$4-80)*AH17*$A$16/1000","v":0},{"$f":"AB17*I17+($A$4-80)*AI17*$A$16/1000","v":0},{"$f":"AC17*K17+($A$4-80)*AJ17*$A$16/1000","v":0},{"$f":"AD17*M17+($A$4-80)*AK17*$A$16/1000","v":0},{"$f":"AE17*O17+($A$4-80)*AL17*$A$16/1000","v":0}]
[null,62,0,0,0,0,0,0,0,0,0,0,0,0,0,0,null,1.0553571428571429,1.032142857142857,0.98392857142857149,0.9375,0.88571428571428579,0.83392857142857146,0.78392857142857142,0.92893401015228427,0.94463667820069208,0.96007259528130662,0.97523809523809524,0.99395161290322576,1,1,1.06,1.06,1.06,1.06,1.06,1.06,1.06,0,{"$f":"Z18*E18+($A$4-80)*AG18*$A$16/1000","v":0},{"$f":"AA18*G18+($A$4-80)*AH18*$A$16/1000","v":0},0,0,0,0]
[null,57,0,0,0,0,0,0,0,0,0,0,0,0,0,0,null,1.0357142857142858,1.0071428571428571,0.95892857142857146,0.91249999999999998,0.875,0.83750000000000002,0.80178571428571421,1,1,1,1,1,1,1,1.06,1.06,1.06,1.06,1.06,1.06,1.06,0,{"$f":"Z19*E19+($A$4-80)*AG19*$A$16/1000","v":0},{"$f":"AA19*G19+($A$4-80)*AH19*$A$16/1000","v":0},0,0,0,0]

{"sheet":"YFE_18","index":61,"n_rows":19,"n_cols":45,"rows_kept":19,"cut":false,"hidden":true,"merged":[[2,0,2,1],[2,2,2,15],[3,2,3,3],[3,4,3,5],[3,6,3,7],[3,8,3,9],[3,10,3,11],[3,12,3,13],[3,14,3,15],[5,2,6,2],[5,3,6,3],[5,4,6,4],[5,5,6,5],[5,6,6,6],[5,7,6,7],[5,8,6,8],[4,0,6,0],[4,1,6,1],[4,2,4,3],[4,4,4,5],[4,6,4,7],[4,8,4,9],[5,9,6,9],[5,10,6,10],[5,11,6,11],[5,12,6,12],[5,13,6,13],[5,14,6,14],[5,15,6,15],[4,10,4,11],[4,12,4,13],[4,14,4,15],[24,10,24,11],[24,12,24,13],[25,2,26,2],[25,9,26,9],[25,10,26,10],[25,11,26,11],[25,12,26,12],[25,13,26,13],[7,0,10,0],[11,0,14,0],[15,0,18,0],[22,0,23,1],[22,2,22,13],[23,2,23,3],[23,4,23,5],[23,6,23,7],[23,8,23,9],[23,10,23,11],[23,12,23,13],[27,0,30,0],[25,3,26,3],[25,4,26,4],[25,5,26,5],[25,6,26,6],[25,7,26,7],[25,8,26,8],[31,0,34,0],[35,0,38,0],[24,0,26,0],[24,1,26,1],[24,2,24,3],[24,4,24,5],[24,6,24,7],[24,8,24,9],[41,0,42,1],[41,2,41,13],[42,2,42,3],[42,4,42,5],[42,6,42,7],[42,8,42,9],[42,10,42,11],[42,12,42,13],[44,10,45,10],[44,11,45,11],[44,12,45,12],[44,13,45,13],[46,0,49,0],[50,0,53,0],[43,10,43,11],[43,12,43,13],[44,2,45,2],[44,3,45,3],[44,4,45,4],[44,5,45,5],[44,6,45,6],[44,7,45,7],[44,8,45,8],[44,9,45,9],[43,0,45,0],[43,1,45,1],[43,2,43,3],[43,4,43,5],[43,6,43,7],[43,8,43,9],[54,0,57,0],[60,0,61,1],[60,2,60,13],[61,2,61,3],[61,4,61,5],[61,6,61,7],[61,8,61,9],[61,10,61,11],[61,12,61,13],[63,10,64,10],[63,11,64,11],[63,12,64,12],[63,13,64,13],[65,0,68,0],[69,0,72,0],[62,10,62,11],[62,12,62,13],[63,2,64,2],[63,3,64,3],[63,4,64,4],[63,5,64,5],[63,6,64,6],[63,7,64,7],[63,8,64,8],[63,9,64,9],[62,0,64,0],[62,1,64,1],[62,2,62,3],[62,4,62,5],[62,6,62,7],[62,8,62,9],[73,0,76,0],[79,0,80,1],[79,2,79,13],[80,2,80,3],[80,4,80,5],[80,6,80,7],[80,8,80,9],[80,10,80,11],[80,12,80,13],[82,10,83,10],[82,11,83,11],[82,12,83,12],[82,13,83,13],[84,0,87,0],[88,0,91,0],[81,10,81,11],[81,12,81,13],[82,2,83,2],[82,3,83,3],[82,4,83,4],[82,5,83,5],[82,6,83,6],[82,7,83,7],[82,8,83,8],[82,9,83,9],[81,0,83,0],[81,1,83,1],[81,2,81,3],[81,4,81,5],[81,6,81,7],[81,8,81,9],[92,0,95,0],[98,0,99,1],[98,2,98,13],[99,2,99,3],[99,4,99,5],[99,6,99,7],[99,8,99,9],[99,10,99,11],[99,12,99,13],[101,10,102,10],[101,11,102,11],[101,12,102,12],[101,13,102,13],[103,0,106,0],[107,0,110,0],[100,10,100,11],[100,12,100,13],[101,2,102,2],[101,3,102,3],[101,4,102,4],[101,5,102,5],[101,6,102,6],[101,7,102,7],[101,8,102,8],[101,9,102,9],[100,0,102,0],[100,1,102,1],[100,2,100,3],[100,4,100,5],[100,6,100,7],[100,8,100,9],[111,0,114,0],[117,0,118,1],[117,2,117,13],[118,2,118,3],[118,4,118,5],[118,6,118,7],[118,8,118,9],[118,10,118,11],[118,12,118,13],[130,0,133,0],[120,10,121,10],[120,11,121,11],[120,12,121,12],[120,13,121,13],[122,0,125,0],[126,0,129,0],[119,10,119,11],[119,12,119,13],[120,2,121,2],[120,3,121,3],[120,4,121,4],[120,5,121,5],[120,6,121,6],[120,7,121,7],[120,8,121,8],[120,9,121,9],[119,0,121,0],[119,1,121,1],[119,2,119,3],[119,4,119,5],[119,6,119,7],[119,8,119,9]]}
[]
["YFE_18"]
["Evaporator Air \n",null,"Condenser  Entering Air Temperature ˚F"]
[80,"°F DB",65,null,75,null,85,null,95,null,105,null,115,null,125]
["CFM","EWB†\n˚F","Capacity Mbtuh",null,"Capacity Mbtuh",null,"Capacity Mbtuh",null,"Capacity Mbtuh",null,"Capacity Mbtuh",null,"Capacity Mbtuh",null,"Capacity Mbtuh"]
[null,null,"Total","Sens.","Total","Sens.","Total","Sens.","Total","Sens.","Total","Sens.","Total","Sens.","Total","Sens."]
[null,null,null,null,null,null,null,null,null,null,null,null,null,null,null,null,null,"Total Factors",null,null,null,null,null,null,"Sens. %",null,null,null,null,null,null,"IDB Adj",null,null,null,null,null,null,"Sens Calc"]
[450,72,{"$f":"R8*$I$13","v":0},{"$f":"IF(AM8>C8,C8,AM8)","v":0},{"$f":"S8*$I$13","v":0},{"$f":"IF(AN8>E8,E8,AN8)","v":0},{"$f":"T8*$I$13","v":0},{"$f":"IF(AO8>G8,G8,AO8)","v":0},{"$f":"U8*$I$13","v":0},{"$f":"IF(AP8>I8,I8,AP8)","v":0},{"$f":"V8*$I$13","v":0},{"$f":"IF(AQ8>K8,K8,AQ8)","v":0},{"$f":"W8*$I$13","v":0},{"$f":"IF(AR8>M8,M8,AR8)","v":0},{"$f":"X8*$I$13","v":0},{"$f":"IF(AS8>O8,O8,AS8)","v":0},null,0.7640449438202247,0.74157303370786509,0.7247191011235955,0.70224719101123589,0.6685393258426966,0.6404494382022472,0.6067415730337079,0.75,0.75000000000000011,0.7441860465116279,0.752,0.74789915966386555,0.74561403508771928,0.74999999999999989,1.06,1.06,1.06,1.06,1.06,1.06,1.06,{"$f":"Y8*C8+($A$4-80)*AF8*$A$8/1000","v":0},{"$f":"Z8*E8+($A$4-80)*AG8*$A$8/1000","v":0},{"$f":"AA8*G8+($A$4-80)*AH8*$A$8/1000","v":0},{"$f":"AB8*I8+($A$4-80)*AI8*$A$8/1000","v":0},{"$f":"AC8*K8+($A$4-80)*AJ8*$A$8/1000","v":0},{"$f":"AD8*M8+($A$4-80)*AK8*$A$8/1000","v":0},{"$f":"AE8*O8+($A$4-80)*AL8*$A$8/1000","v":0}]
[null,67,{"$f":"R9*$I$13","v":0},0,0,{"$f":"IF(AN9>E9,E9,AN9)","v":0},0,{"$f":"IF(AO9>G9,G9,AO9)","v":0},{"$f":"U9*$I$13","v":0},{"$f":"IF(AP9>I9,I9,AP9)","v":0},0,{"$f":"IF(AQ9>K9,K9,AQ9)","v":0},0,{"$f":"IF(AR9>M9,M9,AR9)","v":0},0,{"$f":"IF(AS9>O9,O9,AS9)","v":0},null,0.9438202247191011,0.9157303370786517,0.898876404494382,0.87640449438202239,0.84269662921348309,0.8089887640449438,0.7752808988764045,0.74404761904761907,0.74846625766871155,0.74375000000000002,0.75,0.74666666666666659,0.74305555555555547,0.74637681159420288,1.06,1.06,1.06,1.06,1.06,1.06,1.06,{"$f":"Y9*C9+($A$4-80)*AF9*$A$8/1000","v":0},{"$f":"Z9*E9+($A$4-80)*AG9*$A$8/1000","v":0},{"$f":"AA9*G9+($A$4-80)*AH9*$A$8/1000","v":0},{"$f":"AB9*I9+($A$4-80)*AI9*$A$8/1000","v":0},{"$f":"AC9*K9+($A$4-80)*AJ9*$A$8/1000","v":0},{"$f":"AD9*M9+($A$4-80)*AK9*$A$8/1000","v":0},{"$f":"AE9*O9+($A$4-80)*AL9*$A$8/1000","v":0}]
[null,62,0,0,0,0,0,0,{"$f":"U10*$I$13","v":0},0,0,0,0,0,0,0,null,1.1067415730337078,1.0842696629213484,1.050561797752809,1.0224719101123594,0.9831460674157303,0.9438202247191011,0.898876404494382,0.74619289340101524,0.74611398963730569,0.74866310160427807,0.74725274725274726,0.74857142857142855,0.74404761904761907,0.75,1.06,1.06,1.06,1.06,1.06,1.06,1.06,0,{"$f":"Z10*E10+($A$4-80)*AG10*$A$8/1000","v":0},{"$f":"AA10*G10+($A$4-80)*AH10*$A$8/1000","v":0},0,0,0,0]
[null,57,0,0,0,0,0,0,{"$f":"U11*$I$13","v":0},0,0,0,0,0,0,0,null,1.2078651685393258,1.1741573033707864,1.1348314606741572,1.101123595505618,1.0617977528089886,1.0224719101123594,0.9831460674157303,0.74883720930232567,0.74641148325358853,0.74752475247524752,0.74489795918367341,0.74603174603174605,0.74725274725274726,0.74857142857142855,1.06,1.06,1.06,1.06,1.06,1.06,1.06,0,{"$f":"Z11*E11+($A$4-80)*AG11*$A$8/1000","v":0},{"$f":"AA11*G11+($A$4-80)*AH11*$A$8/1000","v":0},{"$f":"AB11*I11+($A$4-80)*AI11*$A$8/1000","v":0},0,0,0]
[600,72,0,0,0,0,0,0,{"$f":"U12*$I$13","v":0},0,0,0,0,0,0,0,null,0.848314606741573,0.82022471910112349,0.8033707865168539,0.78651685393258419,0.7471910112359551,0.7078651685393258,0.6685393258426966,0.7483443708609272,0.74657534246575352,0.74825174825174812,0.74285714285714288,0.74436090225563911,0.74603174603174605,0.74789915966386555,1.06,1.06,1.06,1.06,1.06,1.06,1.06,{"$f":"Y12*C12+($A$4-80)*AF12*$A$12/1000","v":0},{"$f":"Z12*E12+($A$4-80)*AG12*$A$12/1000","v":0},{"$f":"AA12*G12+($A$4-80)*AH12*$A$12/1000","v":0},{"$f":"AB12*I12+($A$4-80)*AI12*$A$12/1000","v":0},{"$f":"AC12*K12+($A$4-80)*AJ12*$A$12/1000","v":0},{"$f":"AD12*M12+($A$4-80)*AK12*$A$12/1000","v":0},{"$f":"AE12*O12+($A$4-80)*AL12*$A$12/1000","v":0}]
[null,67,0,0,0,0,0,0,{"$f":"B2","v":0},0,0,0,0,0,0,0,null,1.0617977528089886,1.0393258426966292,1.0224719101123594,1,0.9606741573033708,0.92134831460674149,0.87640449438202239,0.74603174603174605,0.75135135135135134,0.74725274725274726,0.7471910112359551,0.74853801169590639,0.74390243902439024,0.75,1.06,1.06,1.06,1.06,1.06,1.06,1.06,{"$f":"Y13*C13+($A$4-80)*AF13*$A$12/1000","v":0},{"$f":"Z13*E13+($A$4-80)*AG13*$A$12/1000","v":0},{"$f":"AA13*G13+($A$4-80)*AH13*$A$12/1000","v":0},{"$f":"AB13*I13+($A$4-80)*AI13*$A$12/1000","v":0},{"$f":"AC13*K13+($A$4-80)*AJ13*$A$12/1000","v":0},{"$f":"AD13*M13+($A$4-80)*AK13*$A$12/1000","v":0},{"$f":"AE13*O13+($A$4-80)*AL13*$A$12/1000","v":0}]
[null,62,0,0,0,0,0,0,{"$f":"U14*$I$13","v":0},0,0,0,0,0,0,0,null,1.2640449438202246,1.2303370786516852,1.2078651685393258,1.1910112359550562,1.1235955056179774,1.0617977528089886,0.99438202247190999,0.7466666666666667,0.74885844748858443,0.74883720930232567,0.74528301886792458,0.745,0.74603174603174605,0.74576271186440679,1.06,1.06,1.06,1.06,1.06,1.06,1.06,0,{"$f":"Z14*E14+($A$4-80)*AG14*$A$12/1000","v":0},{"$f":"AA14*G14+($A$4-80)*AH14*$A$12/1000","v":0},0,0,0,0]
[null,57,0,0,0,0,0,0,0,0,0,0,0,0,0,0,null,1.3146067415730336,1.2808988764044944,1.2303370786516852,1.1797752808988764,1.1292134831460674,1.0786516853932584,1.0280898876404494,0.74786324786324787,0.74561403508771928,0.7442922374429225,0.74761904761904763,0.74626865671641784,0.75,0.74863387978142071,1.06,1.06,1.06,1.06,1.06,1.06,1.06,0,{"$f":"Z15*E15+($A$4-80)*AG15*$A$12/1000","v":0},{"$f":"AA15*G15+($A$4-80)*AH15*$A$12/1000","v":0},0,0,0,0]
[750,72,0,0,0,0,0,0,0,0,0,0,0,0,0,0,null,0.92696629213483139,0.898876404494382,0.88202247191011229,0.8651685393258427,0.82022471910112349,0.7752808988764045,0.73595505617977519,0.74545454545454548,0.75,0.74522292993630568,0.74675324675324672,0.74657534246575352,0.74637681159420288,0.74809160305343514,1.06,1.06,1.06,1.06,1.06,1.06,1.06,{"$f":"Y16*C16+($A$4-80)*AF16*$A$16/1000","v":0},{"$f":"Z16*E16+($A$4-80)*AG16*$A$16/1000","v":0},{"$f":"AA16*G16+($A$4-80)*AH16*$A$16/1000","v":0},{"$f":"AB16*I16+($A$4-80)*AI16*$A$16/1000","v":0},{"$f":"AC16*K16+($A$4-80)*AJ16*$A$16/1000","v":0},{"$f":"AD16*M16+($A$4-80)*AK16*$A$16/1000","v":0},{"$f":"AE16*O16+($A$4-80)*AL16*$A$16/1000","v":0}]
[null,67,0,0,0,0,0,0,0,0,0,0,0,0,0,0,null,1.1797752808988764,1.1685393258426966,1.146067415730337,1.1235955056179774,1.0730337078651686,1.0280898876404494,0.9831460674157303,0.74761904761904763,0.74519230769230771,0.74509803921568629,0.745,0.74869109947643975,0.74863387978142071,0.74857142857142855,1.06,1.06,1.06,1.06,1.06,1.06,1.06,{"$f":"Y17*C17+($A$4-80)*AF17*$A$16/1000","v":0},{"$f":"Z17*E17+($A$4-80)*AG17*$A$16/1000","v":0},{"$f":"AA17*G17+($A$4-80)*AH17*$A$16/1000","v":0},{"$f":"AB17*I17+($A$4-80)*AI17*$A$16/1000","v":0},{"$f":"AC17*K17+($A$4-80)*AJ17*$A$16/1000","v":0},{"$f":"AD17*M17+($A$4-80)*AK17*$A$16/1000","v":0},{"$f":"AE17*O17+($A$4-80)*AL17*$A$16/1000","v":0}]
[null,62,0,0,0,0,0,0,0,0,0,0,0,0,0,0,null,1.4213483146067416,1.3764044943820224,1.3651685393258426,1.353932584269663,1.2640449438202246,1.1797752808988764,1.089887640449438,0.74703557312252955,0.74693877551020416,0.74897119341563778,0.74688796680497926,0.7466666666666667,0.74761904761904763,0.74742268041237114,1.06,1.06,1.06,1.06,1.06,1.06,1.06,0,{"$f":"Z18*E18+($A$4-80)*AG18*$A$16/1000","v":0},{"$f":"AA18*G18+($A$4-80)*AH18*$A$16/1000","v":0},0,0,0,0]
[null,57,0,0,0,0,0,0,0,0,0,0,0,0,0,0,null,1.4269662921348314,1.3876404494382022,1.3202247191011236,1.2584269662921348,1.196629213483146,1.1348314606741572,1.0730337078651686,0.74409448818897639,0.74493927125506065,0.74893617021276604,0.7455357142857143,0.74647887323943662,0.74752475247524752,0.74869109947643975,1.06,1.06,1.06,1.06,1.06,1.06,1.06,0,{"$f":"Z19*E19+($A$4-80)*AG19*$A$16/1000","v":0},{"$f":"AA19*G19+($A$4-80)*AH19*$A$16/1000","v":0},0,0,0,0]

{"sheet":"YFE_24","index":62,"n_rows":19,"n_cols":45,"rows_kept":19,"cut":false,"hidden":true,"merged":[[2,0,2,1],[2,2,2,15],[3,2,3,3],[3,4,3,5],[3,6,3,7],[3,8,3,9],[3,10,3,11],[3,12,3,13],[3,14,3,15],[5,2,6,2],[5,3,6,3],[5,4,6,4],[5,5,6,5],[5,6,6,6],[5,7,6,7],[5,8,6,8],[4,0,6,0],[4,1,6,1],[4,2,4,3],[4,4,4,5],[4,6,4,7],[4,8,4,9],[5,9,6,9],[5,10,6,10],[5,11,6,11],[5,12,6,12],[5,13,6,13],[5,14,6,14],[5,15,6,15],[4,10,4,11],[4,12,4,13],[4,14,4,15],[24,10,24,11],[24,12,24,13],[25,2,26,2],[25,9,26,9],[25,10,26,10],[25,11,26,11],[25,12,26,12],[25,13,26,13],[7,0,10,0],[11,0,14,0],[15,0,18,0],[22,0,23,1],[22,2,22,13],[23,2,23,3],[23,4,23,5],[23,6,23,7],[23,8,23,9],[23,10,23,11],[23,12,23,13],[27,0,30,0],[25,3,26,3],[25,4,26,4],[25,5,26,5],[25,6,26,6],[25,7,26,7],[25,8,26,8],[31,0,34,0],[35,0,38,0],[24,0,26,0],[24,1,26,1],[24,2,24,3],[24,4,24,5],[24,6,24,7],[24,8,24,9],[41,0,42,1],[41,2,41,13],[42,2,42,3],[42,4,42,5],[42,6,42,7],[42,8,42,9],[42,10,42,11],[42,12,42,13],[44,10,45,10],[44,11,45,11],[44,12,45,12],[44,13,45,13],[46,0,49,0],[50,0,53,0],[43,10,43,11],[43,12,43,13],[44,2,45,2],[44,3,45,3],[44,4,45,4],[44,5,45,5],[44,6,45,6],[44,7,45,7],[44,8,45,8],[44,9,45,9],[43,0,45,0],[43,1,45,1],[43,2,43,3],[43,4,43,5],[43,6,43,7],[43,8,43,9],[54,0,57,0],[60,0,61,1],[60,2,60,13],[61,2,61,3],[61,4,61,5],[61,6,61,7],[61,8,61,9],[61,10,61,11],[61,12,61,13],[63,10,64,10],[63,11,64,11],[63,12,64,12],[63,13,64,13],[65,0,68,0],[69,0,72,0],[62,10,62,11],[62,12,62,13],[63,2,64,2],[63,3,64,3],[63,4,64,4],[63,5,64,5],[63,6,64,6],[63,7,64,7],[63,8,64,8],[63,9,64,9],[62,0,64,0],[62,1,64,1],[62,2,62,3],[62,4,62,5],[62,6,62,7],[62,8,62,9],[73,0,76,0],[79,0,80,1],[79,2,79,13],[80,2,80,3],[80,4,80,5],[80,6,80,7],[80,8,80,9],[80,10,80,11],[80,12,80,13],[82,10,83,10],[82,11,83,11],[82,12,83,12],[82,13,83,13],[84,0,87,0],[88,0,91,0],[81,10,81,11],[81,12,81,13],[82,2,83,2],[82,3,83,3],[82,4,83,4],[82,5,83,5],[82,6,83,6],[82,7,83,7],[82,8,83,8],[82,9,83,9],[81,0,83,0],[81,1,83,1],[81,2,81,3],[81,4,81,5],[81,6,81,7],[81,8,81,9],[92,0,95,0],[98,0,99,1],[98,2,98,13],[99,2,99,3],[99,4,99,5],[99,6,99,7],[99,8,99,9],[99,10,99,11],[99,12,99,13],[101,10,102,10],[101,11,102,11],[101,12,102,12],[101,13,102,13],[103,0,106,0],[107,0,110,0],[100,10,100,11],[100,12,100,13],[101,2,102,2],[101,3,102,3],[101,4,102,4],[101,5,102,5],[101,6,102,6],[101,7,102,7],[101,8,102,8],[101,9,102,9],[100,0,102,0],[100,1,102,1],[100,2,100,3],[100,4,100,5],[100,6,100,7],[100,8,100,9],[111,0,114,0],[117,0,118,1],[117,2,117,13],[118,2,118,3],[118,4,118,5],[118,6,118,7],[118,8,118,9],[118,10,118,11],[118,12,118,13],[130,0,133,0],[120,10,121,10],[120,11,121,11],[120,12,121,12],[120,13,121,13],[122,0,125,0],[126,0,129,0],[119,10,119,11],[119,12,119,13],[120,2,121,2],[120,3,121,3],[120,4,121,4],[120,5,121,5],[120,6,121,6],[120,7,121,7],[120,8,121,8],[120,9,121,9],[119,0,121,0],[119,1,121,1],[119,2,119,3],[119,4,119,5],[119,6,119,7],[119,8,119,9]]}
[]
["YFE_24"]
["Evaporator Air \n",null,"Condenser  Entering Air Temperature ˚F"]
[80,"°F DB",65,null,75,null,85,null,95,null,105,null,115,null,125]
["CFM","EWB†\n˚F","Capacity Mbtuh",null,"Capacity Mbtuh",null,"Capacity Mbtuh",null,"Capacity Mbtuh",null,"Capacity Mbtuh",null,"Capacity Mbtuh",null,"Capacity Mbtuh"]
[null,null,"Total","Sens.","Total","Sens.","Total","Sens.","Total","Sens.","Total","Sens.","Total","Sens.","Total","Sens."]
[null,null,null,null,null,null,null,null,null,null,null,null,null,null,null,null,null,"Total Factors",null,null,null,null,null,null,"Sens. %",null,null,null,null,null,null,"IDB Adj",null,null,null,null,null,null,"Sens Calc"]
[600,72,{"$f":"R8*$I$13","v":0},{"$f":"IF(AM8>C8,C8,AM8)","v":0},{"$f":"S8*$I$13","v":0},{"$f":"IF(AN8>E8,E8,AN8)","v":0},{"$f":"T8*$I$13","v":0},{"$f":"IF(AO8>G8,G8,AO8)","v":0},{"$f":"U8*$I$13","v":0},{"$f":"IF(AP8>I8,I8,AP8)","v":0},{"$f":"V8*$I$13","v":0},{"$f":"IF(AQ8>K8,K8,AQ8)","v":0},{"$f":"W8*$I$13","v":0},{"$f":"IF(AR8>M8,M8,AR8)","v":0},{"$f":"X8*$I$13","v":0},{"$f":"IF(AS8>O8,O8,AS8)","v":0},null,1.1833333333333333,1.1666666666666667,1.125,1.0791666666666666,1.0166666666666666,0.95416666666666661,0.89166666666666661,0.49647887323943662,0.49642857142857144,0.5,0.50579150579150578,0.51639344262295084,0.5240174672489083,0.53271028037383183,1.06,1.06,1.06,1.06,1.06,1.06,1.06,{"$f":"Y8*C8+($A$4-80)*AF8*$A$8/1000","v":0},{"$f":"Z8*E8+($A$4-80)*AG8*$A$8/1000","v":0},{"$f":"AA8*G8+($A$4-80)*AH8*$A$8/1000","v":0},{"$f":"AB8*I8+($A$4-80)*AI8*$A$8/1000","v":0},{"$f":"AC8*K8+($A$4-80)*AJ8*$A$8/1000","v":0},{"$f":"AD8*M8+($A$4-80)*AK8*$A$8/1000","v":0},{"$f":"AE8*O8+($A$4-80)*AL8*$A$8/1000","v":0}]
[null,67,{"$f":"R9*$I$13","v":0},0,0,{"$f":"IF(AN9>E9,E9,AN9)","v":0},0,{"$f":"IF(AO9>G9,G9,AO9)","v":0},{"$f":"U9*$I$13","v":0},{"$f":"IF(AP9>I9,I9,AP9)","v":0},0,{"$f":"IF(AQ9>K9,K9,AQ9)","v":0},0,{"$f":"IF(AR9>M9,M9,AR9)","v":0},0,{"$f":"IF(AS9>O9,O9,AS9)","v":0},null,1.0958333333333334,1.0625,1.0125,0.96250000000000002,0.90416666666666667,0.84583333333333333,0.79166666666666663,0.65019011406844107,0.65490196078431373,0.67078189300411528,0.68398268398268403,0.70046082949308752,0.71921182266009853,0.74210526315789471,1.06,1.06,1.06,1.06,1.06,1.06,1.06,{"$f":"Y9*C9+($A$4-80)*AF9*$A$8/1000","v":0},{"$f":"Z9*E9+($A$4-80)*AG9*$A$8/1000","v":0},{"$f":"AA9*G9+($A$4-80)*AH9*$A$8/1000","v":0},{"$f":"AB9*I9+($A$4-80)*AI9*$A$8/1000","v":0},{"$f":"AC9*K9+($A$4-80)*AJ9*$A$8/1000","v":0},{"$f":"AD9*M9+($A$4-80)*AK9*$A$8/1000","v":0},{"$f":"AE9*O9+($A$4-80)*AL9*$A$8/1000","v":0}]
[null,62,0,0,0,0,0,0,{"$f":"U10*$I$13","v":0},0,0,0,0,0,0,0,null,0.99583333333333324,0.95416666666666661,0.91666666666666663,0.875,0.8208333333333333,0.77083333333333337,0.71666666666666667,0.82426778242677823,0.84716157205240172,0.85909090909090902,0.87142857142857144,0.89847715736040612,0.92432432432432443,0.95930232558139539,1.06,1.06,1.06,1.06,1.06,1.06,1.06,0,{"$f":"Z10*E10+($A$4-80)*AG10*$A$8/1000","v":0},{"$f":"AA10*G10+($A$4-80)*AH10*$A$8/1000","v":0},0,0,0,0]
[null,57,0,0,0,0,0,0,{"$f":"U11*$I$13","v":0},0,0,0,0,0,0,0,null,0.89166666666666661,0.87916666666666676,0.84166666666666667,0.8041666666666667,0.77500000000000002,0.74583333333333324,0.71666666666666667,0.97663551401869164,0.976303317535545,0.97524752475247523,0.97409326424870468,0.9731182795698925,0.97765363128491622,0.9767441860465117,1.06,1.06,1.06,1.06,1.06,1.06,1.06,0,{"$f":"Z11*E11+($A$4-80)*AG11*$A$8/1000","v":0},{"$f":"AA11*G11+($A$4-80)*AH11*$A$8/1000","v":0},{"$f":"AB11*I11+($A$4-80)*AI11*$A$8/1000","v":0},0,0,0]
[800,72,0,0,0,0,0,0,{"$f":"U12*$I$13","v":0},0,0,0,0,0,0,0,null,1.2083333333333333,1.2041666666666666,1.1583333333333334,1.1166666666666667,1.0458333333333334,0.97916666666666663,0.91666666666666663,0.52758620689655178,0.53287197231833916,0.53956834532374098,0.54477611940298509,0.55776892430278879,0.57021276595744685,0.58636363636363642,1.06,1.06,1.06,1.06,1.06,1.06,1.06,{"$f":"Y12*C12+($A$4-80)*AF12*$A$12/1000","v":0},{"$f":"Z12*E12+($A$4-80)*AG12*$A$12/1000","v":0},{"$f":"AA12*G12+($A$4-80)*AH12*$A$12/1000","v":0},{"$f":"AB12*I12+($A$4-80)*AI12*$A$12/1000","v":0},{"$f":"AC12*K12+($A$4-80)*AJ12*$A$12/1000","v":0},{"$f":"AD12*M12+($A$4-80)*AK12*$A$12/1000","v":0},{"$f":"AE12*O12+($A$4-80)*AL12*$A$12/1000","v":0}]
[null,67,0,0,0,0,0,0,{"$f":"B2","v":0},0,0,0,0,0,0,0,null,1.1333333333333333,1.0999999999999999,1.05,1,0.9375,0.87916666666666676,0.81666666666666676,0.70588235294117652,0.71969696969696972,0.73412698412698418,0.75,0.77333333333333332,0.80094786729857803,0.83163265306122447,1.06,1.06,1.06,1.06,1.06,1.06,1.06,{"$f":"Y13*C13+($A$4-80)*AF13*$A$12/1000","v":0},{"$f":"Z13*E13+($A$4-80)*AG13*$A$12/1000","v":0},{"$f":"AA13*G13+($A$4-80)*AH13*$A$12/1000","v":0},{"$f":"AB13*I13+($A$4-80)*AI13*$A$12/1000","v":0},{"$f":"AC13*K13+($A$4-80)*AJ13*$A$12/1000","v":0},{"$f":"AD13*M13+($A$4-80)*AK13*$A$12/1000","v":0},{"$f":"AE13*O13+($A$4-80)*AL13*$A$12/1000","v":0}]
[null,62,0,0,0,0,0,0,{"$f":"U14*$I$13","v":0},0,0,0,0,0,0,0,null,1.0374999999999999,1,0.95416666666666661,0.91249999999999998,0.85833333333333339,0.80833333333333324,0.75416666666666676,0.89959839357429716,0.91249999999999998,0.92139737991266391,0.92694063926940651,0.9417475728155339,0.94845360824742264,0.96685082872928174,1.06,1.06,1.06,1.06,1.06,1.06,1.06,0,{"$f":"Z14*E14+($A$4-80)*AG14*$A$12/1000","v":0},{"$f":"AA14*G14+($A$4-80)*AH14*$A$12/1000","v":0},0,0,0,0]
[null,57,0,0,0,0,0,0,0,0,0,0,0,0,0,0,null,0.96250000000000002,0.94166666666666676,0.90833333333333333,0.87083333333333324,0.82916666666666661,0.79166666666666663,0.75416666666666676,0.97835497835497831,0.97787610619469023,0.97247706422018343,0.97607655502392343,0.97487437185929648,0.97894736842105268,0.97790055248618768,1.06,1.06,1.06,1.06,1.06,1.06,1.06,0,{"$f":"Z15*E15+($A$4-80)*AG15*$A$12/1000","v":0},{"$f":"AA15*G15+($A$4-80)*AH15*$A$12/1000","v":0},0,0,0,0]
[1000,72,0,0,0,0,0,0,0,0,0,0,0,0,0,0,null,1.2375,1.2458333333333333,1.1958333333333333,1.1500000000000001,1.0791666666666666,1.0083333333333333,0.9375,0.55555555555555558,0.56521739130434778,0.57491289198606277,0.58333333333333337,0.59845559845559848,0.61570247933884303,0.63555555555555554,1.06,1.06,1.06,1.06,1.06,1.06,1.06,{"$f":"Y16*C16+($A$4-80)*AF16*$A$16/1000","v":0},{"$f":"Z16*E16+($A$4-80)*AG16*$A$16/1000","v":0},{"$f":"AA16*G16+($A$4-80)*AH16*$A$16/1000","v":0},{"$f":"AB16*I16+($A$4-80)*AI16*$A$16/1000","v":0},{"$f":"AC16*K16+($A$4-80)*AJ16*$A$16/1000","v":0},{"$f":"AD16*M16+($A$4-80)*AK16*$A$16/1000","v":0},{"$f":"AE16*O16+($A$4-80)*AL16*$A$16/1000","v":0}]
[null,67,0,0,0,0,0,0,0,0,0,0,0,0,0,0,null,1.1708333333333334,1.1375,1.0875000000000001,1.0374999999999999,0.97083333333333333,0.90833333333333333,0.84583333333333333,0.75800711743772242,0.78021978021978022,0.79310344827586199,0.8112449799196787,0.84549356223175964,0.87614678899082576,0.91625615763546797,1.06,1.06,1.06,1.06,1.06,1.06,1.06,{"$f":"Y17*C17+($A$4-80)*AF17*$A$16/1000","v":0},{"$f":"Z17*E17+($A$4-80)*AG17*$A$16/1000","v":0},{"$f":"AA17*G17+($A$4-80)*AH17*$A$16/1000","v":0},{"$f":"AB17*I17+($A$4-80)*AI17*$A$16/1000","v":0},{"$f":"AC17*K17+($A$4-80)*AJ17*$A$16/1000","v":0},{"$f":"AD17*M17+($A$4-80)*AK17*$A$16/1000","v":0},{"$f":"AE17*O17+($A$4-80)*AL17*$A$16/1000","v":0}]
[null,62,0,0,0,0,0,0,0,0,0,0,0,0,0,0,null,1.0791666666666666,1.0416666666666667,0.99583333333333324,0.95000000000000007,0.89583333333333337,0.84166666666666667,0.79166666666666663,0.96525096525096532,0.97599999999999998,0.97489539748953979,0.97807017543859653,0.97674418604651159,0.98019801980198029,0.97368421052631582,1.06,1.06,1.06,1.06,1.06,1.06,1.06,0,{"$f":"Z18*E18+($A$4-80)*AG18*$A$16/1000","v":0},{"$f":"AA18*G18+($A$4-80)*AH18*$A$16/1000","v":0},0,0,0,0]
[null,57,0,0,0,0,0,0,0,0,0,0,0,0,0,0,null,1.0333333333333334,1.0083333333333333,0.97083333333333333,0.9375,0.88750000000000007,0.83750000000000002,0.79166666666666663,0.97580645161290314,0.97520661157024802,0.97854077253218885,0.97333333333333327,0.97652582159624413,0.97512437810945274,0.97368421052631582,1.06,1.06,1.06,1.06,1.06,1.06,1.06,0,{"$f":"Z19*E19+($A$4-80)*AG19*$A$16/1000","v":0},{"$f":"AA19*G19+($A$4-80)*AH19*$A$16/1000","v":0},0,0,0,0]

{"sheet":"YFE_30","index":63,"n_rows":19,"n_cols":45,"rows_kept":19,"cut":false,"hidden":true,"merged":[[2,0,2,1],[2,2,2,15],[3,2,3,3],[3,4,3,5],[3,6,3,7],[3,8,3,9],[3,10,3,11],[3,12,3,13],[3,14,3,15],[5,2,6,2],[5,3,6,3],[5,4,6,4],[5,5,6,5],[5,6,6,6],[5,7,6,7],[5,8,6,8],[4,0,6,0],[4,1,6,1],[4,2,4,3],[4,4,4,5],[4,6,4,7],[4,8,4,9],[5,9,6,9],[5,10,6,10],[5,11,6,11],[5,12,6,12],[5,13,6,13],[5,14,6,14],[5,15,6,15],[4,10,4,11],[4,12,4,13],[4,14,4,15],[24,10,24,11],[24,12,24,13],[25,2,26,2],[25,9,26,9],[25,10,26,10],[25,11,26,11],[25,12,26,12],[25,13,26,13],[7,0,10,0],[11,0,14,0],[15,0,18,0],[22,0,23,1],[22,2,22,13],[23,2,23,3],[23,4,23,5],[23,6,23,7],[23,8,23,9],[23,10,23,11],[23,12,23,13],[27,0,30,0],[25,3,26,3],[25,4,26,4],[25,5,26,5],[25,6,26,6],[25,7,26,7],[25,8,26,8],[31,0,34,0],[35,0,38,0],[24,0,26,0],[24,1,26,1],[24,2,24,3],[24,4,24,5],[24,6,24,7],[24,8,24,9],[41,0,42,1],[41,2,41,13],[42,2,42,3],[42,4,42,5],[42,6,42,7],[42,8,42,9],[42,10,42,11],[42,12,42,13],[44,10,45,10],[44,11,45,11],[44,12,45,12],[44,13,45,13],[46,0,49,0],[50,0,53,0],[43,10,43,11],[43,12,43,13],[44,2,45,2],[44,3,45,3],[44,4,45,4],[44,5,45,5],[44,6,45,6],[44,7,45,7],[44,8,45,8],[44,9,45,9],[43,0,45,0],[43,1,45,1],[43,2,43,3],[43,4,43,5],[43,6,43,7],[43,8,43,9],[54,0,57,0],[60,0,61,1],[60,2,60,13],[61,2,61,3],[61,4,61,5],[61,6,61,7],[61,8,61,9],[61,10,61,11],[61,12,61,13],[63,10,64,10],[63,11,64,11],[63,12,64,12],[63,13,64,13],[65,0,68,0],[69,0,72,0],[62,10,62,11],[62,12,62,13],[63,2,64,2],[63,3,64,3],[63,4,64,4],[63,5,64,5],[63,6,64,6],[63,7,64,7],[63,8,64,8],[63,9,64,9],[62,0,64,0],[62,1,64,1],[62,2,62,3],[62,4,62,5],[62,6,62,7],[62,8,62,9],[73,0,76,0],[79,0,80,1],[79,2,79,13],[80,2,80,3],[80,4,80,5],[80,6,80,7],[80,8,80,9],[80,10,80,11],[80,12,80,13],[82,10,83,10],[82,11,83,11],[82,12,83,12],[82,13,83,13],[84,0,87,0],[88,0,91,0],[81,10,81,11],[81,12,81,13],[82,2,83,2],[82,3,83,3],[82,4,83,4],[82,5,83,5],[82,6,83,6],[82,7,83,7],[82,8,83,8],[82,9,83,9],[81,0,83,0],[81,1,83,1],[81,2,81,3],[81,4,81,5],[81,6,81,7],[81,8,81,9],[92,0,95,0],[98,0,99,1],[98,2,98,13],[99,2,99,3],[99,4,99,5],[99,6,99,7],[99,8,99,9],[99,10,99,11],[99,12,99,13],[101,10,102,10],[101,11,102,11],[101,12,102,12],[101,13,102,13],[103,0,106,0],[107,0,110,0],[100,10,100,11],[100,12,100,13],[101,2,102,2],[101,3,102,3],[101,4,102,4],[101,5,102,5],[101,6,102,6],[101,7,102,7],[101,8,102,8],[101,9,102,9],[100,0,102,0],[100,1,102,1],[100,2,100,3],[100,4,100,5],[100,6,100,7],[100,8,100,9],[111,0,114,0],[117,0,118,1],[117,2,117,13],[118,2,118,3],[118,4,118,5],[118,6,118,7],[118,8,118,9],[118,10,118,11],[118,12,118,13],[130,0,133,0],[120,10,121,10],[120,11,121,11],[120,12,121,12],[120,13,121,13],[122,0,125,0],[126,0,129,0],[119,10,119,11],[119,12,119,13],[120,2,121,2],[120,3,121,3],[120,4,121,4],[120,5,121,5],[120,6,121,6],[120,7,121,7],[120,8,121,8],[120,9,121,9],[119,0,121,0],[119,1,121,1],[119,2,119,3],[119,4,119,5],[119,6,119,7],[119,8,119,9]]}
[]
["YFE_30"]
["Evaporator Air \n",null,"Condenser  Entering Air Temperature ˚F"]
[80,"°F DB",65,null,75,null,85,null,95,null,105,null,115,null,125]
["CFM","EWB†\n˚F","Capacity Mbtuh",null,"Capacity Mbtuh",null,"Capacity Mbtuh",null,"Capacity Mbtuh",null,"Capacity Mbtuh",null,"Capacity Mbtuh",null,"Capacity Mbtuh"]
[null,null,"Total","Sens.","Total","Sens.","Total","Sens.","Total","Sens.","Total","Sens.","Total","Sens.","Total","Sens."]
[null,null,null,null,null,null,null,null,null,null,null,null,null,null,null,null,null,"Total Factors",null,null,null,null,null,null,"Sens. %",null,null,null,null,null,null,"IDB Adj",null,null,null,null,null,null,"Sens Calc"]
[800,72,{"$f":"R8*$I$13","v":0},{"$f":"IF(AM8>C8,C8,AM8)","v":0},{"$f":"S8*$I$13","v":0},{"$f":"IF(AN8>E8,E8,AN8)","v":0},{"$f":"T8*$I$13","v":0},{"$f":"IF(AO8>G8,G8,AO8)","v":0},{"$f":"U8*$I$13","v":0},{"$f":"IF(AP8>I8,I8,AP8)","v":0},{"$f":"V8*$I$13","v":0},{"$f":"IF(AQ8>K8,K8,AQ8)","v":0},{"$f":"W8*$I$13","v":0},{"$f":"IF(AR8>M8,M8,AR8)","v":0},{"$f":"X8*$I$13","v":0},{"$f":"IF(AS8>O8,O8,AS8)","v":0},null,1.0137931034482759,1.0827586206896551,1.0793103448275863,1.0724137931034483,1.010344827586207,0.9517241379310345,0.89655172413793105,0.47278911564625853,0.47770700636942676,0.47923322683706071,0.47909967845659163,0.48805460750853241,0.49637681159420283,0.50384615384615383,1.06,1.06,1.06,1.06,1.06,1.06,1.06,{"$f":"Y8*C8+($A$4-80)*AF8*$A$8/1000","v":0},{"$f":"Z8*E8+($A$4-80)*AG8*$A$8/1000","v":0},{"$f":"AA8*G8+($A$4-80)*AH8*$A$8/1000","v":0},{"$f":"AB8*I8+($A$4-80)*AI8*$A$8/1000","v":0},{"$f":"AC8*K8+($A$4-80)*AJ8*$A$8/1000","v":0},{"$f":"AD8*M8+($A$4-80)*AK8*$A$8/1000","v":0},{"$f":"AE8*O8+($A$4-80)*AL8*$A$8/1000","v":0}]
[null,67,{"$f":"R9*$I$13","v":0},0,0,{"$f":"IF(AN9>E9,E9,AN9)","v":0},0,{"$f":"IF(AO9>G9,G9,AO9)","v":0},{"$f":"U9*$I$13","v":0},{"$f":"IF(AP9>I9,I9,AP9)","v":0},0,{"$f":"IF(AQ9>K9,K9,AQ9)","v":0},0,{"$f":"IF(AR9>M9,M9,AR9)","v":0},0,{"$f":"IF(AS9>O9,O9,AS9)","v":0},null,1.0206896551724138,1.0551724137931036,1.0137931034482759,0.9758620689655173,0.91724137931034488,0.85862068965517235,0.79999999999999993,0.6283783783783784,0.6470588235294118,0.65646258503401367,0.66784452296819785,0.68796992481203012,0.71084337349397586,0.73706896551724144,1.06,1.06,1.06,1.06,1.06,1.06,1.06,{"$f":"Y9*C9+($A$4-80)*AF9*$A$8/1000","v":0},{"$f":"Z9*E9+($A$4-80)*AG9*$A$8/1000","v":0},{"$f":"AA9*G9+($A$4-80)*AH9*$A$8/1000","v":0},{"$f":"AB9*I9+($A$4-80)*AI9*$A$8/1000","v":0},{"$f":"AC9*K9+($A$4-80)*AJ9*$A$8/1000","v":0},{"$f":"AD9*M9+($A$4-80)*AK9*$A$8/1000","v":0},{"$f":"AE9*O9+($A$4-80)*AL9*$A$8/1000","v":0}]
[null,62,0,0,0,0,0,0,{"$f":"U10*$I$13","v":0},0,0,0,0,0,0,0,null,0.95862068965517244,0.9517241379310345,0.91379310344827591,0.87586206896551722,0.82068965517241377,0.77241379310344827,0.72068965517241379,0.81654676258992798,0.84420289855072461,0.86037735849056607,0.87795275590551192,0.90336134453781514,0.91964285714285732,0.94736842105263164,1.06,1.06,1.06,1.06,1.06,1.06,1.06,0,{"$f":"Z10*E10+($A$4-80)*AG10*$A$8/1000","v":0},{"$f":"AA10*G10+($A$4-80)*AH10*$A$8/1000","v":0},0,0,0,0]
[null,57,0,0,0,0,0,0,{"$f":"U11*$I$13","v":0},0,0,0,0,0,0,0,null,0.89655172413793105,0.8896551724137931,0.85517241379310349,0.82413793103448274,0.78275862068965518,0.74137931034482762,0.70000000000000007,0.98461538461538467,0.98837209302325579,0.99193548387096775,0.99163179916317989,0.99559471365638774,1,1,1.06,1.06,1.06,1.06,1.06,1.06,1.06,0,{"$f":"Z11*E11+($A$4-80)*AG11*$A$8/1000","v":0},{"$f":"AA11*G11+($A$4-80)*AH11*$A$8/1000","v":0},{"$f":"AB11*I11+($A$4-80)*AI11*$A$8/1000","v":0},0,0,0]
[1000,72,0,0,0,0,0,0,{"$f":"U12*$I$13","v":0},0,0,0,0,0,0,0,null,1.0241379310344827,1.0999999999999999,1.096551724137931,1.0896551724137931,1.0310344827586206,0.97241379310344822,0.91379310344827591,0.48148148148148151,0.48589341692789972,0.49685534591194969,0.50632911392405056,0.51839464882943143,0.53191489361702127,0.54339622641509433,1.06,1.06,1.06,1.06,1.06,1.06,1.06,{"$f":"Y12*C12+($A$4-80)*AF12*$A$12/1000","v":0},{"$f":"Z12*E12+($A$4-80)*AG12*$A$12/1000","v":0},{"$f":"AA12*G12+($A$4-80)*AH12*$A$12/1000","v":0},{"$f":"AB12*I12+($A$4-80)*AI12*$A$12/1000","v":0},{"$f":"AC12*K12+($A$4-80)*AJ12*$A$12/1000","v":0},{"$f":"AD12*M12+($A$4-80)*AK12*$A$12/1000","v":0},{"$f":"AE12*O12+($A$4-80)*AL12*$A$12/1000","v":0}]
[null,67,0,0,0,0,0,0,{"$f":"B2","v":0},0,0,0,0,0,0,0,null,1.0344827586206897,1.0758620689655172,1.0379310344827586,1,0.94137931034482758,0.88275862068965527,0.82413793103448274,0.66,0.68269230769230771,0.70431893687707636,0.72413793103448276,0.74725274725274715,0.76953124999999989,0.79916317991631813,1.06,1.06,1.06,1.06,1.06,1.06,1.06,{"$f":"Y13*C13+($A$4-80)*AF13*$A$12/1000","v":0},{"$f":"Z13*E13+($A$4-80)*AG13*$A$12/1000","v":0},{"$f":"AA13*G13+($A$4-80)*AH13*$A$12/1000","v":0},{"$f":"AB13*I13+($A$4-80)*AI13*$A$12/1000","v":0},{"$f":"AC13*K13+($A$4-80)*AJ13*$A$12/1000","v":0},{"$f":"AD13*M13+($A$4-80)*AK13*$A$12/1000","v":0},{"$f":"AE13*O13+($A$4-80)*AL13*$A$12/1000","v":0}]
[null,62,0,0,0,0,0,0,{"$f":"U14*$I$13","v":0},0,0,0,0,0,0,0,null,0.98275862068965514,0.98965517241379308,0.94827586206896552,0.90689655172413797,0.85517241379310349,0.80344827586206902,0.7551724137931034,0.85964912280701755,0.90592334494773519,0.92363636363636359,0.94676806083650178,0.95564516129032251,0.96566523605150212,0.97716894977168944,1.06,1.06,1.06,1.06,1.06,1.06,1.06,0,{"$f":"Z14*E14+($A$4-80)*AG14*$A$12/1000","v":0},{"$f":"AA14*G14+($A$4-80)*AH14*$A$12/1000","v":0},0,0,0,0]
[null,57,0,0,0,0,0,0,0,0,0,0,0,0,0,0,null,0.93448275862068975,0.94482758620689655,0.91034482758620683,0.87586206896551722,0.83103448275862069,0.78965517241379302,0.74827586206896546,0.98892988929889292,0.99270072992700731,0.99242424242424243,0.99606299212598437,1,1,1,1.06,1.06,1.06,1.06,1.06,1.06,1.06,0,{"$f":"Z15*E15+($A$4-80)*AG15*$A$12/1000","v":0},{"$f":"AA15*G15+($A$4-80)*AH15*$A$12/1000","v":0},0,0,0,0]
[1200,72,0,0,0,0,0,0,0,0,0,0,0,0,0,0,null,1.0344827586206897,1.1172413793103448,1.1137931034482758,1.1103448275862069,1.0517241379310345,0.99310344827586206,0.93103448275862066,0.48666666666666664,0.49382716049382719,0.51393188854489169,0.53105590062111796,0.54426229508196722,0.5625,0.58148148148148149,1.06,1.06,1.06,1.06,1.06,1.06,1.06,{"$f":"Y16*C16+($A$4-80)*AF16*$A$16/1000","v":0},{"$f":"Z16*E16+($A$4-80)*AG16*$A$16/1000","v":0},{"$f":"AA16*G16+($A$4-80)*AH16*$A$16/1000","v":0},{"$f":"AB16*I16+($A$4-80)*AI16*$A$16/1000","v":0},{"$f":"AC16*K16+($A$4-80)*AJ16*$A$16/1000","v":0},{"$f":"AD16*M16+($A$4-80)*AK16*$A$16/1000","v":0},{"$f":"AE16*O16+($A$4-80)*AL16*$A$16/1000","v":0}]
[null,67,0,0,0,0,0,0,0,0,0,0,0,0,0,0,null,1.0482758620689654,1.096551724137931,1.0620689655172415,1.0241379310344827,0.96551724137931039,0.90689655172413797,0.84827586206896555,0.6875,0.72012578616352196,0.74675324675324672,0.77777777777777779,0.8035714285714286,0.82889733840304181,0.85772357723577242,1.06,1.06,1.06,1.06,1.06,1.06,1.06,{"$f":"Y17*C17+($A$4-80)*AF17*$A$16/1000","v":0},{"$f":"Z17*E17+($A$4-80)*AG17*$A$16/1000","v":0},{"$f":"AA17*G17+($A$4-80)*AH17*$A$16/1000","v":0},{"$f":"AB17*I17+($A$4-80)*AI17*$A$16/1000","v":0},{"$f":"AC17*K17+($A$4-80)*AJ17*$A$16/1000","v":0},{"$f":"AD17*M17+($A$4-80)*AK17*$A$16/1000","v":0},{"$f":"AE17*O17+($A$4-80)*AL17*$A$16/1000","v":0}]
[null,62,0,0,0,0,0,0,0,0,0,0,0,0,0,0,null,1.0034482758620691,1.0241379310344827,0.97931034482758617,0.93448275862068975,0.88620689655172413,0.83793103448275863,0.78965517241379302,0.90378006872852235,0.96632996632996637,0.9859154929577465,1,1,1,1,1.06,1.06,1.06,1.06,1.06,1.06,1.06,0,{"$f":"Z18*E18+($A$4-80)*AG18*$A$16/1000","v":0},{"$f":"AA18*G18+($A$4-80)*AH18*$A$16/1000","v":0},0,0,0,0]
[null,57,0,0,0,0,0,0,0,0,0,0,0,0,0,0,null,0.97241379310344822,1,0.96551724137931039,0.92758620689655169,0.88275862068965527,0.83793103448275863,0.7931034482758621,0.99645390070921991,0.99655172413793103,0.99642857142857133,1,1,1,1,1.06,1.06,1.06,1.06,1.06,1.06,1.06,0,{"$f":"Z19*E19+($A$4-80)*AG19*$A$16/1000","v":0},{"$f":"AA19*G19+($A$4-80)*AH19*$A$16/1000","v":0},0,0,0,0]

{"sheet":"YFE_36","index":64,"n_rows":19,"n_cols":45,"rows_kept":19,"cut":false,"hidden":true,"merged":[[2,0,2,1],[2,2,2,15],[3,2,3,3],[3,4,3,5],[3,6,3,7],[3,8,3,9],[3,10,3,11],[3,12,3,13],[3,14,3,15],[5,2,6,2],[5,3,6,3],[5,4,6,4],[5,5,6,5],[5,6,6,6],[5,7,6,7],[5,8,6,8],[4,0,6,0],[4,1,6,1],[4,2,4,3],[4,4,4,5],[4,6,4,7],[4,8,4,9],[5,9,6,9],[5,10,6,10],[5,11,6,11],[5,12,6,12],[5,13,6,13],[5,14,6,14],[5,15,6,15],[4,10,4,11],[4,12,4,13],[4,14,4,15],[24,10,24,11],[24,12,24,13],[25,2,26,2],[25,9,26,9],[25,10,26,10],[25,11,26,11],[25,12,26,12],[25,13,26,13],[7,0,10,0],[11,0,14,0],[15,0,18,0],[22,0,23,1],[22,2,22,13],[23,2,23,3],[23,4,23,5],[23,6,23,7],[23,8,23,9],[23,10,23,11],[23,12,23,13],[27,0,30,0],[25,3,26,3],[25,4,26,4],[25,5,26,5],[25,6,26,6],[25,7,26,7],[25,8,26,8],[31,0,34,0],[35,0,38,0],[24,0,26,0],[24,1,26,1],[24,2,24,3],[24,4,24,5],[24,6,24,7],[24,8,24,9],[41,0,42,1],[41,2,41,13],[42,2,42,3],[42,4,42,5],[42,6,42,7],[42,8,42,9],[42,10,42,11],[42,12,42,13],[44,10,45,10],[44,11,45,11],[44,12,45,12],[44,13,45,13],[46,0,49,0],[50,0,53,0],[43,10,43,11],[43,12,43,13],[44,2,45,2],[44,3,45,3],[44,4,45,4],[44,5,45,5],[44,6,45,6],[44,7,45,7],[44,8,45,8],[44,9,45,9],[43,0,45,0],[43,1,45,1],[43,2,43,3],[43,4,43,5],[43,6,43,7],[43,8,43,9],[54,0,57,0],[60,0,61,1],[60,2,60,13],[61,2,61,3],[61,4,61,5],[61,6,61,7],[61,8,61,9],[61,10,61,11],[61,12,61,13],[63,10,64,10],[63,11,64,11],[63,12,64,12],[63,13,64,13],[65,0,68,0],[69,0,72,0],[62,10,62,11],[62,12,62,13],[63,2,64,2],[63,3,64,3],[63,4,64,4],[63,5,64,5],[63,6,64,6],[63,7,64,7],[63,8,64,8],[63,9,64,9],[62,0,64,0],[62,1,64,1],[62,2,62,3],[62,4,62,5],[62,6,62,7],[62,8,62,9],[73,0,76,0],[79,0,80,1],[79,2,79,13],[80,2,80,3],[80,4,80,5],[80,6,80,7],[80,8,80,9],[80,10,80,11],[80,12,80,13],[82,10,83,10],[82,11,83,11],[82,12,83,12],[82,13,83,13],[84,0,87,0],[88,0,91,0],[81,10,81,11],[81,12,81,13],[82,2,83,2],[82,3,83,3],[82,4,83,4],[82,5,83,5],[82,6,83,6],[82,7,83,7],[82,8,83,8],[82,9,83,9],[81,0,83,0],[81,1,83,1],[81,2,81,3],[81,4,81,5],[81,6,81,7],[81,8,81,9],[92,0,95,0],[98,0,99,1],[98,2,98,13],[99,2,99,3],[99,4,99,5],[99,6,99,7],[99,8,99,9],[99,10,99,11],[99,12,99,13],[101,10,102,10],[101,11,102,11],[101,12,102,12],[101,13,102,13],[103,0,106,0],[107,0,110,0],[100,10,100,11],[100,12,100,13],[101,2,102,2],[101,3,102,3],[101,4,102,4],[101,5,102,5],[101,6,102,6],[101,7,102,7],[101,8,102,8],[101,9,102,9],[100,0,102,0],[100,1,102,1],[100,2,100,3],[100,4,100,5],[100,6,100,7],[100,8,100,9],[111,0,114,0],[117,0,118,1],[117,2,117,13],[118,2,118,3],[118,4,118,5],[118,6,118,7],[118,8,118,9],[118,10,118,11],[118,12,118,13],[130,0,133,0],[120,10,121,10],[120,11,121,11],[120,12,121,12],[120,13,121,13],[122,0,125,0],[126,0,129,0],[119,10,119,11],[119,12,119,13],[120,2,121,2],[120,3,121,3],[120,4,121,4],[120,5,121,5],[120,6,121,6],[120,7,121,7],[120,8,121,8],[120,9,121,9],[119,0,121,0],[119,1,121,1],[119,2,119,3],[119,4,119,5],[119,6,119,7],[119,8,119,9]]}
[]
["YFE_36"]
["Evaporator Air \n",null,"Condenser  Entering Air Temperature ˚F"]
[80,"°F DB",65,null,75,null,85,null,95,null,105,null,115,null,125]
["CFM","EWB†\n˚F","Capacity Mbtuh",null,"Capacity Mbtuh",null,"Capacity Mbtuh",null,"Capacity Mbtuh",null,"Capacity Mbtuh",null,"Capacity Mbtuh",null,"Capacity Mbtuh"]
[null,null,"Total","Sens.","Total","Sens.","Total","Sens.","Total","Sens.","Total","Sens.","Total","Sens.","Total","Sens."]
[null,null,null,null,null,null,null,null,null,null,null,null,null,null,null,null,null,"Total Factors",null,null,null,null,null,null,"Sens. %",null,null,null,null,null,null,"IDB Adj",null,null,null,null,null,null,"Sens Calc"]
[1000,72,{"$f":"R8*$I$13","v":0},{"$f":"IF(AM8>C8,C8,AM8)","v":0},{"$f":"S8*$I$13","v":0},{"$f":"IF(AN8>E8,E8,AN8)","v":0},{"$f":"T8*$I$13","v":0},{"$f":"IF(AO8>G8,G8,AO8)","v":0},{"$f":"U8*$I$13","v":0},{"$f":"IF(AP8>I8,I8,AP8)","v":0},{"$f":"V8*$I$13","v":0},{"$f":"IF(AQ8>K8,K8,AQ8)","v":0},{"$f":"W8*$I$13","v":0},{"$f":"IF(AR8>M8,M8,AR8)","v":0},{"$f":"X8*$I$13","v":0},{"$f":"IF(AS8>O8,O8,AS8)","v":0},null,1.0171428571428571,1.0628571428571429,1.06,1.06,1.0057142857142858,0.95428571428571429,0.90285714285714291,0.4831460674157303,0.48118279569892464,0.48787061994609165,0.49326145552560646,0.5,0.50898203592814373,0.51582278481012656,1.06,1.06,1.06,1.06,1.06,1.06,1.06,{"$f":"Y8*C8+($A$4-80)*AF8*$A$8/1000","v":0},{"$f":"Z8*E8+($A$4-80)*AG8*$A$8/1000","v":0},{"$f":"AA8*G8+($A$4-80)*AH8*$A$8/1000","v":0},{"$f":"AB8*I8+($A$4-80)*AI8*$A$8/1000","v":0},{"$f":"AC8*K8+($A$4-80)*AJ8*$A$8/1000","v":0},{"$f":"AD8*M8+($A$4-80)*AK8*$A$8/1000","v":0},{"$f":"AE8*O8+($A$4-80)*AL8*$A$8/1000","v":0}]
[null,67,{"$f":"R9*$I$13","v":0},0,0,{"$f":"IF(AN9>E9,E9,AN9)","v":0},0,{"$f":"IF(AO9>G9,G9,AO9)","v":0},{"$f":"U9*$I$13","v":0},{"$f":"IF(AP9>I9,I9,AP9)","v":0},0,{"$f":"IF(AQ9>K9,K9,AQ9)","v":0},0,{"$f":"IF(AR9>M9,M9,AR9)","v":0},0,{"$f":"IF(AS9>O9,O9,AS9)","v":0},null,0.99714285714285711,1.0342857142857145,1.0142857142857142,0.99142857142857155,0.93714285714285706,0.88,0.82571428571428562,0.63896848137535822,0.64640883977900543,0.6535211267605634,0.66282420749279536,0.67987804878048785,0.70454545454545447,0.73010380622837379,1.06,1.06,1.06,1.06,1.06,1.06,1.06,{"$f":"Y9*C9+($A$4-80)*AF9*$A$8/1000","v":0},{"$f":"Z9*E9+($A$4-80)*AG9*$A$8/1000","v":0},{"$f":"AA9*G9+($A$4-80)*AH9*$A$8/1000","v":0},{"$f":"AB9*I9+($A$4-80)*AI9*$A$8/1000","v":0},{"$f":"AC9*K9+($A$4-80)*AJ9*$A$8/1000","v":0},{"$f":"AD9*M9+($A$4-80)*AK9*$A$8/1000","v":0},{"$f":"AE9*O9+($A$4-80)*AL9*$A$8/1000","v":0}]
[null,62,0,0,0,0,0,0,{"$f":"U10*$I$13","v":0},0,0,0,0,0,0,0,null,0.96571428571428564,0.96857142857142853,0.93142857142857149,0.89428571428571435,0.84285714285714286,0.79428571428571426,0.74571428571428577,0.82248520710059181,0.85545722713864314,0.85889570552147232,0.86581469648562304,0.8915254237288136,0.92086330935251803,0.95402298850574707,1.06,1.06,1.06,1.06,1.06,1.06,1.06,0,{"$f":"Z10*E10+($A$4-80)*AG10*$A$8/1000","v":0},{"$f":"AA10*G10+($A$4-80)*AH10*$A$8/1000","v":0},0,0,0,0]
[null,57,0,0,0,0,0,0,{"$f":"U11*$I$13","v":0},0,0,0,0,0,0,0,null,0.9,0.88857142857142857,0.8571428571428571,0.82285714285714284,0.7857142857142857,0.75142857142857145,0.71714285714285719,1,1,1,1,1,1,1,1.06,1.06,1.06,1.06,1.06,1.06,1.06,0,{"$f":"Z11*E11+($A$4-80)*AG11*$A$8/1000","v":0},{"$f":"AA11*G11+($A$4-80)*AH11*$A$8/1000","v":0},{"$f":"AB11*I11+($A$4-80)*AI11*$A$8/1000","v":0},0,0,0]
[1200,72,0,0,0,0,0,0,{"$f":"U12*$I$13","v":0},0,0,0,0,0,0,0,null,1.0085714285714285,1.0571428571428572,1.0571428571428572,1.06,1.0085714285714285,0.96000000000000008,0.91142857142857137,0.4900849858356941,0.48918918918918924,0.49729729729729727,0.50404312668463613,0.51558073654390935,0.52678571428571419,0.53918495297805646,1.06,1.06,1.06,1.06,1.06,1.06,1.06,{"$f":"Y12*C12+($A$4-80)*AF12*$A$12/1000","v":0},{"$f":"Z12*E12+($A$4-80)*AG12*$A$12/1000","v":0},{"$f":"AA12*G12+($A$4-80)*AH12*$A$12/1000","v":0},{"$f":"AB12*I12+($A$4-80)*AI12*$A$12/1000","v":0},{"$f":"AC12*K12+($A$4-80)*AJ12*$A$12/1000","v":0},{"$f":"AD12*M12+($A$4-80)*AK12*$A$12/1000","v":0},{"$f":"AE12*O12+($A$4-80)*AL12*$A$12/1000","v":0}]
[null,67,0,0,0,0,0,0,{"$f":"B2","v":0},0,0,0,0,0,0,0,null,1,1.0342857142857145,1.0171428571428571,1,0.94285714285714284,0.88857142857142857,0.8342857142857143,0.65142857142857147,0.66574585635359118,0.68258426966292129,0.70285714285714285,0.72727272727272729,0.75241157556270089,0.78082191780821919,1.06,1.06,1.06,1.06,1.06,1.06,1.06,{"$f":"Y13*C13+($A$4-80)*AF13*$A$12/1000","v":0},{"$f":"Z13*E13+($A$4-80)*AG13*$A$12/1000","v":0},{"$f":"AA13*G13+($A$4-80)*AH13*$A$12/1000","v":0},{"$f":"AB13*I13+($A$4-80)*AI13*$A$12/1000","v":0},{"$f":"AC13*K13+($A$4-80)*AJ13*$A$12/1000","v":0},{"$f":"AD13*M13+($A$4-80)*AK13*$A$12/1000","v":0},{"$f":"AE13*O13+($A$4-80)*AL13*$A$12/1000","v":0}]
[null,62,0,0,0,0,0,0,{"$f":"U14*$I$13","v":0},0,0,0,0,0,0,0,null,0.97142857142857142,0.98285714285714276,0.94857142857142862,0.91428571428571426,0.86571428571428577,0.81714285714285717,0.76857142857142857,0.84411764705882353,0.88372093023255816,0.90060240963855409,0.91874999999999996,0.9372937293729372,0.95804195804195791,0.98513011152416363,1.06,1.06,1.06,1.06,1.06,1.06,1.06,0,{"$f":"Z14*E14+($A$4-80)*AG14*$A$12/1000","v":0},{"$f":"AA14*G14+($A$4-80)*AH14*$A$12/1000","v":0},0,0,0,0]
[null,57,0,0,0,0,0,0,0,0,0,0,0,0,0,0,null,0.92571428571428571,0.9285714285714286,0.89714285714285713,0.86571428571428577,0.82571428571428562,0.7857142857142857,0.74857142857142855,1,1,1,1,1,1,1,1.06,1.06,1.06,1.06,1.06,1.06,1.06,0,{"$f":"Z15*E15+($A$4-80)*AG15*$A$12/1000","v":0},{"$f":"AA15*G15+($A$4-80)*AH15*$A$12/1000","v":0},0,0,0,0]
[1400,72,0,0,0,0,0,0,0,0,0,0,0,0,0,0,null,1.0028571428571429,1.0542857142857143,1.0571428571428572,1.06,1.0114285714285713,0.96571428571428564,0.92,0.49572649572649569,0.49864498644986449,0.50810810810810814,0.5175202156334231,0.53107344632768361,0.5473372781065089,0.56211180124223603,1.06,1.06,1.06,1.06,1.06,1.06,1.06,{"$f":"Y16*C16+($A$4-80)*AF16*$A$16/1000","v":0},{"$f":"Z16*E16+($A$4-80)*AG16*$A$16/1000","v":0},{"$f":"AA16*G16+($A$4-80)*AH16*$A$16/1000","v":0},{"$f":"AB16*I16+($A$4-80)*AI16*$A$16/1000","v":0},{"$f":"AC16*K16+($A$4-80)*AJ16*$A$16/1000","v":0},{"$f":"AD16*M16+($A$4-80)*AK16*$A$16/1000","v":0},{"$f":"AE16*O16+($A$4-80)*AL16*$A$16/1000","v":0}]
[null,67,0,0,0,0,0,0,0,0,0,0,0,0,0,0,null,1.0028571428571429,1.0371428571428571,1.0228571428571427,1.0085714285714285,0.9514285714285714,0.89428571428571435,0.84,0.66096866096866091,0.6831955922865014,0.7122905027932962,0.74220963172804533,0.76876876876876887,0.80191693290734822,0.83333333333333337,1.06,1.06,1.06,1.06,1.06,1.06,1.06,{"$f":"Y17*C17+($A$4-80)*AF17*$A$16/1000","v":0},{"$f":"Z17*E17+($A$4-80)*AG17*$A$16/1000","v":0},{"$f":"AA17*G17+($A$4-80)*AH17*$A$16/1000","v":0},{"$f":"AB17*I17+($A$4-80)*AI17*$A$16/1000","v":0},{"$f":"AC17*K17+($A$4-80)*AJ17*$A$16/1000","v":0},{"$f":"AD17*M17+($A$4-80)*AK17*$A$16/1000","v":0},{"$f":"AE17*O17+($A$4-80)*AL17*$A$16/1000","v":0}]
[null,62,0,0,0,0,0,0,0,0,0,0,0,0,0,0,null,0.9771428571428572,0.99714285714285711,0.96571428571428564,0.93142857142857149,0.88571428571428568,0.84,0.79428571428571426,0.86549707602339176,0.9111747851002866,0.93786982248520712,0.96932515337423308,0.98064516129032253,0.99659863945578242,1,1.06,1.06,1.06,1.06,1.06,1.06,1.06,0,{"$f":"Z18*E18+($A$4-80)*AG18*$A$16/1000","v":0},{"$f":"AA18*G18+($A$4-80)*AH18*$A$16/1000","v":0},0,0,0,0]
[null,57,0,0,0,0,0,0,0,0,0,0,0,0,0,0,null,0.9514285714285714,0.96571428571428564,0.93714285714285706,0.90857142857142859,0.86571428571428577,0.82285714285714284,0.78,1,1,1,1,1,1,1,1.06,1.06,1.06,1.06,1.06,1.06,1.06,0,{"$f":"Z19*E19+($A$4-80)*AG19*$A$16/1000","v":0},{"$f":"AA19*G19+($A$4-80)*AH19*$A$16/1000","v":0},0,0,0,0]

{"sheet":"YFE_42","index":65,"n_rows":19,"n_cols":45,"rows_kept":19,"cut":false,"hidden":true,"merged":[[2,0,2,1],[2,2,2,15],[3,2,3,3],[3,4,3,5],[3,6,3,7],[3,8,3,9],[3,10,3,11],[3,12,3,13],[3,14,3,15],[5,2,6,2],[5,3,6,3],[5,4,6,4],[5,5,6,5],[5,6,6,6],[5,7,6,7],[5,8,6,8],[4,0,6,0],[4,1,6,1],[4,2,4,3],[4,4,4,5],[4,6,4,7],[4,8,4,9],[5,9,6,9],[5,10,6,10],[5,11,6,11],[5,12,6,12],[5,13,6,13],[5,14,6,14],[5,15,6,15],[4,10,4,11],[4,12,4,13],[4,14,4,15],[24,10,24,11],[24,12,24,13],[25,2,26,2],[25,9,26,9],[25,10,26,10],[25,11,26,11],[25,12,26,12],[25,13,26,13],[7,0,10,0],[11,0,14,0],[15,0,18,0],[22,0,23,1],[22,2,22,13],[23,2,23,3],[23,4,23,5],[23,6,23,7],[23,8,23,9],[23,10,23,11],[23,12,23,13],[27,0,30,0],[25,3,26,3],[25,4,26,4],[25,5,26,5],[25,6,26,6],[25,7,26,7],[25,8,26,8],[31,0,34,0],[35,0,38,0],[24,0,26,0],[24,1,26,1],[24,2,24,3],[24,4,24,5],[24,6,24,7],[24,8,24,9],[41,0,42,1],[41,2,41,13],[42,2,42,3],[42,4,42,5],[42,6,42,7],[42,8,42,9],[42,10,42,11],[42,12,42,13],[44,10,45,10],[44,11,45,11],[44,12,45,12],[44,13,45,13],[46,0,49,0],[50,0,53,0],[43,10,43,11],[43,12,43,13],[44,2,45,2],[44,3,45,3],[44,4,45,4],[44,5,45,5],[44,6,45,6],[44,7,45,7],[44,8,45,8],[44,9,45,9],[43,0,45,0],[43,1,45,1],[43,2,43,3],[43,4,43,5],[43,6,43,7],[43,8,43,9],[54,0,57,0],[60,0,61,1],[60,2,60,13],[61,2,61,3],[61,4,61,5],[61,6,61,7],[61,8,61,9],[61,10,61,11],[61,12,61,13],[63,10,64,10],[63,11,64,11],[63,12,64,12],[63,13,64,13],[65,0,68,0],[69,0,72,0],[62,10,62,11],[62,12,62,13],[63,2,64,2],[63,3,64,3],[63,4,64,4],[63,5,64,5],[63,6,64,6],[63,7,64,7],[63,8,64,8],[63,9,64,9],[62,0,64,0],[62,1,64,1],[62,2,62,3],[62,4,62,5],[62,6,62,7],[62,8,62,9],[73,0,76,0],[79,0,80,1],[79,2,79,13],[80,2,80,3],[80,4,80,5],[80,6,80,7],[80,8,80,9],[80,10,80,11],[80,12,80,13],[82,10,83,10],[82,11,83,11],[82,12,83,12],[82,13,83,13],[84,0,87,0],[88,0,91,0],[81,10,81,11],[81,12,81,13],[82,2,83,2],[82,3,83,3],[82,4,83,4],[82,5,83,5],[82,6,83,6],[82,7,83,7],[82,8,83,8],[82,9,83,9],[81,0,83,0],[81,1,83,1],[81,2,81,3],[81,4,81,5],[81,6,81,7],[81,8,81,9],[92,0,95,0],[98,0,99,1],[98,2,98,13],[99,2,99,3],[99,4,99,5],[99,6,99,7],[99,8,99,9],[99,10,99,11],[99,12,99,13],[101,10,102,10],[101,11,102,11],[101,12,102,12],[101,13,102,13],[103,0,106,0],[107,0,110,0],[100,10,100,11],[100,12,100,13],[101,2,102,2],[101,3,102,3],[101,4,102,4],[101,5,102,5],[101,6,102,6],[101,7,102,7],[101,8,102,8],[101,9,102,9],[100,0,102,0],[100,1,102,1],[100,2,100,3],[100,4,100,5],[100,6,100,7],[100,8,100,9],[111,0,114,0],[117,0,118,1],[117,2,117,13],[118,2,118,3],[118,4,118,5],[118,6,118,7],[118,8,118,9],[118,10,118,11],[118,12,118,13],[130,0,133,0],[120,10,121,10],[120,11,121,11],[120,12,121,12],[120,13,121,13],[122,0,125,0],[126,0,129,0],[119,10,119,11],[119,12,119,13],[120,2,121,2],[120,3,121,3],[120,4,121,4],[120,5,121,5],[120,6,121,6],[120,7,121,7],[120,8,121,8],[120,9,121,9],[119,0,121,0],[119,1,121,1],[119,2,119,3],[119,4,119,5],[119,6,119,7],[119,8,119,9]]}
[]
["YFE_42"]
["Evaporator Air \n",null,"Condenser  Entering Air Temperature ˚F"]
[80,"°F DB",65,null,75,null,85,null,95,null,105,null,115,null,125]
["CFM","EWB†\n˚F","Capacity Mbtuh",null,"Capacity Mbtuh",null,"Capacity Mbtuh",null,"Capacity Mbtuh",null,"Capacity Mbtuh",null,"Capacity Mbtuh",null,"Capacity Mbtuh"]
[null,null,"Total","Sens.","Total","Sens.","Total","Sens.","Total","Sens.","Total","Sens.","Total","Sens.","Total","Sens."]
[null,null,null,null,null,null,null,null,null,null,null,null,null,null,null,null,null,"Total Factors",null,null,null,null,null,null,"Sens. %",null,null,null,null,null,null,"IDB Adj",null,null,null,null,null,null,"Sens Calc"]
[1200,72,{"$f":"R8*$I$13","v":0},{"$f":"IF(AM8>C8,C8,AM8)","v":0},{"$f":"S8*$I$13","v":0},{"$f":"IF(AN8>E8,E8,AN8)","v":0},{"$f":"T8*$I$13","v":0},{"$f":"IF(AO8>G8,G8,AO8)","v":0},{"$f":"U8*$I$13","v":0},{"$f":"IF(AP8>I8,I8,AP8)","v":0},{"$f":"V8*$I$13","v":0},{"$f":"IF(AQ8>K8,K8,AQ8)","v":0},{"$f":"W8*$I$13","v":0},{"$f":"IF(AR8>M8,M8,AR8)","v":0},{"$f":"X8*$I$13","v":0},{"$f":"IF(AS8>O8,O8,AS8)","v":0},null,1.06,1.1225000000000001,1.085,1.05,0.98499999999999999,0.92249999999999999,0.86,0.52122641509433965,0.5278396436525612,0.53686635944700467,0.54523809523809519,0.55837563451776651,0.57181571815718168,0.59011627906976749,1.06,1.06,1.06,1.06,1.06,1.06,1.06,{"$f":"Y8*C8+($A$4-80)*AF8*$A$8/1000","v":0},{"$f":"Z8*E8+($A$4-80)*AG8*$A$8/1000","v":0},{"$f":"AA8*G8+($A$4-80)*AH8*$A$8/1000","v":0},{"$f":"AB8*I8+($A$4-80)*AI8*$A$8/1000","v":0},{"$f":"AC8*K8+($A$4-80)*AJ8*$A$8/1000","v":0},{"$f":"AD8*M8+($A$4-80)*AK8*$A$8/1000","v":0},{"$f":"AE8*O8+($A$4-80)*AL8*$A$8/1000","v":0}]
[null,67,{"$f":"R9*$I$13","v":0},0,0,{"$f":"IF(AN9>E9,E9,AN9)","v":0},0,{"$f":"IF(AO9>G9,G9,AO9)","v":0},{"$f":"U9*$I$13","v":0},{"$f":"IF(AP9>I9,I9,AP9)","v":0},0,{"$f":"IF(AQ9>K9,K9,AQ9)","v":0},0,{"$f":"IF(AR9>M9,M9,AR9)","v":0},0,{"$f":"IF(AS9>O9,O9,AS9)","v":0},null,1.04,1.06,1.0125,0.96500000000000008,0.90749999999999997,0.85250000000000004,0.79749999999999999,0.69230769230769229,0.714622641509434,0.72839506172839508,0.74352331606217614,0.76308539944903586,0.78299120234604103,0.80564263322884011,1.06,1.06,1.06,1.06,1.06,1.06,1.06,{"$f":"Y9*C9+($A$4-80)*AF9*$A$8/1000","v":0},{"$f":"Z9*E9+($A$4-80)*AG9*$A$8/1000","v":0},{"$f":"AA9*G9+($A$4-80)*AH9*$A$8/1000","v":0},{"$f":"AB9*I9+($A$4-80)*AI9*$A$8/1000","v":0},{"$f":"AC9*K9+($A$4-80)*AJ9*$A$8/1000","v":0},{"$f":"AD9*M9+($A$4-80)*AK9*$A$8/1000","v":0},{"$f":"AE9*O9+($A$4-80)*AL9*$A$8/1000","v":0}]
[null,62,0,0,0,0,0,0,{"$f":"U10*$I$13","v":0},0,0,0,0,0,0,0,null,0.98750000000000004,0.96750000000000003,0.91500000000000004,0.86,0.80999999999999994,0.76249999999999996,0.71500000000000008,0.89620253164556962,0.91989664082687339,0.93989071038251359,0.9651162790697676,0.97222222222222221,0.97704918032786892,0.9825174825174825,1.06,1.06,1.06,1.06,1.06,1.06,1.06,0,{"$f":"Z10*E10+($A$4-80)*AG10*$A$8/1000","v":0},{"$f":"AA10*G10+($A$4-80)*AH10*$A$8/1000","v":0},0,0,0,0]
[null,57,0,0,0,0,0,0,{"$f":"U11*$I$13","v":0},0,0,0,0,0,0,0,null,0.95250000000000001,0.92500000000000004,0.88749999999999996,0.85250000000000004,0.80999999999999994,0.77,0.73,0.98425196850393692,0.98378378378378373,0.98309859154929569,0.98240469208211134,0.98456790123456794,0.98376623376623373,0.98287671232876717,1.06,1.06,1.06,1.06,1.06,1.06,1.06,0,{"$f":"Z11*E11+($A$4-80)*AG11*$A$8/1000","v":0},{"$f":"AA11*G11+($A$4-80)*AH11*$A$8/1000","v":0},{"$f":"AB11*I11+($A$4-80)*AI11*$A$8/1000","v":0},0,0,0]
[1400,72,0,0,0,0,0,0,{"$f":"U12*$I$13","v":0},0,0,0,0,0,0,0,null,1.0625,1.1300000000000001,1.0974999999999999,1.0649999999999999,1,0.9375,0.875,0.53647058823529414,0.54646017699115035,0.55808656036446469,0.57042253521126762,0.58750000000000002,0.60266666666666668,0.62285714285714289,1.06,1.06,1.06,1.06,1.06,1.06,1.06,{"$f":"Y12*C12+($A$4-80)*AF12*$A$12/1000","v":0},{"$f":"Z12*E12+($A$4-80)*AG12*$A$12/1000","v":0},{"$f":"AA12*G12+($A$4-80)*AH12*$A$12/1000","v":0},{"$f":"AB12*I12+($A$4-80)*AI12*$A$12/1000","v":0},{"$f":"AC12*K12+($A$4-80)*AJ12*$A$12/1000","v":0},{"$f":"AD12*M12+($A$4-80)*AK12*$A$12/1000","v":0},{"$f":"AE12*O12+($A$4-80)*AL12*$A$12/1000","v":0}]
[null,67,0,0,0,0,0,0,{"$f":"B2","v":0},0,0,0,0,0,0,0,null,1.0525,1.08,1.04,1,0.9375,0.87750000000000006,0.81500000000000006,0.71733966745843225,0.75231481481481477,0.76442307692307687,0.77500000000000002,0.8,0.82336182336182329,0.85582822085889565,1.06,1.06,1.06,1.06,1.06,1.06,1.06,{"$f":"Y13*C13+($A$4-80)*AF13*$A$12/1000","v":0},{"$f":"Z13*E13+($A$4-80)*AG13*$A$12/1000","v":0},{"$f":"AA13*G13+($A$4-80)*AH13*$A$12/1000","v":0},{"$f":"AB13*I13+($A$4-80)*AI13*$A$12/1000","v":0},{"$f":"AC13*K13+($A$4-80)*AJ13*$A$12/1000","v":0},{"$f":"AD13*M13+($A$4-80)*AK13*$A$12/1000","v":0},{"$f":"AE13*O13+($A$4-80)*AL13*$A$12/1000","v":0}]
[null,62,0,0,0,0,0,0,{"$f":"U14*$I$13","v":0},0,0,0,0,0,0,0,null,1.0074999999999998,0.99499999999999988,0.94000000000000006,0.88500000000000001,0.83750000000000002,0.79,0.74249999999999994,0.92555831265508681,0.95226130653266339,0.9627659574468086,0.97457627118644075,0.97611940298507471,0.97784810126582267,0.98316498316498313,1.06,1.06,1.06,1.06,1.06,1.06,1.06,0,{"$f":"Z14*E14+($A$4-80)*AG14*$A$12/1000","v":0},{"$f":"AA14*G14+($A$4-80)*AH14*$A$12/1000","v":0},0,0,0,0]
[null,57,0,0,0,0,0,0,0,0,0,0,0,0,0,0,null,0.98249999999999993,0.96500000000000008,0.92749999999999999,0.89,0.84499999999999997,0.8,0.755,0.98218829516539452,0.98445595854922274,0.98382749326145547,0.9831460674157303,0.9822485207100593,0.98124999999999996,0.98344370860927155,1.06,1.06,1.06,1.06,1.06,1.06,1.06,0,{"$f":"Z15*E15+($A$4-80)*AG15*$A$12/1000","v":0},{"$f":"AA15*G15+($A$4-80)*AH15*$A$12/1000","v":0},0,0,0,0]
[1600,72,0,0,0,0,0,0,0,0,0,0,0,0,0,0,null,1.0649999999999999,1.135,1.1074999999999999,1.08,1.0150000000000001,0.95500000000000007,0.89250000000000007,0.54929577464788726,0.56607929515418498,0.58239277652370214,0.59722222222222221,0.61576354679802958,0.63089005235602091,0.65266106442577032,1.06,1.06,1.06,1.06,1.06,1.06,1.06,{"$f":"Y16*C16+($A$4-80)*AF16*$A$16/1000","v":0},{"$f":"Z16*E16+($A$4-80)*AG16*$A$16/1000","v":0},{"$f":"AA16*G16+($A$4-80)*AH16*$A$16/1000","v":0},{"$f":"AB16*I16+($A$4-80)*AI16*$A$16/1000","v":0},{"$f":"AC16*K16+($A$4-80)*AJ16*$A$16/1000","v":0},{"$f":"AD16*M16+($A$4-80)*AK16*$A$16/1000","v":0},{"$f":"AE16*O16+($A$4-80)*AL16*$A$16/1000","v":0}]
[null,67,0,0,0,0,0,0,0,0,0,0,0,0,0,0,null,1.0649999999999999,1.1025,1.0675000000000001,1.0349999999999999,0.96500000000000008,0.9,0.83499999999999996,0.744131455399061,0.78911564625850328,0.79625292740046838,0.80434782608695643,0.83419689119170992,0.8666666666666667,0.90119760479041922,1.06,1.06,1.06,1.06,1.06,1.06,1.06,{"$f":"Y17*C17+($A$4-80)*AF17*$A$16/1000","v":0},{"$f":"Z17*E17+($A$4-80)*AG17*$A$16/1000","v":0},{"$f":"AA17*G17+($A$4-80)*AH17*$A$16/1000","v":0},{"$f":"AB17*I17+($A$4-80)*AI17*$A$16/1000","v":0},{"$f":"AC17*K17+($A$4-80)*AJ17*$A$16/1000","v":0},{"$f":"AD17*M17+($A$4-80)*AK17*$A$16/1000","v":0},{"$f":"AE17*O17+($A$4-80)*AL17*$A$16/1000","v":0}]
[null,62,0,0,0,0,0,0,0,0,0,0,0,0,0,0,null,1.0275000000000001,1.0249999999999999,0.96750000000000003,0.91249999999999998,0.86499999999999999,0.81500000000000006,0.76749999999999996,0.95133819951338194,0.98048780487804887,0.98449612403100772,0.98356164383561639,0.97976878612716756,0.98466257668711654,0.98371335504885993,1.06,1.06,1.06,1.06,1.06,1.06,1.06,0,{"$f":"Z18*E18+($A$4-80)*AG18*$A$16/1000","v":0},{"$f":"AA18*G18+($A$4-80)*AH18*$A$16/1000","v":0},0,0,0,0]
[null,57,0,0,0,0,0,0,0,0,0,0,0,0,0,0,null,1.0125,1.0074999999999998,0.96750000000000003,0.92749999999999999,0.87750000000000006,0.83000000000000007,0.78249999999999997,0.98271604938271595,0.98014888337468986,0.98191214470284227,0.98382749326145547,0.98290598290598286,0.98192771084337349,0.98083067092651754,1.06,1.06,1.06,1.06,1.06,1.06,1.06,0,{"$f":"Z19*E19+($A$4-80)*AG19*$A$16/1000","v":0},{"$f":"AA19*G19+($A$4-80)*AH19*$A$16/1000","v":0},0,0,0,0]

{"sheet":"YFE_48","index":66,"n_rows":19,"n_cols":45,"rows_kept":19,"cut":false,"hidden":true,"merged":[[2,0,2,1],[2,2,2,15],[3,2,3,3],[3,4,3,5],[3,6,3,7],[3,8,3,9],[3,10,3,11],[3,12,3,13],[3,14,3,15],[5,2,6,2],[5,3,6,3],[5,4,6,4],[5,5,6,5],[5,6,6,6],[5,7,6,7],[5,8,6,8],[4,0,6,0],[4,1,6,1],[4,2,4,3],[4,4,4,5],[4,6,4,7],[4,8,4,9],[5,9,6,9],[5,10,6,10],[5,11,6,11],[5,12,6,12],[5,13,6,13],[5,14,6,14],[5,15,6,15],[4,10,4,11],[4,12,4,13],[4,14,4,15],[24,10,24,11],[24,12,24,13],[25,2,26,2],[25,9,26,9],[25,10,26,10],[25,11,26,11],[25,12,26,12],[25,13,26,13],[7,0,10,0],[11,0,14,0],[15,0,18,0],[22,0,23,1],[22,2,22,13],[23,2,23,3],[23,4,23,5],[23,6,23,7],[23,8,23,9],[23,10,23,11],[23,12,23,13],[27,0,30,0],[25,3,26,3],[25,4,26,4],[25,5,26,5],[25,6,26,6],[25,7,26,7],[25,8,26,8],[31,0,34,0],[35,0,38,0],[24,0,26,0],[24,1,26,1],[24,2,24,3],[24,4,24,5],[24,6,24,7],[24,8,24,9],[41,0,42,1],[41,2,41,13],[42,2,42,3],[42,4,42,5],[42,6,42,7],[42,8,42,9],[42,10,42,11],[42,12,42,13],[44,10,45,10],[44,11,45,11],[44,12,45,12],[44,13,45,13],[46,0,49,0],[50,0,53,0],[43,10,43,11],[43,12,43,13],[44,2,45,2],[44,3,45,3],[44,4,45,4],[44,5,45,5],[44,6,45,6],[44,7,45,7],[44,8,45,8],[44,9,45,9],[43,0,45,0],[43,1,45,1],[43,2,43,3],[43,4,43,5],[43,6,43,7],[43,8,43,9],[54,0,57,0],[60,0,61,1],[60,2,60,13],[61,2,61,3],[61,4,61,5],[61,6,61,7],[61,8,61,9],[61,10,61,11],[61,12,61,13],[63,10,64,10],[63,11,64,11],[63,12,64,12],[63,13,64,13],[65,0,68,0],[69,0,72,0],[62,10,62,11],[62,12,62,13],[63,2,64,2],[63,3,64,3],[63,4,64,4],[63,5,64,5],[63,6,64,6],[63,7,64,7],[63,8,64,8],[63,9,64,9],[62,0,64,0],[62,1,64,1],[62,2,62,3],[62,4,62,5],[62,6,62,7],[62,8,62,9],[73,0,76,0],[79,0,80,1],[79,2,79,13],[80,2,80,3],[80,4,80,5],[80,6,80,7],[80,8,80,9],[80,10,80,11],[80,12,80,13],[82,10,83,10],[82,11,83,11],[82,12,83,12],[82,13,83,13],[84,0,87,0],[88,0,91,0],[81,10,81,11],[81,12,81,13],[82,2,83,2],[82,3,83,3],[82,4,83,4],[82,5,83,5],[82,6,83,6],[82,7,83,7],[82,8,83,8],[82,9,83,9],[81,0,83,0],[81,1,83,1],[81,2,81,3],[81,4,81,5],[81,6,81,7],[81,8,81,9],[92,0,95,0],[98,0,99,1],[98,2,98,13],[99,2,99,3],[99,4,99,5],[99,6,99,7],[99,8,99,9],[99,10,99,11],[99,12,99,13],[101,10,102,10],[101,11,102,11],[101,12,102,12],[101,13,102,13],[103,0,106,0],[107,0,110,0],[100,10,100,11],[100,12,100,13],[101,2,102,2],[101,3,102,3],[101,4,102,4],[101,5,102,5],[101,6,102,6],[101,7,102,7],[101,8,102,8],[101,9,102,9],[100,0,102,0],[100,1,102,1],[100,2,100,3],[100,4,100,5],[100,6,100,7],[100,8,100,9],[111,0,114,0],[117,0,118,1],[117,2,117,13],[118,2,118,3],[118,4,118,5],[118,6,118,7],[118,8,118,9],[118,10,118,11],[118,12,118,13],[130,0,133,0],[120,10,121,10],[120,11,121,11],[120,12,121,12],[120,13,121,13],[122,0,125,0],[126,0,129,0],[119,10,119,11],[119,12,119,13],[120,2,121,2],[120,3,121,3],[120,4,121,4],[120,5,121,5],[120,6,121,6],[120,7,121,7],[120,8,121,8],[120,9,121,9],[119,0,121,0],[119,1,121,1],[119,2,119,3],[119,4,119,5],[119,6,119,7],[119,8,119,9]]}
[]
["YFE_48"]
["Evaporator Air \n",null,"Condenser  Entering Air Temperature ˚F"]
[80,"°F DB",65,null,75,null,85,null,95,null,105,null,115,null,125]
["CFM","EWB†\n˚F","Capacity Mbtuh",null,"Capacity Mbtuh",null,"Capacity Mbtuh",null,"Capacity Mbtuh",null,"Capacity Mbtuh",null,"Capacity Mbtuh",null,"Capacity Mbtuh"]
[null,null,"Total","Sens.","Total","Sens.","Total","Sens.","Total","Sens.","Total","Sens.","Total","Sens.","Total","Sens."]
[null,null,null,null,null,null,null,null,null,null,null,null,null,null,null,null,null,"Total Factors",null,null,null,null,null,null,"Sens. %",null,null,null,null,null,null,"IDB Adj",null,null,null,null,null,null,"Sens Calc"]
[1400,72,{"$f":"R8*$I$13","v":0},{"$f":"IF(AM8>C8,C8,AM8)","v":0},{"$f":"S8*$I$13","v":0},{"$f":"IF(AN8>E8,E8,AN8)","v":0},{"$f":"T8*$I$13","v":0},{"$f":"IF(AO8>G8,G8,AO8)","v":0},{"$f":"U8*$I$13","v":0},{"$f":"IF(AP8>I8,I8,AP8)","v":0},{"$f":"V8*$I$13","v":0},{"$f":"IF(AQ8>K8,K8,AQ8)","v":0},{"$f":"W8*$I$13","v":0},{"$f":"IF(AR8>M8,M8,AR8)","v":0},{"$f":"X8*$I$13","v":0},{"$f":"IF(AS8>O8,O8,AS8)","v":0},null,1.0193548387096774,1.0623655913978494,1.064516129032258,1.0666666666666667,1,0.93763440860215053,0.87311827956989252,0.4746835443037975,0.47773279352226727,0.48484848484848486,0.48991935483870969,0.50107526881720432,0.51146788990825687,0.52216748768472898,1.06,1.06,1.06,1.06,1.06,1.06,1.06,{"$f":"Y8*C8+($A$4-80)*AF8*$A$8/1000","v":0},{"$f":"Z8*E8+($A$4-80)*AG8*$A$8/1000","v":0},{"$f":"AA8*G8+($A$4-80)*AH8*$A$8/1000","v":0},{"$f":"AB8*I8+($A$4-80)*AI8*$A$8/1000","v":0},{"$f":"AC8*K8+($A$4-80)*AJ8*$A$8/1000","v":0},{"$f":"AD8*M8+($A$4-80)*AK8*$A$8/1000","v":0},{"$f":"AE8*O8+($A$4-80)*AL8*$A$8/1000","v":0}]
[null,67,{"$f":"R9*$I$13","v":0},0,0,{"$f":"IF(AN9>E9,E9,AN9)","v":0},0,{"$f":"IF(AO9>G9,G9,AO9)","v":0},{"$f":"U9*$I$13","v":0},{"$f":"IF(AP9>I9,I9,AP9)","v":0},0,{"$f":"IF(AQ9>K9,K9,AQ9)","v":0},0,{"$f":"IF(AR9>M9,M9,AR9)","v":0},0,{"$f":"IF(AS9>O9,O9,AS9)","v":0},null,1.0150537634408603,1.0516129032258064,1.0172043010752687,0.98064516129032264,0.91612903225806452,0.85376344086021516,0.78924731182795704,0.63347457627118642,0.65439672801635995,0.67019027484143767,0.68640350877192979,0.70657276995305163,0.7279596977329974,0.75476839237057214,1.06,1.06,1.06,1.06,1.06,1.06,1.06,{"$f":"Y9*C9+($A$4-80)*AF9*$A$8/1000","v":0},{"$f":"Z9*E9+($A$4-80)*AG9*$A$8/1000","v":0},{"$f":"AA9*G9+($A$4-80)*AH9*$A$8/1000","v":0},{"$f":"AB9*I9+($A$4-80)*AI9*$A$8/1000","v":0},{"$f":"AC9*K9+($A$4-80)*AJ9*$A$8/1000","v":0},{"$f":"AD9*M9+($A$4-80)*AK9*$A$8/1000","v":0},{"$f":"AE9*O9+($A$4-80)*AL9*$A$8/1000","v":0}]
[null,62,0,0,0,0,0,0,{"$f":"U10*$I$13","v":0},0,0,0,0,0,0,0,null,0.98064516129032264,0.99354838709677429,0.9419354838709677,0.89247311827956988,0.83440860215053758,0.77849462365591404,0.72258064516129039,0.82236842105263153,0.86363636363636354,0.88356164383561653,0.90361445783132532,0.92525773195876293,0.95027624309392256,0.97916666666666663,1.06,1.06,1.06,1.06,1.06,1.06,1.06,0,{"$f":"Z10*E10+($A$4-80)*AG10*$A$8/1000","v":0},{"$f":"AA10*G10+($A$4-80)*AH10*$A$8/1000","v":0},0,0,0,0]
[null,57,0,0,0,0,0,0,{"$f":"U11*$I$13","v":0},0,0,0,0,0,0,0,null,0.93978494623655917,0.9311827956989247,0.89462365591397852,0.85806451612903223,0.8086021505376344,0.76129032258064511,0.71397849462365592,0.9954233409610983,0.99538106235565826,0.9951923076923076,0.99498746867167931,0.99468085106382975,0.99435028248587587,0.99397590361445776,1.06,1.06,1.06,1.06,1.06,1.06,1.06,0,{"$f":"Z11*E11+($A$4-80)*AG11*$A$8/1000","v":0},{"$f":"AA11*G11+($A$4-80)*AH11*$A$8/1000","v":0},{"$f":"AB11*I11+($A$4-80)*AI11*$A$8/1000","v":0},0,0,0]
[1600,72,0,0,0,0,0,0,{"$f":"U12*$I$13","v":0},0,0,0,0,0,0,0,null,1.0236559139784946,1.0666666666666667,1.075268817204301,1.0838709677419354,1.0150537634408603,0.95053763440860217,0.88387096774193552,0.47899159663865548,0.48387096774193544,0.49399999999999999,0.50198412698412698,0.51694915254237284,0.52941176470588225,0.54744525547445255,1.06,1.06,1.06,1.06,1.06,1.06,1.06,{"$f":"Y12*C12+($A$4-80)*AF12*$A$12/1000","v":0},{"$f":"Z12*E12+($A$4-80)*AG12*$A$12/1000","v":0},{"$f":"AA12*G12+($A$4-80)*AH12*$A$12/1000","v":0},{"$f":"AB12*I12+($A$4-80)*AI12*$A$12/1000","v":0},{"$f":"AC12*K12+($A$4-80)*AJ12*$A$12/1000","v":0},{"$f":"AD12*M12+($A$4-80)*AK12*$A$12/1000","v":0},{"$f":"AE12*O12+($A$4-80)*AL12*$A$12/1000","v":0}]
[null,67,0,0,0,0,0,0,{"$f":"B2","v":0},0,0,0,0,0,0,0,null,1.021505376344086,1.0623655913978494,1.032258064516129,1,0.93333333333333335,0.86881720430107523,0.80430107526881722,0.64631578947368418,0.67004048582995956,0.69374999999999998,0.72043010752688175,0.74193548387096786,0.76732673267326734,0.79679144385026746,1.06,1.06,1.06,1.06,1.06,1.06,1.06,{"$f":"Y13*C13+($A$4-80)*AF13*$A$12/1000","v":0},{"$f":"Z13*E13+($A$4-80)*AG13*$A$12/1000","v":0},{"$f":"AA13*G13+($A$4-80)*AH13*$A$12/1000","v":0},{"$f":"AB13*I13+($A$4-80)*AI13*$A$12/1000","v":0},{"$f":"AC13*K13+($A$4-80)*AJ13*$A$12/1000","v":0},{"$f":"AD13*M13+($A$4-80)*AK13*$A$12/1000","v":0},{"$f":"AE13*O13+($A$4-80)*AL13*$A$12/1000","v":0}]
[null,62,0,0,0,0,0,0,{"$f":"U14*$I$13","v":0},0,0,0,0,0,0,0,null,0.99354838709677429,1.0150537634408603,0.96344086021505371,0.91182795698924723,0.85376344086021516,0.7978494623655914,0.74193548387096775,0.84632034632034625,0.90042372881355925,0.91964285714285732,0.94339622641509435,0.95717884130982356,0.97035040431266839,0.98840579710144927,1.06,1.06,1.06,1.06,1.06,1.06,1.06,0,{"$f":"Z14*E14+($A$4-80)*AG14*$A$12/1000","v":0},{"$f":"AA14*G14+($A$4-80)*AH14*$A$12/1000","v":0},0,0,0,0]
[null,57,0,0,0,0,0,0,0,0,0,0,0,0,0,0,null,0.96559139784946235,0.96989247311827964,0.9311827956989247,0.89032258064516123,0.84086021505376352,0.79354838709677411,0.74623655913978504,0.99331848552338531,0.99556541019955647,0.99538106235565826,0.99516908212560395,0.99488491048593342,0.99457994579945808,0.99423631123919298,1.06,1.06,1.06,1.06,1.06,1.06,1.06,0,{"$f":"Z15*E15+($A$4-80)*AG15*$A$12/1000","v":0},{"$f":"AA15*G15+($A$4-80)*AH15*$A$12/1000","v":0},0,0,0,0]
[1800,72,0,0,0,0,0,0,0,0,0,0,0,0,0,0,null,1.0301075268817204,1.0688172043010753,1.0838709677419354,1.0989247311827957,1.0301075268817204,0.96344086021505371,0.89677419354838717,0.48225469728601256,0.48893360160965793,0.50198412698412698,0.51467710371819964,0.53235908141962418,0.5491071428571429,0.5683453237410071,1.06,1.06,1.06,1.06,1.06,1.06,1.06,{"$f":"Y16*C16+($A$4-80)*AF16*$A$16/1000","v":0},{"$f":"Z16*E16+($A$4-80)*AG16*$A$16/1000","v":0},{"$f":"AA16*G16+($A$4-80)*AH16*$A$16/1000","v":0},{"$f":"AB16*I16+($A$4-80)*AI16*$A$16/1000","v":0},{"$f":"AC16*K16+($A$4-80)*AJ16*$A$16/1000","v":0},{"$f":"AD16*M16+($A$4-80)*AK16*$A$16/1000","v":0},{"$f":"AE16*O16+($A$4-80)*AL16*$A$16/1000","v":0}]
[null,67,0,0,0,0,0,0,0,0,0,0,0,0,0,0,null,1.0301075268817204,1.0731182795698924,1.0473118279569893,1.0193548387096774,0.95268817204301071,0.88602150537634417,0.8193548387096774,0.6555323590814196,0.68537074148296606,0.71663244353182742,0.75316455696202544,0.7765237020316027,0.80339805825242716,0.83464566929133854,1.06,1.06,1.06,1.06,1.06,1.06,1.06,{"$f":"Y17*C17+($A$4-80)*AF17*$A$16/1000","v":0},{"$f":"Z17*E17+($A$4-80)*AG17*$A$16/1000","v":0},{"$f":"AA17*G17+($A$4-80)*AH17*$A$16/1000","v":0},{"$f":"AB17*I17+($A$4-80)*AI17*$A$16/1000","v":0},{"$f":"AC17*K17+($A$4-80)*AJ17*$A$16/1000","v":0},{"$f":"AD17*M17+($A$4-80)*AK17*$A$16/1000","v":0},{"$f":"AE17*O17+($A$4-80)*AL17*$A$16/1000","v":0}]
[null,62,0,0,0,0,0,0,0,0,0,0,0,0,0,0,null,1.0086021505376344,1.0344086021505376,0.98279569892473129,0.93333333333333335,0.87526881720430116,0.8193548387096774,0.76129032258064511,0.86993603411513853,0.93762993762993763,0.95842450765864318,0.97926267281105994,0.98280098280098271,0.98687664041994749,0.99717514124293782,1.06,1.06,1.06,1.06,1.06,1.06,1.06,0,{"$f":"Z18*E18+($A$4-80)*AG18*$A$16/1000","v":0},{"$f":"AA18*G18+($A$4-80)*AH18*$A$16/1000","v":0},0,0,0,0]
[null,57,0,0,0,0,0,0,0,0,0,0,0,0,0,0,null,0.989247311827957,1.010752688172043,0.967741935483871,0.92473118279569888,0.87526881720430116,0.82580645161290323,0.7763440860215054,0.99565217391304339,0.99574468085106382,0.99555555555555553,0.99534883720930223,0.99262899262899251,0.99479166666666674,0.99722991689750684,1.06,1.06,1.06,1.06,1.06,1.06,1.06,0,{"$f":"Z19*E19+($A$4-80)*AG19*$A$16/1000","v":0},{"$f":"AA19*G19+($A$4-80)*AH19*$A$16/1000","v":0},0,0,0,0]

{"sheet":"YFE_60","index":67,"n_rows":19,"n_cols":45,"rows_kept":19,"cut":false,"hidden":true,"merged":[[2,0,2,1],[2,2,2,15],[3,2,3,3],[3,4,3,5],[3,6,3,7],[3,8,3,9],[3,10,3,11],[3,12,3,13],[3,14,3,15],[5,2,6,2],[5,3,6,3],[5,4,6,4],[5,5,6,5],[5,6,6,6],[5,7,6,7],[5,8,6,8],[4,0,6,0],[4,1,6,1],[4,2,4,3],[4,4,4,5],[4,6,4,7],[4,8,4,9],[5,9,6,9],[5,10,6,10],[5,11,6,11],[5,12,6,12],[5,13,6,13],[5,14,6,14],[5,15,6,15],[4,10,4,11],[4,12,4,13],[4,14,4,15],[24,10,24,11],[24,12,24,13],[25,2,26,2],[25,9,26,9],[25,10,26,10],[25,11,26,11],[25,12,26,12],[25,13,26,13],[7,0,10,0],[11,0,14,0],[15,0,18,0],[22,0,23,1],[22,2,22,13],[23,2,23,3],[23,4,23,5],[23,6,23,7],[23,8,23,9],[23,10,23,11],[23,12,23,13],[27,0,30,0],[25,3,26,3],[25,4,26,4],[25,5,26,5],[25,6,26,6],[25,7,26,7],[25,8,26,8],[31,0,34,0],[35,0,38,0],[24,0,26,0],[24,1,26,1],[24,2,24,3],[24,4,24,5],[24,6,24,7],[24,8,24,9],[41,0,42,1],[41,2,41,13],[42,2,42,3],[42,4,42,5],[42,6,42,7],[42,8,42,9],[42,10,42,11],[42,12,42,13],[44,10,45,10],[44,11,45,11],[44,12,45,12],[44,13,45,13],[46,0,49,0],[50,0,53,0],[43,10,43,11],[43,12,43,13],[44,2,45,2],[44,3,45,3],[44,4,45,4],[44,5,45,5],[44,6,45,6],[44,7,45,7],[44,8,45,8],[44,9,45,9],[43,0,45,0],[43,1,45,1],[43,2,43,3],[43,4,43,5],[43,6,43,7],[43,8,43,9],[54,0,57,0],[60,0,61,1],[60,2,60,13],[61,2,61,3],[61,4,61,5],[61,6,61,7],[61,8,61,9],[61,10,61,11],[61,12,61,13],[63,10,64,10],[63,11,64,11],[63,12,64,12],[63,13,64,13],[65,0,68,0],[69,0,72,0],[62,10,62,11],[62,12,62,13],[63,2,64,2],[63,3,64,3],[63,4,64,4],[63,5,64,5],[63,6,64,6],[63,7,64,7],[63,8,64,8],[63,9,64,9],[62,0,64,0],[62,1,64,1],[62,2,62,3],[62,4,62,5],[62,6,62,7],[62,8,62,9],[73,0,76,0],[79,0,80,1],[79,2,79,13],[80,2,80,3],[80,4,80,5],[80,6,80,7],[80,8,80,9],[80,10,80,11],[80,12,80,13],[82,10,83,10],[82,11,83,11],[82,12,83,12],[82,13,83,13],[84,0,87,0],[88,0,91,0],[81,10,81,11],[81,12,81,13],[82,2,83,2],[82,3,83,3],[82,4,83,4],[82,5,83,5],[82,6,83,6],[82,7,83,7],[82,8,83,8],[82,9,83,9],[81,0,83,0],[81,1,83,1],[81,2,81,3],[81,4,81,5],[81,6,81,7],[81,8,81,9],[92,0,95,0],[98,0,99,1],[98,2,98,13],[99,2,99,3],[99,4,99,5],[99,6,99,7],[99,8,99,9],[99,10,99,11],[99,12,99,13],[101,10,102,10],[101,11,102,11],[101,12,102,12],[101,13,102,13],[103,0,106,0],[107,0,110,0],[100,10,100,11],[100,12,100,13],[101,2,102,2],[101,3,102,3],[101,4,102,4],[101,5,102,5],[101,6,102,6],[101,7,102,7],[101,8,102,8],[101,9,102,9],[100,0,102,0],[100,1,102,1],[100,2,100,3],[100,4,100,5],[100,6,100,7],[100,8,100,9],[111,0,114,0],[117,0,118,1],[117,2,117,13],[118,2,118,3],[118,4,118,5],[118,6,118,7],[118,8,118,9],[118,10,118,11],[118,12,118,13],[130,0,133,0],[120,10,121,10],[120,11,121,11],[120,12,121,12],[120,13,121,13],[122,0,125,0],[126,0,129,0],[119,10,119,11],[119,12,119,13],[120,2,121,2],[120,3,121,3],[120,4,121,4],[120,5,121,5],[120,6,121,6],[120,7,121,7],[120,8,121,8],[120,9,121,9],[119,0,121,0],[119,1,121,1],[119,2,119,3],[119,4,119,5],[119,6,119,7],[119,8,119,9]]}
[]
["YFE_60"]
["Evaporator Air \n",null,"Condenser  Entering Air Temperature ˚F"]
[80,"°F DB",65,null,75,null,85,null,95,null,105,null,115,null,125]
["CFM","EWB†\n˚F","Capacity Mbtuh",null,"Capacity Mbtuh",null,"Capacity Mbtuh",null,"Capacity Mbtuh",null,"Capacity Mbtuh",null,"Capacity Mbtuh",null,"Capacity Mbtuh"]
[null,null,"Total","Sens.","Total","Sens.","Total","Sens.","Total","Sens.","Total","Sens.","Total","Sens.","Total","Sens."]
[null,null,null,null,null,null,null,null,null,null,null,null,null,null,null,null,null,"Total Factors",null,null,null,null,null,null,"Sens. %",null,null,null,null,null,null,"IDB Adj",null,null,null,null,null,null,"Sens Calc"]
[1530,72,{"$f":"R8*$I$13","v":0},{"$f":"IF(AM8>C8,C8,AM8)","v":0},{"$f":"S8*$I$13","v":0},{"$f":"IF(AN8>E8,E8,AN8)","v":0},{"$f":"T8*$I$13","v":0},{"$f":"IF(AO8>G8,G8,AO8)","v":0},{"$f":"U8*$I$13","v":0},{"$f":"IF(AP8>I8,I8,AP8)","v":0},{"$f":"V8*$I$13","v":0},{"$f":"IF(AQ8>K8,K8,AQ8)","v":0},{"$f":"W8*$I$13","v":0},{"$f":"IF(AR8>M8,M8,AR8)","v":0},{"$f":"X8*$I$13","v":0},{"$f":"IF(AS8>O8,O8,AS8)","v":0},null,1.1357142857142857,1.1482142857142856,1.1035714285714284,1.0607142857142857,1.0017857142857143,0.94464285714285712,0.88750000000000007,0.47484276729559749,0.47900466562986005,0.48220064724919098,0.48653198653198654,0.49732620320855614,0.50850661625708882,0.52112676056338025,1.06,1.06,1.06,1.06,1.06,1.06,1.06,{"$f":"Y8*C8+($A$4-80)*AF8*$A$8/1000","v":0},{"$f":"Z8*E8+($A$4-80)*AG8*$A$8/1000","v":0},{"$f":"AA8*G8+($A$4-80)*AH8*$A$8/1000","v":0},{"$f":"AB8*I8+($A$4-80)*AI8*$A$8/1000","v":0},{"$f":"AC8*K8+($A$4-80)*AJ8*$A$8/1000","v":0},{"$f":"AD8*M8+($A$4-80)*AK8*$A$8/1000","v":0},{"$f":"AE8*O8+($A$4-80)*AL8*$A$8/1000","v":0}]
[null,67,{"$f":"R9*$I$13","v":0},0,0,{"$f":"IF(AN9>E9,E9,AN9)","v":0},0,{"$f":"IF(AO9>G9,G9,AO9)","v":0},{"$f":"U9*$I$13","v":0},{"$f":"IF(AP9>I9,I9,AP9)","v":0},0,{"$f":"IF(AQ9>K9,K9,AQ9)","v":0},0,{"$f":"IF(AR9>M9,M9,AR9)","v":0},0,{"$f":"IF(AS9>O9,O9,AS9)","v":0},null,1.0767857142857142,1.0571428571428572,1.0232142857142856,0.98749999999999993,0.92678571428571421,0.86785714285714288,0.80892857142857133,0.64179104477611948,0.65371621621621623,0.6631762652705061,0.67269439421338162,0.69171483622350671,0.70987654320987648,0.73289183222958065,1.06,1.06,1.06,1.06,1.06,1.06,1.06,{"$f":"Y9*C9+($A$4-80)*AF9*$A$8/1000","v":0},{"$f":"Z9*E9+($A$4-80)*AG9*$A$8/1000","v":0},{"$f":"AA9*G9+($A$4-80)*AH9*$A$8/1000","v":0},{"$f":"AB9*I9+($A$4-80)*AI9*$A$8/1000","v":0},{"$f":"AC9*K9+($A$4-80)*AJ9*$A$8/1000","v":0},{"$f":"AD9*M9+($A$4-80)*AK9*$A$8/1000","v":0},{"$f":"AE9*O9+($A$4-80)*AL9*$A$8/1000","v":0}]
[null,62,0,0,0,0,0,0,{"$f":"U10*$I$13","v":0},0,0,0,0,0,0,0,null,1.0142857142857142,0.99464285714285716,0.94107142857142867,0.88571428571428579,0.8303571428571429,0.7767857142857143,0.7232142857142857,0.81690140845070425,0.83662477558348292,0.85578747628083485,0.87903225806451613,0.89677419354838717,0.91724137931034477,0.94074074074074077,1.06,1.06,1.06,1.06,1.06,1.06,1.06,0,{"$f":"Z10*E10+($A$4-80)*AG10*$A$8/1000","v":0},{"$f":"AA10*G10+($A$4-80)*AH10*$A$8/1000","v":0},0,0,0,0]
[null,57,0,0,0,0,0,0,{"$f":"U11*$I$13","v":0},0,0,0,0,0,0,0,null,0.92678571428571421,0.90535714285714286,0.86964285714285716,0.83392857142857146,0.79107142857142854,0.74642857142857133,0.70357142857142851,1,0.99605522682445757,0.99589322381930179,0.99571734475374729,0.99774266365688502,1,1,1.06,1.06,1.06,1.06,1.06,1.06,1.06,0,{"$f":"Z11*E11+($A$4-80)*AG11*$A$8/1000","v":0},{"$f":"AA11*G11+($A$4-80)*AH11*$A$8/1000","v":0},{"$f":"AB11*I11+($A$4-80)*AI11*$A$8/1000","v":0},0,0,0]
[1730,72,0,0,0,0,0,0,{"$f":"U12*$I$13","v":0},0,0,0,0,0,0,0,null,1.1375,1.1607142857142858,1.1160714285714286,1.0714285714285714,1.0089285714285714,0.95000000000000007,0.89107142857142851,0.4866562009419152,0.48923076923076925,0.49439999999999995,0.5,0.51150442477876101,0.52255639097744355,0.5350701402805611,1.06,1.06,1.06,1.06,1.06,1.06,1.06,{"$f":"Y12*C12+($A$4-80)*AF12*$A$12/1000","v":0},{"$f":"Z12*E12+($A$4-80)*AG12*$A$12/1000","v":0},{"$f":"AA12*G12+($A$4-80)*AH12*$A$12/1000","v":0},{"$f":"AB12*I12+($A$4-80)*AI12*$A$12/1000","v":0},{"$f":"AC12*K12+($A$4-80)*AJ12*$A$12/1000","v":0},{"$f":"AD12*M12+($A$4-80)*AK12*$A$12/1000","v":0},{"$f":"AE12*O12+($A$4-80)*AL12*$A$12/1000","v":0}]
[null,67,0,0,0,0,0,0,{"$f":"B2","v":0},0,0,0,0,0,0,0,null,1.0839285714285716,1.0714285714285714,1.0357142857142858,1,0.93928571428571428,0.87857142857142867,0.81964285714285712,0.66062602965403627,0.67500000000000004,0.68620689655172407,0.6964285714285714,0.71482889733840305,0.7357723577235773,0.75816993464052285,1.06,1.06,1.06,1.06,1.06,1.06,1.06,{"$f":"Y13*C13+($A$4-80)*AF13*$A$12/1000","v":0},{"$f":"Z13*E13+($A$4-80)*AG13*$A$12/1000","v":0},{"$f":"AA13*G13+($A$4-80)*AH13*$A$12/1000","v":0},{"$f":"AB13*I13+($A$4-80)*AI13*$A$12/1000","v":0},{"$f":"AC13*K13+($A$4-80)*AJ13*$A$12/1000","v":0},{"$f":"AD13*M13+($A$4-80)*AK13*$A$12/1000","v":0},{"$f":"AE13*O13+($A$4-80)*AL13*$A$12/1000","v":0}]
[null,62,0,0,0,0,0,0,{"$f":"U14*$I$13","v":0},0,0,0,0,0,0,0,null,1.0249999999999999,1.0053571428571428,0.95357142857142851,0.90357142857142858,0.84642857142857142,0.79285714285714282,0.73749999999999993,0.84320557491289194,0.86323268206039083,0.88576779026217223,0.91106719367588929,0.93037974683544311,0.95045045045045051,0.97336561743341421,1.06,1.06,1.06,1.06,1.06,1.06,1.06,0,{"$f":"Z14*E14+($A$4-80)*AG14*$A$12/1000","v":0},{"$f":"AA14*G14+($A$4-80)*AH14*$A$12/1000","v":0},0,0,0,0]
[null,57,0,0,0,0,0,0,0,0,0,0,0,0,0,0,null,0.95178571428571423,0.9285714285714286,0.89464285714285718,0.86071428571428577,0.81607142857142867,0.77321428571428563,0.73035714285714282,1,0.99615384615384606,0.99600798403193602,0.99377593360995842,0.99562363238512031,1,1,1.06,1.06,1.06,1.06,1.06,1.06,1.06,0,{"$f":"Z15*E15+($A$4-80)*AG15*$A$12/1000","v":0},{"$f":"AA15*G15+($A$4-80)*AH15*$A$12/1000","v":0},0,0,0,0]
[1930,72,0,0,0,0,0,0,0,0,0,0,0,0,0,0,null,1.1392857142857142,1.175,1.1285714285714286,1.0821428571428571,1.0178571428571428,0.9553571428571429,0.8928571428571429,0.49686520376175547,0.49848024316109418,0.50632911392405056,0.51485148514851486,0.52631578947368418,0.53831775700934581,0.55200000000000005,1.06,1.06,1.06,1.06,1.06,1.06,1.06,{"$f":"Y16*C16+($A$4-80)*AF16*$A$16/1000","v":0},{"$f":"Z16*E16+($A$4-80)*AG16*$A$16/1000","v":0},{"$f":"AA16*G16+($A$4-80)*AH16*$A$16/1000","v":0},{"$f":"AB16*I16+($A$4-80)*AI16*$A$16/1000","v":0},{"$f":"AC16*K16+($A$4-80)*AJ16*$A$16/1000","v":0},{"$f":"AD16*M16+($A$4-80)*AK16*$A$16/1000","v":0},{"$f":"AE16*O16+($A$4-80)*AL16*$A$16/1000","v":0}]
[null,67,0,0,0,0,0,0,0,0,0,0,0,0,0,0,null,1.092857142857143,1.0874999999999999,1.05,1.0125,0.95000000000000007,0.88928571428571423,0.82857142857142851,0.67647058823529405,0.69458128078817727,0.70578231292517013,0.71957671957671954,0.73872180451127811,0.76104417670682734,0.78448275862068961,1.06,1.06,1.06,1.06,1.06,1.06,1.06,{"$f":"Y17*C17+($A$4-80)*AF17*$A$16/1000","v":0},{"$f":"Z17*E17+($A$4-80)*AG17*$A$16/1000","v":0},{"$f":"AA17*G17+($A$4-80)*AH17*$A$16/1000","v":0},{"$f":"AB17*I17+($A$4-80)*AI17*$A$16/1000","v":0},{"$f":"AC17*K17+($A$4-80)*AJ17*$A$16/1000","v":0},{"$f":"AD17*M17+($A$4-80)*AK17*$A$16/1000","v":0},{"$f":"AE17*O17+($A$4-80)*AL17*$A$16/1000","v":0}]
[null,62,0,0,0,0,0,0,0,0,0,0,0,0,0,0,null,1.0357142857142858,1.0160714285714285,0.96785714285714286,0.9196428571428571,0.86249999999999993,0.80714285714285716,0.75,0.86724137931034473,0.88752196836555364,0.91512915129151284,0.94368932038834952,0.96273291925465843,0.98230088495575207,1,1.06,1.06,1.06,1.06,1.06,1.06,1.06,0,{"$f":"Z18*E18+($A$4-80)*AG18*$A$16/1000","v":0},{"$f":"AA18*G18+($A$4-80)*AH18*$A$16/1000","v":0},0,0,0,0]
[null,57,0,0,0,0,0,0,0,0,0,0,0,0,0,0,null,0.97499999999999998,0.95178571428571423,0.9196428571428571,0.88571428571428579,0.84285714285714286,0.79999999999999993,0.75714285714285712,1,0.99624765478424027,0.99417475728155347,0.99395161290322576,0.99364406779661008,0.99553571428571441,0.99764150943396224,1.06,1.06,1.06,1.06,1.06,1.06,1.06,0,{"$f":"Z19*E19+($A$4-80)*AG19*$A$16/1000","v":0},{"$f":"AA19*G19+($A$4-80)*AH19*$A$16/1000","v":0},0,0,0,0]

{"sheet":"YHJD(3P)_30","index":68,"n_rows":19,"n_cols":45,"rows_kept":19,"cut":false,"hidden":true,"merged":[[2,0,2,1],[2,2,2,15],[3,2,3,3],[3,4,3,5],[3,6,3,7],[3,8,3,9],[3,10,3,11],[3,12,3,13],[3,14,3,15],[4,12,4,13],[4,14,4,15],[7,0,10,0],[11,0,14,0],[4,6,4,7],[4,8,4,9],[5,9,6,9],[5,12,6,12],[5,13,6,13],[5,14,6,14],[5,15,6,15],[15,0,18,0],[5,10,6,10],[5,11,6,11],[5,2,6,2],[5,3,6,3],[5,4,6,4],[5,5,6,5],[5,6,6,6],[5,7,6,7],[5,8,6,8],[4,0,6,0],[4,1,6,1],[4,2,4,3],[4,4,4,5],[4,10,4,11]]}
[]
["YHJD30"]
["Evaporator Air \n",null,"Condenser  Entering Air Temperature ˚F"]
[80,"°F DB",65,null,75,null,85,null,95,null,105,null,115,null,125]
["CFM","EWB†\n˚F","Capacity Mbtuh",null,"Capacity Mbtuh",null,"Capacity Mbtuh",null,"Capacity Mbtuh",null,"Capacity Mbtuh",null,"Capacity Mbtuh",null,"Capacity Mbtuh"]
[null,null,"Total","Sens.","Total","Sens.","Total","Sens.","Total","Sens.","Total","Sens.","Total","Sens.","Total","Sens."]
[null,null,null,null,null,null,null,null,null,null,null,null,null,null,null,null,null,"Total Factors",null,null,null,null,null,null,"Sens. %",null,null,null,null,null,null,"IDB Adj",null,null,null,null,null,null,"Sens Calc"]
[800,72,{"$f":"R8*$I$13","v":0},{"$f":"IF(AM8>C8,C8,AM8)","v":0},{"$f":"S8*$I$13","v":0},{"$f":"IF(AN8>E8,E8,AN8)","v":0},{"$f":"T8*$I$13","v":0},{"$f":"IF(AO8>G8,G8,AO8)","v":0},{"$f":"U8*$I$13","v":0},{"$f":"IF(AP8>I8,I8,AP8)","v":0},{"$f":"V8*$I$13","v":0},{"$f":"IF(AQ8>K8,K8,AQ8)","v":0},{"$f":"W8*$I$13","v":0},{"$f":"IF(AR8>M8,M8,AR8)","v":0},{"$f":"X8*$I$13","v":0},{"$f":"IF(AS8>O8,O8,AS8)","v":0},null,1.2405498281786942,1.1786941580756012,1.1168384879725086,1.0584192439862543,0.97250859106529208,0.88659793814432986,0.8041237113402061,0.49307479224376732,0.48979591836734698,0.48615384615384616,0.48051948051948051,0.48763250883392228,0.49224806201550386,0.5,0.875,0.875,0.875,0.90000000000000036,0.84999999999999964,0.77499999999999947,0.62500000000000044,{"$f":"Y8*C8+($A$4-80)*AF8*$A$8/1000","v":0},{"$f":"Z8*E8+($A$4-80)*AG8*$A$8/1000","v":0},{"$f":"AA8*G8+($A$4-80)*AH8*$A$8/1000","v":0},{"$f":"AB8*I8+($A$4-80)*AI8*$A$8/1000","v":0},{"$f":"AC8*K8+($A$4-80)*AJ8*$A$8/1000","v":0},{"$f":"AD8*M8+($A$4-80)*AK8*$A$8/1000","v":0},{"$f":"AE8*O8+($A$4-80)*AL8*$A$8/1000","v":0}]
[null,67,0,0,0,{"$f":"IF(AN9>E9,E9,AN9)","v":0},0,{"$f":"IF(AO9>G9,G9,AO9)","v":0},{"$f":"U9*$I$13","v":0},{"$f":"IF(AP9>I9,I9,AP9)","v":0},0,{"$f":"IF(AQ9>K9,K9,AQ9)","v":0},0,{"$f":"IF(AR9>M9,M9,AR9)","v":0},0,{"$f":"IF(AS9>O9,O9,AS9)","v":0},null,1.1786941580756012,1.1099656357388314,1.0412371134020619,0.9690721649484535,0.86941580756013748,0.76632302405498276,0.66666666666666663,0.61224489795918369,0.62229102167182671,0.63696369636963701,0.65248226950354604,0.6837944664031621,0.72197309417040367,0.76804123711340211,0.875,0.875,0.875,0.90000000000000036,0.84999999999999964,0.77499999999999947,0.62500000000000044,{"$f":"Y9*C9+($A$4-80)*AF9*$A$8/1000","v":0},{"$f":"Z9*E9+($A$4-80)*AG9*$A$8/1000","v":0},{"$f":"AA9*G9+($A$4-80)*AH9*$A$8/1000","v":0},{"$f":"AB9*I9+($A$4-80)*AI9*$A$8/1000","v":0},{"$f":"AC9*K9+($A$4-80)*AJ9*$A$8/1000","v":0},{"$f":"AD9*M9+($A$4-80)*AK9*$A$8/1000","v":0},{"$f":"AE9*O9+($A$4-80)*AL9*$A$8/1000","v":0}]
[null,62,0,0,0,0,0,0,{"$f":"U10*$I$13","v":0},0,0,0,0,0,0,0,null,1.0756013745704467,1,0.9243986254295532,0.84879725085910651,0.76288659793814428,0.67353951890034369,0.58762886597938147,0.78913738019169322,0.81443298969072153,0.84386617100371752,0.88259109311740891,0.91891891891891886,0.96428571428571419,1,0.875,0.875,0.875,0.90000000000000036,0.84999999999999964,0.77499999999999947,0.62500000000000044,0,{"$f":"Z10*E10+($A$4-80)*AG10*$A$8/1000","v":0},{"$f":"AA10*G10+($A$4-80)*AH10*$A$8/1000","v":0},0,0,0,0]
[null,57,0,0,0,0,0,0,{"$f":"U11*$I$13","v":0},0,0,0,0,0,0,0,null,1,0.94158075601374558,0.88316151202749138,0.82474226804123707,0.74914089347079038,0.67697594501718206,0.60137457044673537,0.96219931271477654,0.96350364963503654,0.96498054474708173,0.96250000000000002,0.96330275229357798,0.96446700507614214,0.96571428571428564,0.875,0.875,0.875,0.90000000000000036,0.84999999999999964,0.77499999999999947,0.62500000000000044,0,{"$f":"Z11*E11+($A$4-80)*AG11*$A$8/1000","v":0},{"$f":"AA11*G11+($A$4-80)*AH11*$A$8/1000","v":0},{"$f":"AB11*I11+($A$4-80)*AI11*$A$8/1000","v":0},0,0,0]
[1000,72,0,0,0,0,0,0,{"$f":"U12*$I$13","v":0},0,0,0,0,0,0,0,null,1.2577319587628866,1.1993127147766323,1.140893470790378,1.0824742268041236,0.99656357388316141,0.9106529209621993,0.82474226804123707,0.49726775956284147,0.49856733524355301,0.5,0.50158730158730158,0.51034482758620692,0.52075471698113207,0.53333333333333333,0.9199999999999996,0.83999999999999986,0.76000000000000012,0.7,0.66000000000000014,0.6,0.53999999999999981,{"$f":"Y12*C12+($A$4-80)*AF12*$A$12/1000","v":0},{"$f":"Z12*E12+($A$4-80)*AG12*$A$12/1000","v":0},{"$f":"AA12*G12+($A$4-80)*AH12*$A$12/1000","v":0},{"$f":"AB12*I12+($A$4-80)*AI12*$A$12/1000","v":0},{"$f":"AC12*K12+($A$4-80)*AJ12*$A$12/1000","v":0},{"$f":"AD12*M12+($A$4-80)*AK12*$A$12/1000","v":0},{"$f":"AE12*O12+($A$4-80)*AL12*$A$12/1000","v":0}]
[null,67,0,0,0,0,0,0,{"$f":"B2","v":0},0,0,0,0,0,0,0,null,1.2096219931271479,1.140893470790378,1.0687285223367697,1,0.89690721649484539,0.79725085910652915,0.69759450171821302,0.63636363636363624,0.65361445783132521,0.67524115755627001,0.69759450171821302,0.73563218390804586,0.77586206896551724,0.83251231527093583,0.9199999999999996,0.83999999999999986,0.76000000000000012,0.7,0.66000000000000014,0.6,0.53999999999999981,{"$f":"Y13*C13+($A$4-80)*AF13*$A$12/1000","v":0},{"$f":"Z13*E13+($A$4-80)*AG13*$A$12/1000","v":0},{"$f":"AA13*G13+($A$4-80)*AH13*$A$12/1000","v":0},{"$f":"AB13*I13+($A$4-80)*AI13*$A$12/1000","v":0},{"$f":"AC13*K13+($A$4-80)*AJ13*$A$12/1000","v":0},{"$f":"AD13*M13+($A$4-80)*AK13*$A$12/1000","v":0},{"$f":"AE13*O13+($A$4-80)*AL13*$A$12/1000","v":0}]
[null,62,0,0,0,0,0,0,{"$f":"U14*$I$13","v":0},0,0,0,0,0,0,0,null,1.1237113402061856,1.0446735395189002,0.96219931271477654,0.88316151202749138,0.80756013745704458,0.73195876288659789,0.6563573883161512,0.85321100917431181,0.87171052631578949,0.89642857142857146,0.92217898832684819,0.94468085106382971,0.96713615023474186,0.9947643979057591,0.9199999999999996,0.83999999999999986,0.76000000000000012,0.7,0.66000000000000014,0.6,0.53999999999999981,0,{"$f":"Z14*E14+($A$4-80)*AG14*$A$12/1000","v":0},{"$f":"AA14*G14+($A$4-80)*AH14*$A$12/1000","v":0},0,0,0,0]
[null,57,0,0,0,0,0,0,0,0,0,0,0,0,0,0,null,1.0652920962199313,1.006872852233677,0.94845360824742264,0.89003436426116833,0.81099656357388317,0.73539518900343637,0.6563573883161512,0.96451612903225803,0.96587030716723554,0.96376811594202894,0.96525096525096532,0.96610169491525422,0.96261682242990665,0.96335078534031404,0.9199999999999996,0.83999999999999986,0.76000000000000012,0.7,0.66000000000000014,0.6,0.53999999999999981,0,{"$f":"Z15*E15+($A$4-80)*AG15*$A$12/1000","v":0},{"$f":"AA15*G15+($A$4-80)*AH15*$A$12/1000","v":0},0,0,0,0]
[1200,72,0,0,0,0,0,0,0,0,0,0,0,0,0,0,null,1.2783505154639176,1.2199312714776631,1.1649484536082473,1.1065292096219932,1.0206185567010309,0.93127147766323026,0.84536082474226804,0.5,0.50704225352112675,0.5103244837758113,0.51863354037267073,0.53198653198653201,0.54981549815498154,0.56504065040650409,0.95000000000000051,0.8166666666666671,0.69999999999999984,0.56666666666666643,0.51666666666666694,0.4499999999999999,0.58333333333333337,{"$f":"Y16*C16+($A$4-80)*AF16*$A$16/1000","v":0},{"$f":"Z16*E16+($A$4-80)*AG16*$A$16/1000","v":0},{"$f":"AA16*G16+($A$4-80)*AH16*$A$16/1000","v":0},{"$f":"AB16*I16+($A$4-80)*AI16*$A$16/1000","v":0},{"$f":"AC16*K16+($A$4-80)*AJ16*$A$16/1000","v":0},{"$f":"AD16*M16+($A$4-80)*AK16*$A$16/1000","v":0},{"$f":"AE16*O16+($A$4-80)*AL16*$A$16/1000","v":0}]
[null,67,0,0,0,0,0,0,0,0,0,0,0,0,0,0,null,1.2405498281786942,1.1683848797250858,1.0962199312714775,1.0274914089347078,0.9243986254295532,0.82474226804123707,0.72508591065292094,0.65927977839335183,0.68529411764705883,0.71159874608150475,0.73913043478260876,0.78438661710037183,0.83333333333333337,0.89573459715639803,0.95000000000000051,0.8166666666666671,0.69999999999999984,0.56666666666666643,0.51666666666666694,0.4499999999999999,0.58333333333333337,{"$f":"Y17*C17+($A$4-80)*AF17*$A$16/1000","v":0},{"$f":"Z17*E17+($A$4-80)*AG17*$A$16/1000","v":0},{"$f":"AA17*G17+($A$4-80)*AH17*$A$16/1000","v":0},{"$f":"AB17*I17+($A$4-80)*AI17*$A$16/1000","v":0},{"$f":"AC17*K17+($A$4-80)*AJ17*$A$16/1000","v":0},{"$f":"AD17*M17+($A$4-80)*AK17*$A$16/1000","v":0},{"$f":"AE17*O17+($A$4-80)*AL17*$A$16/1000","v":0}]
[null,62,0,0,0,0,0,0,0,0,0,0,0,0,0,0,null,1.1718213058419245,1.0859106529209621,1,0.91752577319587625,0.85223367697594499,0.7903780068728522,0.72852233676975942,0.91202346041055715,0.92721518987341767,0.94501718213058417,0.96254681647940077,0.96774193548387089,0.9652173913043478,0.96226415094339623,0.95000000000000051,0.8166666666666671,0.69999999999999984,0.56666666666666643,0.51666666666666694,0.4499999999999999,0.58333333333333337,0,{"$f":"Z18*E18+($A$4-80)*AG18*$A$16/1000","v":0},{"$f":"AA18*G18+($A$4-80)*AH18*$A$16/1000","v":0},0,0,0,0]
[null,57,0,0,0,0,0,0,0,0,0,0,0,0,0,0,null,1.134020618556701,1.0756013745704467,1.0171821305841924,0.95532646048109959,0.87285223367697584,0.7903780068728522,0.71134020618556693,0.96363636363636362,0.96485623003194887,0.96283783783783783,0.96402877697841727,0.96456692913385833,0.9652173913043478,0.96135265700483086,0.95000000000000051,0.8166666666666671,0.69999999999999984,0.56666666666666643,0.51666666666666694,0.4499999999999999,0.58333333333333337,0,{"$f":"Z19*E19+($A$4-80)*AG19*$A$16/1000","v":0},{"$f":"AA19*G19+($A$4-80)*AH19*$A$16/1000","v":0},0,0,0,0]

{"sheet":"YHJD(3P)_36","index":69,"n_rows":19,"n_cols":45,"rows_kept":19,"cut":false,"hidden":true,"merged":[[2,0,2,1],[2,2,2,15],[3,2,3,3],[3,4,3,5],[3,6,3,7],[3,8,3,9],[3,10,3,11],[3,12,3,13],[3,14,3,15],[4,12,4,13],[4,14,4,15],[7,0,10,0],[11,0,14,0],[4,6,4,7],[4,8,4,9],[5,9,6,9],[5,12,6,12],[5,13,6,13],[5,14,6,14],[5,15,6,15],[15,0,18,0],[5,10,6,10],[5,11,6,11],[5,2,6,2],[5,3,6,3],[5,4,6,4],[5,5,6,5],[5,6,6,6],[5,7,6,7],[5,8,6,8],[4,0,6,0],[4,1,6,1],[4,2,4,3],[4,4,4,5],[4,10,4,11]]}
[]
["YHJD36"]
["Evaporator Air \n",null,"Condenser  Entering Air Temperature ˚F"]
[80,"°F DB",65,null,75,null,85,null,95,null,105,null,115,null,125]
["CFM","EWB†\n˚F","Capacity Mbtuh",null,"Capacity Mbtuh",null,"Capacity Mbtuh",null,"Capacity Mbtuh",null,"Capacity Mbtuh",null,"Capacity Mbtuh",null,"Capacity Mbtuh"]
[null,null,"Total","Sens.","Total","Sens.","Total","Sens.","Total","Sens.","Total","Sens.","Total","Sens.","Total","Sens."]
[null,null,null,null,null,null,null,null,null,null,null,null,null,null,null,null,null,"Total Factors",null,null,null,null,null,null,"Sens. %",null,null,null,null,null,null,"IDB Adj",null,null,null,null,null,null,"Sens Calc"]
[1000,72,{"$f":"R8*$I$13","v":0},{"$f":"IF(AM8>C8,C8,AM8)","v":0},{"$f":"S8*$I$13","v":0},{"$f":"IF(AN8>E8,E8,AN8)","v":0},{"$f":"T8*$I$13","v":0},{"$f":"IF(AO8>G8,G8,AO8)","v":0},{"$f":"U8*$I$13","v":0},{"$f":"IF(AP8>I8,I8,AP8)","v":0},{"$f":"V8*$I$13","v":0},{"$f":"IF(AQ8>K8,K8,AQ8)","v":0},{"$f":"W8*$I$13","v":0},{"$f":"IF(AR8>M8,M8,AR8)","v":0},{"$f":"X8*$I$13","v":0},{"$f":"IF(AS8>O8,O8,AS8)","v":0},null,1.2732394366197184,1.2084507042253521,1.1436619718309859,1.0816901408450703,0.99436619718309849,0.90704225352112688,0.81971830985915495,0.50221238938053092,0.50116550116550118,0.49753694581280783,0.49479166666666669,0.50424929178470257,0.51552795031055898,0.52920962199312716,0.9,0.92000000000000026,0.9199999999999996,0.93999999999999984,0.6399999999999999,0.33999999999999986,-0.18000000000000044,{"$f":"Y8*C8+($A$4-80)*AF8*$A$8/1000","v":0},{"$f":"Z8*E8+($A$4-80)*AG8*$A$8/1000","v":0},{"$f":"AA8*G8+($A$4-80)*AH8*$A$8/1000","v":0},{"$f":"AB8*I8+($A$4-80)*AI8*$A$8/1000","v":0},{"$f":"AC8*K8+($A$4-80)*AJ8*$A$8/1000","v":0},{"$f":"AD8*M8+($A$4-80)*AK8*$A$8/1000","v":0},{"$f":"AE8*O8+($A$4-80)*AL8*$A$8/1000","v":0}]
[null,67,0,0,0,{"$f":"IF(AN9>E9,E9,AN9)","v":0},0,{"$f":"IF(AO9>G9,G9,AO9)","v":0},{"$f":"U9*$I$13","v":0},{"$f":"IF(AP9>I9,I9,AP9)","v":0},0,{"$f":"IF(AQ9>K9,K9,AQ9)","v":0},0,{"$f":"IF(AR9>M9,M9,AR9)","v":0},0,{"$f":"IF(AS9>O9,O9,AS9)","v":0},null,1.2028169014084509,1.123943661971831,1.0450704225352112,0.96619718309859148,0.88450704225352106,0.80281690140845074,0.72112676056338032,0.63466042154566749,0.64912280701754388,0.66846361185983827,0.68804664723032083,0.7133757961783439,0.74736842105263157,0.78515625,0.9,0.92000000000000026,0.9199999999999996,0.93999999999999984,0.6399999999999999,0.33999999999999986,-0.18000000000000044,{"$f":"Y9*C9+($A$4-80)*AF9*$A$8/1000","v":0},{"$f":"Z9*E9+($A$4-80)*AG9*$A$8/1000","v":0},{"$f":"AA9*G9+($A$4-80)*AH9*$A$8/1000","v":0},{"$f":"AB9*I9+($A$4-80)*AI9*$A$8/1000","v":0},{"$f":"AC9*K9+($A$4-80)*AJ9*$A$8/1000","v":0},{"$f":"AD9*M9+($A$4-80)*AK9*$A$8/1000","v":0},{"$f":"AE9*O9+($A$4-80)*AL9*$A$8/1000","v":0}]
[null,62,0,0,0,0,0,0,{"$f":"U10*$I$13","v":0},0,0,0,0,0,0,0,null,1.1211267605633801,1.0366197183098591,0.95211267605633798,0.86760563380281697,0.75211267605633803,0.63661971830985919,0.51830985915492955,0.81407035175879394,0.84510869565217406,0.87869822485207105,0.92207792207792205,0.9550561797752809,0.99557522123893794,1,0.9,0.92000000000000026,0.9199999999999996,0.93999999999999984,0.6399999999999999,0.33999999999999986,-0.18000000000000044,0,{"$f":"Z10*E10+($A$4-80)*AG10*$A$8/1000","v":0},{"$f":"AA10*G10+($A$4-80)*AH10*$A$8/1000","v":0},0,0,0,0]
[null,57,0,0,0,0,0,0,{"$f":"U11*$I$13","v":0},0,0,0,0,0,0,0,null,0.9859154929577465,0.93802816901408448,0.89014084507042257,0.84225352112676055,0.74084507042253522,0.6422535211267606,0.54366197183098597,0.99714285714285711,0.99699699699699718,0.99683544303797467,0.99665551839464894,1,1,0.99481865284974091,0.9,0.92000000000000026,0.9199999999999996,0.93999999999999984,0.6399999999999999,0.33999999999999986,-0.18000000000000044,0,{"$f":"Z11*E11+($A$4-80)*AG11*$A$8/1000","v":0},{"$f":"AA11*G11+($A$4-80)*AH11*$A$8/1000","v":0},{"$f":"AB11*I11+($A$4-80)*AI11*$A$8/1000","v":0},0,0,0]
[1200,72,0,0,0,0,0,0,{"$f":"U12*$I$13","v":0},0,0,0,0,0,0,0,null,1.2873239436619719,1.2225352112676056,1.1605633802816901,1.0985915492957747,1.0112676056338028,0.92394366197183087,0.83943661971830985,0.50765864332603938,0.51152073732718895,0.51213592233009708,0.51538461538461544,0.52646239554317542,0.54268292682926833,0.5570469798657719,0.91666666666666663,0.86666666666666714,0.8166666666666671,0.76666666666666627,0.59999999999999964,0.43333333333333296,0.25,{"$f":"Y12*C12+($A$4-80)*AF12*$A$12/1000","v":0},{"$f":"Z12*E12+($A$4-80)*AG12*$A$12/1000","v":0},{"$f":"AA12*G12+($A$4-80)*AH12*$A$12/1000","v":0},{"$f":"AB12*I12+($A$4-80)*AI12*$A$12/1000","v":0},{"$f":"AC12*K12+($A$4-80)*AJ12*$A$12/1000","v":0},{"$f":"AD12*M12+($A$4-80)*AK12*$A$12/1000","v":0},{"$f":"AE12*O12+($A$4-80)*AL12*$A$12/1000","v":0}]
[null,67,0,0,0,0,0,0,{"$f":"B2","v":0},0,0,0,0,0,0,0,null,1.2253521126760563,1.1492957746478873,1.0760563380281691,1,0.91267605633802817,0.82253521126760565,0.73521126760563382,0.65747126436781611,0.67647058823529416,0.69895287958115171,0.72394366197183102,0.75617283950617287,0.79794520547945214,0.84674329501915713,0.91666666666666663,0.86666666666666714,0.8166666666666671,0.76666666666666627,0.59999999999999964,0.43333333333333296,0.25,{"$f":"Y13*C13+($A$4-80)*AF13*$A$12/1000","v":0},{"$f":"Z13*E13+($A$4-80)*AG13*$A$12/1000","v":0},{"$f":"AA13*G13+($A$4-80)*AH13*$A$12/1000","v":0},{"$f":"AB13*I13+($A$4-80)*AI13*$A$12/1000","v":0},{"$f":"AC13*K13+($A$4-80)*AJ13*$A$12/1000","v":0},{"$f":"AD13*M13+($A$4-80)*AK13*$A$12/1000","v":0},{"$f":"AE13*O13+($A$4-80)*AL13*$A$12/1000","v":0}]
[null,62,0,0,0,0,0,0,{"$f":"U14*$I$13","v":0},0,0,0,0,0,0,0,null,1.1436619718309859,1.0591549295774649,0.9746478873239437,0.89014084507042257,0.80281690140845074,0.71830985915492962,0.63098591549295768,0.87192118226600979,0.89627659574468088,0.9277456647398844,0.96202531645569611,0.97894736842105257,0.99607843137254892,1,0.91666666666666663,0.86666666666666714,0.8166666666666671,0.76666666666666627,0.59999999999999964,0.43333333333333296,0.25,0,{"$f":"Z14*E14+($A$4-80)*AG14*$A$12/1000","v":0},{"$f":"AA14*G14+($A$4-80)*AH14*$A$12/1000","v":0},0,0,0,0]
[null,57,0,0,0,0,0,0,0,0,0,0,0,0,0,0,null,1.0619718309859156,1.0056338028169014,0.94929577464788739,0.89295774647887327,0.80563380281690145,0.72112676056338032,0.63380281690140849,1,1,0.9970326409495549,0.99684542586750791,1,0.99609375,1,0.91666666666666663,0.86666666666666714,0.8166666666666671,0.76666666666666627,0.59999999999999964,0.43333333333333296,0.25,0,{"$f":"Z15*E15+($A$4-80)*AG15*$A$12/1000","v":0},{"$f":"AA15*G15+($A$4-80)*AH15*$A$12/1000","v":0},0,0,0,0]
[1400,72,0,0,0,0,0,0,0,0,0,0,0,0,0,0,null,1.2985915492957747,1.2366197183098591,1.1774647887323944,1.1154929577464789,1.028169014084507,0.94366197183098588,0.85633802816901405,0.51626898047722347,0.52164009111617315,0.52631578947368429,0.53282828282828287,0.54794520547945202,0.56417910447761188,0.58552631578947378,0.95714285714285707,0.84285714285714253,0.74285714285714277,0.6428571428571429,0.58571428571428541,0.5,0.72857142857142876,{"$f":"Y16*C16+($A$4-80)*AF16*$A$16/1000","v":0},{"$f":"Z16*E16+($A$4-80)*AG16*$A$16/1000","v":0},{"$f":"AA16*G16+($A$4-80)*AH16*$A$16/1000","v":0},{"$f":"AB16*I16+($A$4-80)*AI16*$A$16/1000","v":0},{"$f":"AC16*K16+($A$4-80)*AJ16*$A$16/1000","v":0},{"$f":"AD16*M16+($A$4-80)*AK16*$A$16/1000","v":0},{"$f":"AE16*O16+($A$4-80)*AL16*$A$16/1000","v":0}]
[null,67,0,0,0,0,0,0,0,0,0,0,0,0,0,0,null,1.2507042253521126,1.1774647887323944,1.1042253521126761,1.0309859154929577,0.93802816901408448,0.84507042253521125,0.75211267605633803,0.68018018018018023,0.70334928229665072,0.72704081632653061,0.75683060109289613,0.79579579579579585,0.84333333333333338,0.898876404494382,0.95714285714285707,0.84285714285714253,0.74285714285714277,0.6428571428571429,0.58571428571428541,0.5,0.72857142857142876,{"$f":"Y17*C17+($A$4-80)*AF17*$A$16/1000","v":0},{"$f":"Z17*E17+($A$4-80)*AG17*$A$16/1000","v":0},{"$f":"AA17*G17+($A$4-80)*AH17*$A$16/1000","v":0},{"$f":"AB17*I17+($A$4-80)*AI17*$A$16/1000","v":0},{"$f":"AC17*K17+($A$4-80)*AJ17*$A$16/1000","v":0},{"$f":"AD17*M17+($A$4-80)*AK17*$A$16/1000","v":0},{"$f":"AE17*O17+($A$4-80)*AL17*$A$16/1000","v":0}]
[null,62,0,0,0,0,0,0,0,0,0,0,0,0,0,0,null,1.1690140845070423,1.0845070422535212,1,0.91549295774647887,0.85633802816901405,0.79999999999999993,0.74366197183098592,0.92771084337349397,0.94545454545454544,0.96901408450704218,0.99692307692307691,1,0.99647887323943674,0.99621212121212133,0.95714285714285707,0.84285714285714253,0.74285714285714277,0.6428571428571429,0.58571428571428541,0.5,0.72857142857142876,0,{"$f":"Z18*E18+($A$4-80)*AG18*$A$16/1000","v":0},{"$f":"AA18*G18+($A$4-80)*AH18*$A$16/1000","v":0},0,0,0,0]
[null,57,0,0,0,0,0,0,0,0,0,0,0,0,0,0,null,1.1408450704225352,1.0732394366197184,1.0084507042253521,0.94366197183098588,0.87042253521126756,0.79999999999999993,0.72676056338028172,0.99753086419753079,1,0.99720670391061472,0.9970149253731343,1,0.99647887323943674,1,0.95714285714285707,0.84285714285714253,0.74285714285714277,0.6428571428571429,0.58571428571428541,0.5,0.72857142857142876,0,{"$f":"Z19*E19+($A$4-80)*AG19*$A$16/1000","v":0},{"$f":"AA19*G19+($A$4-80)*AH19*$A$16/1000","v":0},0,0,0,0]

{"sheet":"YHJD(3P)_42","index":70,"n_rows":19,"n_cols":45,"rows_kept":19,"cut":false,"hidden":true,"merged":[[2,0,2,1],[2,2,2,15],[3,2,3,3],[3,4,3,5],[3,6,3,7],[3,8,3,9],[3,10,3,11],[3,12,3,13],[3,14,3,15],[4,12,4,13],[4,14,4,15],[7,0,10,0],[11,0,14,0],[4,6,4,7],[4,8,4,9],[5,9,6,9],[5,12,6,12],[5,13,6,13],[5,14,6,14],[5,15,6,15],[15,0,18,0],[5,10,6,10],[5,11,6,11],[5,2,6,2],[5,3,6,3],[5,4,6,4],[5,5,6,5],[5,6,6,6],[5,7,6,7],[5,8,6,8],[4,0,6,0],[4,1,6,1],[4,2,4,3],[4,4,4,5],[4,10,4,11]]}
[]
["YHJD42"]
["Evaporator Air \n",null,"Condenser  Entering Air Temperature ˚F"]
[82,"°F DB",65,null,75,null,85,null,95,null,105,null,115,null,125]
["CFM","EWB†\n˚F","Capacity Mbtuh",null,"Capacity Mbtuh",null,"Capacity Mbtuh",null,"Capacity Mbtuh",null,"Capacity Mbtuh",null,"Capacity Mbtuh",null,"Capacity Mbtuh"]
[null,null,"Total","Sens.","Total","Sens.","Total","Sens.","Total","Sens.","Total","Sens.","Total","Sens.","Total","Sens."]
[null,null,null,null,null,null,null,null,null,null,null,null,null,null,null,null,null,"Total Factors",null,null,null,null,null,null,"Sens. %",null,null,null,null,null,null,"IDB Adj",null,null,null,null,null,null,"Sens Calc"]
[1200,72,{"$f":"R8*$I$13","v":0},{"$f":"IF(AM8>C8,C8,AM8)","v":0},{"$f":"S8*$I$13","v":0},{"$f":"IF(AN8>E8,E8,AN8)","v":0},{"$f":"T8*$I$13","v":0},{"$f":"IF(AO8>G8,G8,AO8)","v":0},{"$f":"U8*$I$13","v":0},{"$f":"IF(AP8>I8,I8,AP8)","v":0},{"$f":"V8*$I$13","v":0},{"$f":"IF(AQ8>K8,K8,AQ8)","v":0},{"$f":"W8*$I$13","v":0},{"$f":"IF(AR8>M8,M8,AR8)","v":0},{"$f":"X8*$I$13","v":0},{"$f":"IF(AS8>O8,O8,AS8)","v":0},null,1.2948402948402948,1.2235872235872234,1.1547911547911547,1.0835380835380835,0.99508599508599505,0.90663390663390653,0.81818181818181801,0.50664136622390887,0.51004016064257029,0.51276595744680853,0.51700680272108845,0.52592592592592591,0.53387533875338755,0.54354354354354362,0.91666666666666663,0.8999999999999998,0.88333333333333341,0.84999999999999964,0.78333333333333333,0.6499999999999998,0.53333333333333321,{"$f":"Y8*C8+($A$4-80)*AF8*$A$8/1000","v":2.2000000000000002},{"$f":"Z8*E8+($A$4-80)*AG8*$A$8/1000","v":2.1599999999999997},{"$f":"AA8*G8+($A$4-80)*AH8*$A$8/1000","v":2.12},{"$f":"AB8*I8+($A$4-80)*AI8*$A$8/1000","v":2.0399999999999991},{"$f":"AC8*K8+($A$4-80)*AJ8*$A$8/1000","v":1.88},{"$f":"AD8*M8+($A$4-80)*AK8*$A$8/1000","v":1.5599999999999996},{"$f":"AE8*O8+($A$4-80)*AL8*$A$8/1000","v":1.2799999999999998}]
[null,67,0,0,0,{"$f":"IF(AN9>E9,E9,AN9)","v":0},0,{"$f":"IF(AO9>G9,G9,AO9)","v":0},{"$f":"U9*$I$13","v":0},{"$f":"IF(AP9>I9,I9,AP9)","v":0},0,{"$f":"IF(AQ9>K9,K9,AQ9)","v":0},0,{"$f":"IF(AR9>M9,M9,AR9)","v":0},0,{"$f":"IF(AS9>O9,O9,AS9)","v":0},null,1.2137592137592137,1.1375921375921374,1.0614250614250613,0.98525798525798525,0.88697788697788693,0.78869778869778873,0.69041769041769041,0.66396761133603233,0.67818574514038876,0.69212962962962954,0.71072319201995005,0.745152354570637,0.78816199376947038,0.83985765124555156,0.91666666666666663,0.8999999999999998,0.88333333333333341,0.84999999999999964,0.78333333333333333,0.6499999999999998,0.53333333333333321,{"$f":"Y9*C9+($A$4-80)*AF9*$A$8/1000","v":2.2000000000000002},{"$f":"Z9*E9+($A$4-80)*AG9*$A$8/1000","v":2.1599999999999997},{"$f":"AA9*G9+($A$4-80)*AH9*$A$8/1000","v":2.12},{"$f":"AB9*I9+($A$4-80)*AI9*$A$8/1000","v":2.0399999999999991},{"$f":"AC9*K9+($A$4-80)*AJ9*$A$8/1000","v":1.88},{"$f":"AD9*M9+($A$4-80)*AK9*$A$8/1000","v":1.5599999999999996},{"$f":"AE9*O9+($A$4-80)*AL9*$A$8/1000","v":1.2799999999999998}]
[null,62,0,0,0,0,0,0,{"$f":"U10*$I$13","v":0},0,0,0,0,0,0,0,null,1.085995085995086,1,0.91646191646191633,0.83292383292383287,0.76658476658476649,0.70024570024570021,0.63390663390663393,0.86877828054298634,0.90417690417690399,0.94101876675603224,0.98525073746312686,1,1,1,0.91666666666666663,0.8999999999999998,0.88333333333333341,0.84999999999999964,0.78333333333333333,0.6499999999999998,0.53333333333333321,2.2000000000000002,{"$f":"Z10*E10+($A$4-80)*AG10*$A$8/1000","v":2.1599999999999997},{"$f":"AA10*G10+($A$4-80)*AH10*$A$8/1000","v":2.12},2.0399999999999991,1.88,1.5599999999999996,1.2799999999999998]
[null,57,0,0,0,0,0,0,{"$f":"U11*$I$13","v":0},0,0,0,0,0,0,0,null,1.0442260442260443,0.98034398034398029,0.91891891891891886,0.85503685503685489,0.7764127764127764,0.69533169533169525,0.61670761670761665,1,1,1,1,1,1,1,0.91666666666666663,0.8999999999999998,0.88333333333333341,0.84999999999999964,0.78333333333333333,0.6499999999999998,0.53333333333333321,2.2000000000000002,{"$f":"Z11*E11+($A$4-80)*AG11*$A$8/1000","v":2.1599999999999997},{"$f":"AA11*G11+($A$4-80)*AH11*$A$8/1000","v":2.12},{"$f":"AB11*I11+($A$4-80)*AI11*$A$8/1000","v":2.0399999999999991},1.88,1.5599999999999996,1.2799999999999998]
[1400,72,0,0,0,0,0,0,{"$f":"U12*$I$13","v":0},0,0,0,0,0,0,0,null,1.3144963144963144,1.2432432432432432,1.1695331695331694,1.0982800982800982,1.0122850122850122,0.92874692874692866,0.84275184275184267,0.5158878504672898,0.52173913043478259,0.52731092436974791,0.53243847874720351,0.5436893203883495,0.55555555555555558,0.57142857142857151,0.98571428571428643,0.89999999999999969,0.81428571428571372,0.68571428571428528,0.59999999999999942,0.51428571428571446,0.67142857142857137,{"$f":"Y12*C12+($A$4-80)*AF12*$A$12/1000","v":2.760000000000002},{"$f":"Z12*E12+($A$4-80)*AG12*$A$12/1000","v":2.5199999999999991},{"$f":"AA12*G12+($A$4-80)*AH12*$A$12/1000","v":2.2799999999999985},{"$f":"AB12*I12+($A$4-80)*AI12*$A$12/1000","v":1.9199999999999988},{"$f":"AC12*K12+($A$4-80)*AJ12*$A$12/1000","v":1.6799999999999984},{"$f":"AD12*M12+($A$4-80)*AK12*$A$12/1000","v":1.4400000000000004},{"$f":"AE12*O12+($A$4-80)*AL12*$A$12/1000","v":1.8799999999999997}]
[null,67,0,0,0,0,0,0,{"$f":"B2","v":0},0,0,0,0,0,0,0,null,1.2407862407862407,1.1597051597051597,1.0810810810810809,1,0.91154791154791148,0.82063882063882054,0.72972972972972971,0.68712871287128718,0.70550847457627108,0.72727272727272729,0.75184275184275184,0.78436657681940702,0.82634730538922163,0.8787878787878789,0.98571428571428643,0.89999999999999969,0.81428571428571372,0.68571428571428528,0.59999999999999942,0.51428571428571446,0.67142857142857137,{"$f":"Y13*C13+($A$4-80)*AF13*$A$12/1000","v":2.760000000000002},{"$f":"Z13*E13+($A$4-80)*AG13*$A$12/1000","v":2.5199999999999991},{"$f":"AA13*G13+($A$4-80)*AH13*$A$12/1000","v":2.2799999999999985},{"$f":"AB13*I13+($A$4-80)*AI13*$A$12/1000","v":1.9199999999999988},{"$f":"AC13*K13+($A$4-80)*AJ13*$A$12/1000","v":1.6799999999999984},{"$f":"AD13*M13+($A$4-80)*AK13*$A$12/1000","v":1.4400000000000004},{"$f":"AE13*O13+($A$4-80)*AL13*$A$12/1000","v":1.8799999999999997}]
[null,62,0,0,0,0,0,0,{"$f":"U14*$I$13","v":0},0,0,0,0,0,0,0,null,1.1253071253071252,1.0393120393120392,0.95331695331695321,0.86977886977886965,0.80589680589680579,0.74447174447174447,0.68304668304668303,0.92139737991266391,0.94562647754137119,0.97422680412371132,1,1,1,1,0.98571428571428643,0.89999999999999969,0.81428571428571372,0.68571428571428528,0.59999999999999942,0.51428571428571446,0.67142857142857137,2.760000000000002,{"$f":"Z14*E14+($A$4-80)*AG14*$A$12/1000","v":2.5199999999999991},{"$f":"AA14*G14+($A$4-80)*AH14*$A$12/1000","v":2.2799999999999985},1.9199999999999988,1.6799999999999984,1.4400000000000004,1.8799999999999997]
[null,57,0,0,0,0,0,0,0,0,0,0,0,0,0,0,null,1.0909090909090908,1.027027027027027,0.96314496314496312,0.89926289926289926,0.82063882063882054,0.74447174447174447,0.66584766584766586,1,1,1,1,1,1,1,0.98571428571428643,0.89999999999999969,0.81428571428571372,0.68571428571428528,0.59999999999999942,0.51428571428571446,0.67142857142857137,2.760000000000002,{"$f":"Z15*E15+($A$4-80)*AG15*$A$12/1000","v":2.5199999999999991},{"$f":"AA15*G15+($A$4-80)*AH15*$A$12/1000","v":2.2799999999999985},1.9199999999999988,1.6799999999999984,1.4400000000000004,1.8799999999999997]
[1600,72,0,0,0,0,0,0,0,0,0,0,0,0,0,0,null,1.3366093366093366,1.2604422604422603,1.1867321867321865,1.113022113022113,1.0319410319410318,0.94840294840294836,0.86732186732186722,0.52573529411764708,0.53411306042884987,0.54037267080745344,0.54746136865342165,0.56190476190476191,0.5803108808290155,0.60056657223796039,1.0499999999999998,0.90000000000000036,0.75,0.5,0.46249999999999991,0.5,0.75,{"$f":"Y16*C16+($A$4-80)*AF16*$A$16/1000","v":3.3599999999999994},{"$f":"Z16*E16+($A$4-80)*AG16*$A$16/1000","v":2.8800000000000008},{"$f":"AA16*G16+($A$4-80)*AH16*$A$16/1000","v":2.4},{"$f":"AB16*I16+($A$4-80)*AI16*$A$16/1000","v":1.6},{"$f":"AC16*K16+($A$4-80)*AJ16*$A$16/1000","v":1.4799999999999998},{"$f":"AD16*M16+($A$4-80)*AK16*$A$16/1000","v":1.6},{"$f":"AE16*O16+($A$4-80)*AL16*$A$16/1000","v":2.4}]
[null,67,0,0,0,0,0,0,0,0,0,0,0,0,0,0,null,1.2653562653562653,1.1818181818181819,1.1007371007371005,1.0171990171990171,0.93366093366093361,0.85257985257985258,0.76904176904176902,0.71262135922330105,0.73388773388773376,0.75892857142857151,0.7874396135265701,0.8236842105263158,0.86167146974063391,0.91373801916932906,1.0499999999999998,0.90000000000000036,0.75,0.5,0.46249999999999991,0.5,0.75,{"$f":"Y17*C17+($A$4-80)*AF17*$A$16/1000","v":3.3599999999999994},{"$f":"Z17*E17+($A$4-80)*AG17*$A$16/1000","v":2.8800000000000008},{"$f":"AA17*G17+($A$4-80)*AH17*$A$16/1000","v":2.4},{"$f":"AB17*I17+($A$4-80)*AI17*$A$16/1000","v":1.6},{"$f":"AC17*K17+($A$4-80)*AJ17*$A$16/1000","v":1.4799999999999998},{"$f":"AD17*M17+($A$4-80)*AK17*$A$16/1000","v":1.6},{"$f":"AE17*O17+($A$4-80)*AL17*$A$16/1000","v":2.4}]
[null,62,0,0,0,0,0,0,0,0,0,0,0,0,0,0,null,1.1646191646191646,1.0786240786240786,0.99262899262899251,0.90417690417690399,0.84766584766584763,0.78869778869778873,0.72972972972972971,0.97046413502109707,0.98405466970387256,1,1,1,1,1,1.0499999999999998,0.90000000000000036,0.75,0.5,0.46249999999999991,0.5,0.75,3.3599999999999994,{"$f":"Z18*E18+($A$4-80)*AG18*$A$16/1000","v":2.8800000000000008},{"$f":"AA18*G18+($A$4-80)*AH18*$A$16/1000","v":2.4},1.6,1.4799999999999998,1.6,2.4]
[null,57,0,0,0,0,0,0,0,0,0,0,0,0,0,0,null,1.1400491400491399,1.0737100737100738,1.0073710073710074,0.94103194103194088,0.86732186732186722,0.79115479115479115,0.71498771498771496,1,1,1,1,1,1,1,1.0499999999999998,0.90000000000000036,0.75,0.5,0.46249999999999991,0.5,0.75,3.3599999999999994,{"$f":"Z19*E19+($A$4-80)*AG19*$A$16/1000","v":2.8800000000000008},{"$f":"AA19*G19+($A$4-80)*AH19*$A$16/1000","v":2.4},1.6,1.4799999999999998,1.6,2.4]

{"sheet":"YHJD(3P)_48","index":71,"n_rows":19,"n_cols":45,"rows_kept":19,"cut":false,"hidden":true,"merged":[[2,0,2,1],[2,2,2,15],[3,2,3,3],[3,4,3,5],[3,6,3,7],[3,8,3,9],[3,10,3,11],[3,12,3,13],[3,14,3,15],[4,12,4,13],[4,14,4,15],[7,0,10,0],[11,0,14,0],[4,6,4,7],[4,8,4,9],[5,9,6,9],[5,12,6,12],[5,13,6,13],[5,14,6,14],[5,15,6,15],[15,0,18,0],[5,10,6,10],[5,11,6,11],[5,2,6,2],[5,3,6,3],[5,4,6,4],[5,5,6,5],[5,6,6,6],[5,7,6,7],[5,8,6,8],[4,0,6,0],[4,1,6,1],[4,2,4,3],[4,4,4,5],[4,10,4,11]]}
[]
["YHJD48"]
["Evaporator Air \n",null,"Condenser  Entering Air Temperature ˚F"]
[80,"°F DB",65,null,75,null,85,null,95,null,105,null,115,null,125]
["CFM","EWB†\n˚F","Capacity Mbtuh",null,"Capacity Mbtuh",null,"Capacity Mbtuh",null,"Capacity Mbtuh",null,"Capacity Mbtuh",null,"Capacity Mbtuh",null,"Capacity Mbtuh"]
[null,null,"Total","Sens.","Total","Sens.","Total","Sens.","Total","Sens.","Total","Sens.","Total","Sens.","Total","Sens."]
[null,null,null,null,null,null,null,null,null,null,null,null,null,null,null,null,null,"Total Factors",null,null,null,null,null,null,"Sens. %",null,null,null,null,null,null,"IDB Adj",null,null,null,null,null,null,"Sens Calc"]
[1400,72,{"$f":"R8*$I$13","v":0},{"$f":"IF(AM8>C8,C8,AM8)","v":0},{"$f":"S8*$I$13","v":0},{"$f":"IF(AN8>E8,E8,AN8)","v":0},{"$f":"T8*$I$13","v":0},{"$f":"IF(AO8>G8,G8,AO8)","v":0},{"$f":"U8*$I$13","v":0},{"$f":"IF(AP8>I8,I8,AP8)","v":0},{"$f":"V8*$I$13","v":0},{"$f":"IF(AQ8>K8,K8,AQ8)","v":0},{"$f":"W8*$I$13","v":0},{"$f":"IF(AR8>M8,M8,AR8)","v":0},{"$f":"X8*$I$13","v":0},{"$f":"IF(AS8>O8,O8,AS8)","v":0},null,1.2296137339055793,1.1759656652360515,1.1201716738197425,1.0665236051502147,0.99570815450643768,0.92918454935622308,0.86051502145922742,0.51657940663176272,0.51642335766423364,0.51915708812260541,0.51911468812877259,0.53017241379310354,0.5404157043879908,0.55112219451371569,0.97142857142857097,0.95714285714285663,0.94285714285714306,0.9285714285714286,0.81428571428571461,0.71428571428571475,0.5,{"$f":"Y8*C8+($A$4-80)*AF8*$A$8/1000","v":0},{"$f":"Z8*E8+($A$4-80)*AG8*$A$8/1000","v":0},{"$f":"AA8*G8+($A$4-80)*AH8*$A$8/1000","v":0},{"$f":"AB8*I8+($A$4-80)*AI8*$A$8/1000","v":0},{"$f":"AC8*K8+($A$4-80)*AJ8*$A$8/1000","v":0},{"$f":"AD8*M8+($A$4-80)*AK8*$A$8/1000","v":0},{"$f":"AE8*O8+($A$4-80)*AL8*$A$8/1000","v":0}]
[null,67,0,0,0,{"$f":"IF(AN9>E9,E9,AN9)","v":0},0,{"$f":"IF(AO9>G9,G9,AO9)","v":0},{"$f":"U9*$I$13","v":0},{"$f":"IF(AP9>I9,I9,AP9)","v":0},0,{"$f":"IF(AQ9>K9,K9,AQ9)","v":0},0,{"$f":"IF(AR9>M9,M9,AR9)","v":0},0,{"$f":"IF(AS9>O9,O9,AS9)","v":0},null,1.1437768240343347,1.0879828326180259,1.0343347639484979,0.98068669527897001,0.90987124463519309,0.84334763948497848,0.77467811158798283,0.67166979362101309,0.68639053254437865,0.70124481327800825,0.71772428884026251,0.74528301886792458,0.77353689567430028,0.80886426592797778,0.97142857142857097,0.95714285714285663,0.94285714285714306,0.9285714285714286,0.81428571428571461,0.71428571428571475,0.5,{"$f":"Y9*C9+($A$4-80)*AF9*$A$8/1000","v":0},{"$f":"Z9*E9+($A$4-80)*AG9*$A$8/1000","v":0},{"$f":"AA9*G9+($A$4-80)*AH9*$A$8/1000","v":0},{"$f":"AB9*I9+($A$4-80)*AI9*$A$8/1000","v":0},{"$f":"AC9*K9+($A$4-80)*AJ9*$A$8/1000","v":0},{"$f":"AD9*M9+($A$4-80)*AK9*$A$8/1000","v":0},{"$f":"AE9*O9+($A$4-80)*AL9*$A$8/1000","v":0}]
[null,62,0,0,0,0,0,0,{"$f":"U10*$I$13","v":0},0,0,0,0,0,0,0,null,1.0515021459227467,1,0.94635193133047213,0.89484978540772531,0.83047210300429186,0.77038626609442051,0.70815450643776823,0.87755102040816324,0.89914163090128751,0.92743764172335597,0.95443645083932838,0.97416020671834624,0.99442896935933156,1,0.97142857142857097,0.95714285714285663,0.94285714285714306,0.9285714285714286,0.81428571428571461,0.71428571428571475,0.5,0,{"$f":"Z10*E10+($A$4-80)*AG10*$A$8/1000","v":0},{"$f":"AA10*G10+($A$4-80)*AH10*$A$8/1000","v":0},0,0,0,0]
[null,57,0,0,0,0,0,0,{"$f":"U11*$I$13","v":0},0,0,0,0,0,0,0,null,0.99356223175965652,0.9570815450643777,0.92060085836909866,0.88197424892703868,0.83261802575107291,0.78111587982832609,0.73175965665236054,1,1,1,1,1,1,1,0.97142857142857097,0.95714285714285663,0.94285714285714306,0.9285714285714286,0.81428571428571461,0.71428571428571475,0.5,0,{"$f":"Z11*E11+($A$4-80)*AG11*$A$8/1000","v":0},{"$f":"AA11*G11+($A$4-80)*AH11*$A$8/1000","v":0},{"$f":"AB11*I11+($A$4-80)*AI11*$A$8/1000","v":0},0,0,0]
[1600,72,0,0,0,0,0,0,{"$f":"U12*$I$13","v":0},0,0,0,0,0,0,0,null,1.2532188841201717,1.1952789699570816,1.1394849785407726,1.0836909871244635,1.0085836909871244,0.93776824034334771,0.86695278969957079,0.52568493150684936,0.52782764811490124,0.52919020715630882,0.53069306930693072,0.5446808510638298,0.55606407322654461,0.57178217821782185,0.95000000000000018,0.92499999999999982,0.89999999999999947,0.875,0.72500000000000053,0.53749999999999964,0.35000000000000053,{"$f":"Y12*C12+($A$4-80)*AF12*$A$12/1000","v":0},{"$f":"Z12*E12+($A$4-80)*AG12*$A$12/1000","v":0},{"$f":"AA12*G12+($A$4-80)*AH12*$A$12/1000","v":0},{"$f":"AB12*I12+($A$4-80)*AI12*$A$12/1000","v":0},{"$f":"AC12*K12+($A$4-80)*AJ12*$A$12/1000","v":0},{"$f":"AD12*M12+($A$4-80)*AK12*$A$12/1000","v":0},{"$f":"AE12*O12+($A$4-80)*AL12*$A$12/1000","v":0}]
[null,67,0,0,0,0,0,0,{"$f":"B2","v":0},0,0,0,0,0,0,0,null,1.1587982832618025,1.1072961373390557,1.053648068669528,1,0.92703862660944214,0.85407725321888406,0.78326180257510725,0.6962962962962963,0.70930232558139539,0.72708757637474541,0.74463519313304727,0.77546296296296291,0.80904522613065344,0.84931506849315064,0.95000000000000018,0.92499999999999982,0.89999999999999947,0.875,0.72500000000000053,0.53749999999999964,0.35000000000000053,{"$f":"Y13*C13+($A$4-80)*AF13*$A$12/1000","v":0},{"$f":"Z13*E13+($A$4-80)*AG13*$A$12/1000","v":0},{"$f":"AA13*G13+($A$4-80)*AH13*$A$12/1000","v":0},{"$f":"AB13*I13+($A$4-80)*AI13*$A$12/1000","v":0},{"$f":"AC13*K13+($A$4-80)*AJ13*$A$12/1000","v":0},{"$f":"AD13*M13+($A$4-80)*AK13*$A$12/1000","v":0},{"$f":"AE13*O13+($A$4-80)*AL13*$A$12/1000","v":0}]
[null,62,0,0,0,0,0,0,{"$f":"U14*$I$13","v":0},0,0,0,0,0,0,0,null,1.0708154506437768,1.0193133047210301,0.96566523605150212,0.91416309012875541,0.85407725321888406,0.79399141630901282,0.73390557939914169,0.9118236472945892,0.93473684210526309,0.9622222222222222,0.99061032863849774,0.9974874371859298,1,1,0.95000000000000018,0.92499999999999982,0.89999999999999947,0.875,0.72500000000000053,0.53749999999999964,0.35000000000000053,0,{"$f":"Z14*E14+($A$4-80)*AG14*$A$12/1000","v":0},{"$f":"AA14*G14+($A$4-80)*AH14*$A$12/1000","v":0},0,0,0,0]
[null,57,0,0,0,0,0,0,0,0,0,0,0,0,0,0,null,1.0364806866952789,0.99356223175965652,0.95064377682403423,0.90772532188841193,0.85407725321888406,0.80472103004291839,0.75321888412017168,1,1,1,1,1,1,1,0.95000000000000018,0.92499999999999982,0.89999999999999947,0.875,0.72500000000000053,0.53749999999999964,0.35000000000000053,0,{"$f":"Z15*E15+($A$4-80)*AG15*$A$12/1000","v":0},{"$f":"AA15*G15+($A$4-80)*AH15*$A$12/1000","v":0},0,0,0,0]
[1800,72,0,0,0,0,0,0,0,0,0,0,0,0,0,0,null,1.2746781115879828,1.2167381974248928,1.1587982832618025,1.1008583690987124,1.0214592274678111,0.94635193133047213,0.871244635193133,0.53535353535353536,0.53791887125220461,0.53888888888888886,0.54191033138401568,0.55882352941176472,0.57369614512471656,0.59359605911330049,0.93333333333333324,0.90000000000000013,0.85555555555555585,0.69999999999999962,0.54444444444444429,0.3888888888888889,0.23333333333333348,{"$f":"Y16*C16+($A$4-80)*AF16*$A$16/1000","v":0},{"$f":"Z16*E16+($A$4-80)*AG16*$A$16/1000","v":0},{"$f":"AA16*G16+($A$4-80)*AH16*$A$16/1000","v":0},{"$f":"AB16*I16+($A$4-80)*AI16*$A$16/1000","v":0},{"$f":"AC16*K16+($A$4-80)*AJ16*$A$16/1000","v":0},{"$f":"AD16*M16+($A$4-80)*AK16*$A$16/1000","v":0},{"$f":"AE16*O16+($A$4-80)*AL16*$A$16/1000","v":0}]
[null,67,0,0,0,0,0,0,0,0,0,0,0,0,0,0,null,1.1759656652360515,1.1244635193133046,1.0729613733905579,1.0193133047210301,0.94206008583690981,0.86695278969957079,0.79184549356223166,0.71897810218978109,0.73282442748091603,0.75,0.77052631578947373,0.80410022779043278,0.84405940594059414,0.89159891598915986,0.93333333333333324,0.90000000000000013,0.85555555555555585,0.69999999999999962,0.54444444444444429,0.3888888888888889,0.23333333333333348,{"$f":"Y17*C17+($A$4-80)*AF17*$A$16/1000","v":0},{"$f":"Z17*E17+($A$4-80)*AG17*$A$16/1000","v":0},{"$f":"AA17*G17+($A$4-80)*AH17*$A$16/1000","v":0},{"$f":"AB17*I17+($A$4-80)*AI17*$A$16/1000","v":0},{"$f":"AC17*K17+($A$4-80)*AJ17*$A$16/1000","v":0},{"$f":"AD17*M17+($A$4-80)*AK17*$A$16/1000","v":0},{"$f":"AE17*O17+($A$4-80)*AL17*$A$16/1000","v":0}]
[null,62,0,0,0,0,0,0,0,0,0,0,0,0,0,0,null,1.0901287553648067,1.03862660944206,0.98497854077253211,0.9334763948497854,0.87553648068669521,0.81759656652360513,0.75965665236051494,0.94488188976377963,0.96900826446280997,0.99564270152505452,1,1,1,1,0.93333333333333324,0.90000000000000013,0.85555555555555585,0.69999999999999962,0.54444444444444429,0.3888888888888889,0.23333333333333348,0,{"$f":"Z18*E18+($A$4-80)*AG18*$A$16/1000","v":0},{"$f":"AA18*G18+($A$4-80)*AH18*$A$16/1000","v":0},0,0,0,0]
[null,57,0,0,0,0,0,0,0,0,0,0,0,0,0,0,null,1.0772532188841202,1.0278969957081545,0.98068669527897001,0.93133047210300424,0.87768240343347637,0.82618025751072954,0.77253218884120167,1,1,1,1,1,1,1,0.93333333333333324,0.90000000000000013,0.85555555555555585,0.69999999999999962,0.54444444444444429,0.3888888888888889,0.23333333333333348,0,{"$f":"Z19*E19+($A$4-80)*AG19*$A$16/1000","v":0},{"$f":"AA19*G19+($A$4-80)*AH19*$A$16/1000","v":0},0,0,0,0]

{"sheet":"YHJD(3P)_60","index":72,"n_rows":19,"n_cols":45,"rows_kept":19,"cut":false,"hidden":true,"merged":[[2,0,2,1],[2,2,2,15],[3,2,3,3],[3,4,3,5],[3,6,3,7],[3,8,3,9],[3,10,3,11],[3,12,3,13],[3,14,3,15],[4,12,4,13],[4,14,4,15],[7,0,10,0],[11,0,14,0],[4,6,4,7],[4,8,4,9],[5,9,6,9],[5,12,6,12],[5,13,6,13],[5,14,6,14],[5,15,6,15],[15,0,18,0],[5,10,6,10],[5,11,6,11],[5,2,6,2],[5,3,6,3],[5,4,6,4],[5,5,6,5],[5,6,6,6],[5,7,6,7],[5,8,6,8],[4,0,6,0],[4,1,6,1],[4,2,4,3],[4,4,4,5],[4,10,4,11]]}
[]
["YHJD60"]
["Evaporator Air \n",null,"Condenser  Entering Air Temperature ˚F"]
[80,"°F DB",65,null,75,null,85,null,95,null,105,null,115,null,125]
["CFM","EWB†\n˚F","Capacity Mbtuh",null,"Capacity Mbtuh",null,"Capacity Mbtuh",null,"Capacity Mbtuh",null,"Capacity Mbtuh",null,"Capacity Mbtuh",null,"Capacity Mbtuh"]
[null,null,"Total","Sens.","Total","Sens.","Total","Sens.","Total","Sens.","Total","Sens.","Total","Sens.","Total","Sens."]
[null,null,null,null,null,null,null,null,null,null,null,null,null,null,null,null,null,"Total Factors",null,null,null,null,null,null,"Sens. %",null,null,null,null,null,null,"IDB Adj",null,null,null,null,null,null,"Sens Calc"]
[1600,72,{"$f":"R8*$I$13","v":0},{"$f":"IF(AM8>C8,C8,AM8)","v":0},{"$f":"S8*$I$13","v":0},{"$f":"IF(AN8>E8,E8,AN8)","v":0},{"$f":"T8*$I$13","v":0},{"$f":"IF(AO8>G8,G8,AO8)","v":0},{"$f":"U8*$I$13","v":0},{"$f":"IF(AP8>I8,I8,AP8)","v":0},{"$f":"V8*$I$13","v":0},{"$f":"IF(AQ8>K8,K8,AQ8)","v":0},{"$f":"W8*$I$13","v":0},{"$f":"IF(AR8>M8,M8,AR8)","v":0},{"$f":"X8*$I$13","v":0},{"$f":"IF(AS8>O8,O8,AS8)","v":0},null,1.2640144665461124,1.2025316455696202,1.1410488245931285,1.0795660036166366,1.007233273056058,0.93490054249547927,0.86256781193490062,0.49642346208869814,0.49774436090225566,0.50079239302694134,0.50418760469011725,0.51346499102333931,0.52224371373307543,0.53459119496855345,0.88749999999999929,0.91250000000000053,0.91249999999999964,0.92499999999999982,0.88750000000000018,0.84999999999999964,0.63750000000000018,{"$f":"Y8*C8+($A$4-80)*AF8*$A$8/1000","v":0},{"$f":"Z8*E8+($A$4-80)*AG8*$A$8/1000","v":0},{"$f":"AA8*G8+($A$4-80)*AH8*$A$8/1000","v":0},{"$f":"AB8*I8+($A$4-80)*AI8*$A$8/1000","v":0},{"$f":"AC8*K8+($A$4-80)*AJ8*$A$8/1000","v":0},{"$f":"AD8*M8+($A$4-80)*AK8*$A$8/1000","v":0},{"$f":"AE8*O8+($A$4-80)*AL8*$A$8/1000","v":0}]
[null,67,0,0,0,{"$f":"IF(AN9>E9,E9,AN9)","v":0},0,{"$f":"IF(AO9>G9,G9,AO9)","v":0},{"$f":"U9*$I$13","v":0},{"$f":"IF(AP9>I9,I9,AP9)","v":0},0,{"$f":"IF(AQ9>K9,K9,AQ9)","v":0},0,{"$f":"IF(AR9>M9,M9,AR9)","v":0},0,{"$f":"IF(AS9>O9,O9,AS9)","v":0},null,1.1555153707052441,1.0976491862567812,1.0397830018083183,0.98191681735985537,0.91500904159132013,0.84810126582278478,0.77938517179023514,0.65727699530516437,0.66886326194398682,0.6834782608695652,0.69981583793738489,0.7213438735177865,0.74840085287846492,0.77958236658932711,0.88749999999999929,0.91250000000000053,0.91249999999999964,0.92499999999999982,0.88750000000000018,0.84999999999999964,0.63750000000000018,{"$f":"Y9*C9+($A$4-80)*AF9*$A$8/1000","v":0},{"$f":"Z9*E9+($A$4-80)*AG9*$A$8/1000","v":0},{"$f":"AA9*G9+($A$4-80)*AH9*$A$8/1000","v":0},{"$f":"AB9*I9+($A$4-80)*AI9*$A$8/1000","v":0},{"$f":"AC9*K9+($A$4-80)*AJ9*$A$8/1000","v":0},{"$f":"AD9*M9+($A$4-80)*AK9*$A$8/1000","v":0},{"$f":"AE9*O9+($A$4-80)*AL9*$A$8/1000","v":0}]
[null,62,0,0,0,0,0,0,{"$f":"U10*$I$13","v":0},0,0,0,0,0,0,0,null,1.0470162748643761,0.9945750452079567,0.94394213381555159,0.89150090415913197,0.83001808318264014,0.76853526220614832,0.70705244122965649,0.85146804835924006,0.87636363636363646,0.90038314176245204,0.93103448275862066,0.96078431372549022,0.99529411764705877,1,0.88749999999999929,0.91250000000000053,0.91249999999999964,0.92499999999999982,0.88750000000000018,0.84999999999999964,0.63750000000000018,0,{"$f":"Z10*E10+($A$4-80)*AG10*$A$8/1000","v":0},{"$f":"AA10*G10+($A$4-80)*AH10*$A$8/1000","v":0},0,0,0,0]
[null,57,0,0,0,0,0,0,{"$f":"U11*$I$13","v":0},0,0,0,0,0,0,0,null,0.98734177215189878,0.95117540687160951,0.91320072332730562,0.87703435804701635,0.82820976491862563,0.78119349005424965,0.73236889692585894,0.99633699633699624,0.99429657794676796,0.99603960396039604,0.99381443298969074,0.99563318777292587,0.99537037037037035,0.99506172839506168,0.88749999999999929,0.91250000000000053,0.91249999999999964,0.92499999999999982,0.88750000000000018,0.84999999999999964,0.63750000000000018,0,{"$f":"Z11*E11+($A$4-80)*AG11*$A$8/1000","v":0},{"$f":"AA11*G11+($A$4-80)*AH11*$A$8/1000","v":0},{"$f":"AB11*I11+($A$4-80)*AI11*$A$8/1000","v":0},0,0,0]
[1800,72,0,0,0,0,0,0,{"$f":"U12*$I$13","v":0},0,0,0,0,0,0,0,null,1.2875226039783003,1.2224231464737794,1.1573236889692586,1.0922242314647379,1.0198915009041591,0.94575045207956598,0.87160940325497294,0.5014044943820225,0.50591715976331364,0.51093750000000004,0.51490066225165565,0.52482269503546108,0.5372848948374761,0.55186721991701249,0.92222222222222183,0.90000000000000013,0.87777777777777766,0.85555555555555585,0.77777777777777779,0.71111111111111103,0.56666666666666676,{"$f":"Y12*C12+($A$4-80)*AF12*$A$12/1000","v":0},{"$f":"Z12*E12+($A$4-80)*AG12*$A$12/1000","v":0},{"$f":"AA12*G12+($A$4-80)*AH12*$A$12/1000","v":0},{"$f":"AB12*I12+($A$4-80)*AI12*$A$12/1000","v":0},{"$f":"AC12*K12+($A$4-80)*AJ12*$A$12/1000","v":0},{"$f":"AD12*M12+($A$4-80)*AK12*$A$12/1000","v":0},{"$f":"AE12*O12+($A$4-80)*AL12*$A$12/1000","v":0}]
[null,67,0,0,0,0,0,0,{"$f":"B2","v":0},0,0,0,0,0,0,0,null,1.1790235081374323,1.1193490054249549,1.0596745027124774,1,0.92947558770343586,0.85714285714285721,0.78661844484629295,0.67331288343558282,0.68820678513731826,0.70477815699658697,0.72332730560578662,0.74902723735408561,0.78059071729957807,0.81379310344827582,0.92222222222222183,0.90000000000000013,0.87777777777777766,0.85555555555555585,0.77777777777777779,0.71111111111111103,0.56666666666666676,{"$f":"Y13*C13+($A$4-80)*AF13*$A$12/1000","v":0},{"$f":"Z13*E13+($A$4-80)*AG13*$A$12/1000","v":0},{"$f":"AA13*G13+($A$4-80)*AH13*$A$12/1000","v":0},{"$f":"AB13*I13+($A$4-80)*AI13*$A$12/1000","v":0},{"$f":"AC13*K13+($A$4-80)*AJ13*$A$12/1000","v":0},{"$f":"AD13*M13+($A$4-80)*AK13*$A$12/1000","v":0},{"$f":"AE13*O13+($A$4-80)*AL13*$A$12/1000","v":0}]
[null,62,0,0,0,0,0,0,{"$f":"U14*$I$13","v":0},0,0,0,0,0,0,0,null,1.0705244122965643,1.0144665461121158,0.95840867992766732,0.90235081374321879,0.84990958408679929,0.79566003616636527,0.74321880650994576,0.88682432432432423,0.90909090909090906,0.9358490566037736,0.96392785571142292,0.97659574468085109,0.99545454545454537,1,0.92222222222222183,0.90000000000000013,0.87777777777777766,0.85555555555555585,0.77777777777777779,0.71111111111111103,0.56666666666666676,0,{"$f":"Z14*E14+($A$4-80)*AG14*$A$12/1000","v":0},{"$f":"AA14*G14+($A$4-80)*AH14*$A$12/1000","v":0},0,0,0,0]
[null,57,0,0,0,0,0,0,0,0,0,0,0,0,0,0,null,1.027124773960217,0.98553345388788427,0.94394213381555159,0.90235081374321879,0.85171790235081379,0.80289330922242319,0.75406871609403259,0.99471830985915499,0.99449541284403675,0.99425287356321834,0.99398797595190391,0.99575371549893832,0.99549549549549554,0.99520383693045555,0.92222222222222183,0.90000000000000013,0.87777777777777766,0.85555555555555585,0.77777777777777779,0.71111111111111103,0.56666666666666676,0,{"$f":"Z15*E15+($A$4-80)*AG15*$A$12/1000","v":0},{"$f":"AA15*G15+($A$4-80)*AH15*$A$12/1000","v":0},0,0,0,0]
[2000,72,0,0,0,0,0,0,0,0,0,0,0,0,0,0,null,1.3128390596745028,1.244122965641953,1.1754068716094033,1.1066907775768535,1.030741410488246,0.95660036166365281,0.88065099457504525,0.50688705234159781,0.51162790697674421,0.51846153846153853,0.52614379084967322,0.53859649122807018,0.55198487712665412,0.56878850102669398,0.95,0.9,0.85,0.8,0.68999999999999984,0.6,0.48999999999999988,{"$f":"Y16*C16+($A$4-80)*AF16*$A$16/1000","v":0},{"$f":"Z16*E16+($A$4-80)*AG16*$A$16/1000","v":0},{"$f":"AA16*G16+($A$4-80)*AH16*$A$16/1000","v":0},{"$f":"AB16*I16+($A$4-80)*AI16*$A$16/1000","v":0},{"$f":"AC16*K16+($A$4-80)*AJ16*$A$16/1000","v":0},{"$f":"AD16*M16+($A$4-80)*AK16*$A$16/1000","v":0},{"$f":"AE16*O16+($A$4-80)*AL16*$A$16/1000","v":0}]
[null,67,0,0,0,0,0,0,0,0,0,0,0,0,0,0,null,1.2025316455696202,1.1410488245931285,1.0795660036166366,1.0180831826401446,0.94213381555153719,0.86799276672694403,0.79204339963833637,0.69022556390977441,0.70681458003169573,0.72529313232830817,0.74600355239786864,0.77543186180422263,0.81041666666666667,0.85159817351598177,0.95,0.9,0.85,0.8,0.68999999999999984,0.6,0.48999999999999988,{"$f":"Y17*C17+($A$4-80)*AF17*$A$16/1000","v":0},{"$f":"Z17*E17+($A$4-80)*AG17*$A$16/1000","v":0},{"$f":"AA17*G17+($A$4-80)*AH17*$A$16/1000","v":0},{"$f":"AB17*I17+($A$4-80)*AI17*$A$16/1000","v":0},{"$f":"AC17*K17+($A$4-80)*AJ17*$A$16/1000","v":0},{"$f":"AD17*M17+($A$4-80)*AK17*$A$16/1000","v":0},{"$f":"AE17*O17+($A$4-80)*AL17*$A$16/1000","v":0}]
[null,62,0,0,0,0,0,0,0,0,0,0,0,0,0,0,null,1.0940325497287524,1.034358047016275,0.97468354430379744,0.91320072332730562,0.86980108499095843,0.82459312839059684,0.77938517179023514,0.92066115702479345,0.94230769230769229,0.96660482374768097,0.99603960396039604,0.99376299376299371,0.99561403508771928,0.9953596287703016,0.95,0.9,0.85,0.8,0.68999999999999984,0.6,0.48999999999999988,0,{"$f":"Z18*E18+($A$4-80)*AG18*$A$16/1000","v":0},{"$f":"AA18*G18+($A$4-80)*AH18*$A$16/1000","v":0},0,0,0,0]
[null,57,0,0,0,0,0,0,0,0,0,0,0,0,0,0,null,1.0650994575045207,1.0198915009041591,0.97287522603978305,0.92766726943942135,0.87703435804701635,0.82640144665461135,0.77576853526220613,0.99490662139219022,0.99468085106382986,0.99628252788104099,0.99415204678362579,0.99381443298969074,0.99562363238512031,0.99533799533799538,0.95,0.9,0.85,0.8,0.68999999999999984,0.6,0.48999999999999988,0,{"$f":"Z19*E19+($A$4-80)*AG19*$A$16/1000","v":0},{"$f":"AA19*G19+($A$4-80)*AH19*$A$16/1000","v":0},0,0,0,0]

{"sheet":"YHJF_18","index":73,"n_rows":19,"n_cols":45,"rows_kept":19,"cut":false,"hidden":true,"merged":[[130,0,133,0],[120,10,121,10],[120,11,121,11],[120,12,121,12],[120,13,121,13],[122,0,125,0],[126,0,129,0],[119,10,119,11],[119,12,119,13],[120,2,121,2],[120,3,121,3],[120,4,121,4],[120,5,121,5],[120,6,121,6],[120,7,121,7],[120,8,121,8],[120,9,121,9],[119,0,121,0],[119,1,121,1],[119,2,119,3],[119,4,119,5],[119,6,119,7],[119,8,119,9],[111,0,114,0],[117,0,118,1],[117,2,117,13],[118,2,118,3],[118,4,118,5],[118,6,118,7],[118,8,118,9],[118,10,118,11],[118,12,118,13],[101,10,102,10],[101,11,102,11],[101,12,102,12],[101,13,102,13],[103,0,106,0],[107,0,110,0],[100,10,100,11],[100,12,100,13],[101,2,102,2],[101,3,102,3],[101,4,102,4],[101,5,102,5],[101,6,102,6],[101,7,102,7],[101,8,102,8],[101,9,102,9],[100,0,102,0],[100,1,102,1],[100,2,100,3],[100,4,100,5],[100,6,100,7],[100,8,100,9],[92,0,95,0],[98,0,99,1],[98,2,98,13],[99,2,99,3],[99,4,99,5],[99,6,99,7],[99,8,99,9],[99,10,99,11],[99,12,99,13],[82,10,83,10],[82,11,83,11],[82,12,83,12],[82,13,83,13],[84,0,87,0],[88,0,91,0],[81,10,81,11],[81,12,81,13],[82,2,83,2],[82,3,83,3],[82,4,83,4],[82,5,83,5],[82,6,83,6],[82,7,83,7],[82,8,83,8],[82,9,83,9],[81,0,83,0],[81,1,83,1],[81,2,81,3],[81,4,81,5],[81,6,81,7],[81,8,81,9],[73,0,76,0],[79,0,80,1],[79,2,79,13],[80,2,80,3],[80,4,80,5],[80,6,80,7],[80,8,80,9],[80,10,80,11],[80,12,80,13],[63,10,64,10],[63,11,64,11],[63,12,64,12],[63,13,64,13],[65,0,68,0],[69,0,72,0],[62,10,62,11],[62,12,62,13],[63,2,64,2],[63,3,64,3],[63,4,64,4],[63,5,64,5],[63,6,64,6],[63,7,64,7],[63,8,64,8],[63,9,64,9],[62,0,64,0],[62,1,64,1],[62,2,62,3],[62,4,62,5],[62,6,62,7],[62,8,62,9],[54,0,57,0],[60,0,61,1],[60,2,60,13],[61,2,61,3],[61,4,61,5],[61,6,61,7],[61,8,61,9],[61,10,61,11],[61,12,61,13],[46,0,49,0],[50,0,53,0],[43,10,43,11],[43,12,43,13],[44,2,45,2],[44,3,45,3],[44,4,45,4],[44,5,45,5],[44,6,45,6],[44,7,45,7],[44,8,45,8],[44,9,45,9],[43,0,45,0],[43,1,45,1],[43,2,43,3],[43,4,43,5],[43,6,43,7],[43,8,43,9],[41,0,42,1],[41,2,41,13],[42,2,42,3],[42,4,42,5],[42,6,42,7],[42,8,42,9],[42,10,42,11],[42,12,42,13],[44,10,45,10],[44,11,45,11],[44,12,45,12],[44,13,45,13],[27,0,30,0],[25,3,26,3],[25,4,26,4],[25,5,26,5],[25,6,26,6],[25,7,26,7],[25,8,26,8],[31,0,34,0],[35,0,38,0],[24,0,26,0],[24,1,26,1],[24,2,24,3],[24,4,24,5],[24,6,24,7],[24,8,24,9],[24,10,24,11],[24,12,24,13],[25,2,26,2],[25,9,26,9],[25,10,26,10],[25,11,26,11],[25,12,26,12],[25,13,26,13],[7,0,10,0],[11,0,14,0],[15,0,18,0],[22,0,23,1],[22,2,22,13],[23,2,23,3],[23,4,23,5],[23,6,23,7],[23,8,23,9],[23,10,23,11],[23,12,23,13],[5,10,6,10],[5,11,6,11],[5,12,6,12],[5,13,6,13],[5,14,6,14],[5,15,6,15],[4,10,4,11],[4,12,4,13],[4,14,4,15],[5,2,6,2],[5,3,6,3],[5,4,6,4],[5,5,6,5],[5,6,6,6],[5,7,6,7],[5,8,6,8],[4,0,6,0],[4,1,6,1],[4,2,4,3],[4,4,4,5],[4,6,4,7],[4,8,4,9],[5,9,6,9],[2,0,2,1],[2,2,2,15],[3,2,3,3],[3,4,3,5],[3,6,3,7],[3,8,3,9],[3,10,3,11],[3,12,3,13],[3,14,3,15]]}
[]
["YHJF_18"]
["Evaporator Air \n",null,"Condenser  Entering Air Temperature ˚F"]
[80,"°F DB",65,null,75,null,85,null,95,null,105,null,115,null,125]
["CFM","EWB†\n˚F","Capacity Mbtuh",null,"Capacity Mbtuh",null,"Capacity Mbtuh",null,"Capacity Mbtuh",null,"Capacity Mbtuh",null,"Capacity Mbtuh",null,"Capacity Mbtuh"]
[null,null,"Total","Sens.","Total","Sens.","Total","Sens.","Total","Sens.","Total","Sens.","Total","Sens.","Total","Sens."]
[null,null,null,null,null,null,null,null,null,null,null,null,null,null,null,null,null,"Total Factors",null,null,null,null,null,null,"Sens. %",null,null,null,null,null,null,"IDB Adj",null,null,null,null,null,null,"Sens Calc"]
[400,72,{"$f":"R8*$I$13","v":0},{"$f":"IF(AM8>C8,C8,AM8)","v":0},{"$f":"S8*$I$13","v":0},{"$f":"IF(AN8>E8,E8,AN8)","v":0},{"$f":"T8*$I$13","v":0},{"$f":"IF(AO8>G8,G8,AO8)","v":0},{"$f":"U8*$I$13","v":0},{"$f":"IF(AP8>I8,I8,AP8)","v":0},{"$f":"V8*$I$13","v":0},{"$f":"IF(AQ8>K8,K8,AQ8)","v":0},{"$f":"W8*$I$13","v":0},{"$f":"IF(AR8>M8,M8,AR8)","v":0},{"$f":"X8*$I$13","v":0},{"$f":"IF(AS8>O8,O8,AS8)","v":0},null,1.1684210526315788,1.1210526315789473,1.0736842105263158,1.0315789473684212,0.96842105263157885,0.90526315789473677,0.84736842105263166,0.49549549549549549,0.49295774647887325,0.49509803921568629,0.49489795918367341,0.5,0.5058139534883721,0.50931677018633537,1.06,1.06,1.06,1.06,1.06,1.06,1.06,{"$f":"Y8*C8+($A$4-80)*AF8*$A$8/1000","v":0},{"$f":"Z8*E8+($A$4-80)*AG8*$A$8/1000","v":0},{"$f":"AA8*G8+($A$4-80)*AH8*$A$8/1000","v":0},{"$f":"AB8*I8+($A$4-80)*AI8*$A$8/1000","v":0},{"$f":"AC8*K8+($A$4-80)*AJ8*$A$8/1000","v":0},{"$f":"AD8*M8+($A$4-80)*AK8*$A$8/1000","v":0},{"$f":"AE8*O8+($A$4-80)*AL8*$A$8/1000","v":0}]
[null,67,{"$f":"R9*$I$13","v":0},0,0,{"$f":"IF(AN9>E9,E9,AN9)","v":0},0,{"$f":"IF(AO9>G9,G9,AO9)","v":0},{"$f":"U9*$I$13","v":0},{"$f":"IF(AP9>I9,I9,AP9)","v":0},0,{"$f":"IF(AQ9>K9,K9,AQ9)","v":0},0,{"$f":"IF(AR9>M9,M9,AR9)","v":0},0,{"$f":"IF(AS9>O9,O9,AS9)","v":0},null,1.0789473684210527,1.0368421052631578,0.99473684210526303,0.9526315789473685,0.87894736842105259,0.81052631578947365,0.73684210526315785,0.62926829268292683,0.63451776649746194,0.64021164021164023,0.65193370165745856,0.6706586826347305,0.68831168831168832,0.72142857142857142,1.06,1.06,1.06,1.06,1.06,1.06,1.06,{"$f":"Y9*C9+($A$4-80)*AF9*$A$8/1000","v":0},{"$f":"Z9*E9+($A$4-80)*AG9*$A$8/1000","v":0},{"$f":"AA9*G9+($A$4-80)*AH9*$A$8/1000","v":0},{"$f":"AB9*I9+($A$4-80)*AI9*$A$8/1000","v":0},{"$f":"AC9*K9+($A$4-80)*AJ9*$A$8/1000","v":0},{"$f":"AD9*M9+($A$4-80)*AK9*$A$8/1000","v":0},{"$f":"AE9*O9+($A$4-80)*AL9*$A$8/1000","v":0}]
[null,62,0,0,0,0,0,0,{"$f":"U10*$I$13","v":0},0,0,0,0,0,0,0,null,0.98947368421052639,0.94210526315789467,0.89473684210526316,0.84736842105263166,0.77368421052631575,0.70526315789473681,0.63684210526315788,0.79255319148936165,0.8100558659217878,0.82941176470588229,0.85093167701863337,0.891156462585034,0.93283582089552242,0.98347107438016534,1.06,1.06,1.06,1.06,1.06,1.06,1.06,0,{"$f":"Z10*E10+($A$4-80)*AG10*$A$8/1000","v":0},{"$f":"AA10*G10+($A$4-80)*AH10*$A$8/1000","v":0},0,0,0,0]
[null,57,0,0,0,0,0,0,{"$f":"U11*$I$13","v":0},0,0,0,0,0,0,0,null,0.90526315789473677,0.86315789473684201,0.82631578947368423,0.78947368421052633,0.73684210526315785,0.68947368421052635,0.64210526315789473,0.9767441860465117,0.98170731707317094,0.98089171974522305,0.98,0.97857142857142854,0.97709923664122145,0.97540983606557385,1.06,1.06,1.06,1.06,1.06,1.06,1.06,0,{"$f":"Z11*E11+($A$4-80)*AG11*$A$8/1000","v":0},{"$f":"AA11*G11+($A$4-80)*AH11*$A$8/1000","v":0},{"$f":"AB11*I11+($A$4-80)*AI11*$A$8/1000","v":0},0,0,0]
[600,72,0,0,0,0,0,0,{"$f":"U12*$I$13","v":0},0,0,0,0,0,0,0,null,1.2052631578947368,1.1631578947368422,1.1210526315789473,1.0736842105263158,1.0105263157894737,0.94736842105263153,0.88421052631578956,0.51091703056768556,0.52036199095022617,0.52582159624413138,0.53431372549019618,0.54166666666666674,0.55000000000000004,0.56547619047619047,1.06,1.06,1.06,1.06,1.06,1.06,1.06,{"$f":"Y12*C12+($A$4-80)*AF12*$A$12/1000","v":0},{"$f":"Z12*E12+($A$4-80)*AG12*$A$12/1000","v":0},{"$f":"AA12*G12+($A$4-80)*AH12*$A$12/1000","v":0},{"$f":"AB12*I12+($A$4-80)*AI12*$A$12/1000","v":0},{"$f":"AC12*K12+($A$4-80)*AJ12*$A$12/1000","v":0},{"$f":"AD12*M12+($A$4-80)*AK12*$A$12/1000","v":0},{"$f":"AE12*O12+($A$4-80)*AL12*$A$12/1000","v":0}]
[null,67,0,0,0,0,0,0,{"$f":"B2","v":0},0,0,0,0,0,0,0,null,1.1421052631578947,1.0947368421052632,1.0473684210526315,1,0.92631578947368431,0.85263157894736841,0.78421052631578947,0.67741935483870963,0.69230769230769229,0.71356783919597988,0.73157894736842111,0.76136363636363635,0.79629629629629639,0.82550335570469802,1.06,1.06,1.06,1.06,1.06,1.06,1.06,{"$f":"Y13*C13+($A$4-80)*AF13*$A$12/1000","v":0},{"$f":"Z13*E13+($A$4-80)*AG13*$A$12/1000","v":0},{"$f":"AA13*G13+($A$4-80)*AH13*$A$12/1000","v":0},{"$f":"AB13*I13+($A$4-80)*AI13*$A$12/1000","v":0},{"$f":"AC13*K13+($A$4-80)*AJ13*$A$12/1000","v":0},{"$f":"AD13*M13+($A$4-80)*AK13*$A$12/1000","v":0},{"$f":"AE13*O13+($A$4-80)*AL13*$A$12/1000","v":0}]
[null,62,0,0,0,0,0,0,{"$f":"U14*$I$13","v":0},0,0,0,0,0,0,0,null,1.0473684210526315,1.0052631578947369,0.9631578947368421,0.91578947368421049,0.85263157894736841,0.78947368421052633,0.72631578947368425,0.8894472361809046,0.89528795811518325,0.90710382513661203,0.91954022988505757,0.93827160493827155,0.96000000000000008,0.97826086956521729,1.06,1.06,1.06,1.06,1.06,1.06,1.06,0,{"$f":"Z14*E14+($A$4-80)*AG14*$A$12/1000","v":0},{"$f":"AA14*G14+($A$4-80)*AH14*$A$12/1000","v":0},0,0,0,0]
[null,57,0,0,0,0,0,0,0,0,0,0,0,0,0,0,null,1.0105263157894737,0.96842105263157885,0.93157894736842106,0.88947368421052619,0.83684210526315794,0.77894736842105272,0.72631578947368425,0.97916666666666674,0.97826086956521752,0.97740112994350292,0.97633136094674566,0.97484276729559749,0.97972972972972971,0.97826086956521729,1.06,1.06,1.06,1.06,1.06,1.06,1.06,0,{"$f":"Z15*E15+($A$4-80)*AG15*$A$12/1000","v":0},{"$f":"AA15*G15+($A$4-80)*AH15*$A$12/1000","v":0},0,0,0,0]
[800,72,0,0,0,0,0,0,0,0,0,0,0,0,0,0,null,1.2421052631578948,1.2052631578947368,1.1631578947368422,1.1210526315789473,1.0578947368421054,0.98947368421052639,0.92105263157894735,0.52966101694915246,0.54148471615720528,0.55203619909502255,0.568075117370892,0.57711442786069644,0.5957446808510638,0.61142857142857143,1.06,1.06,1.06,1.06,1.06,1.06,1.06,{"$f":"Y16*C16+($A$4-80)*AF16*$A$16/1000","v":0},{"$f":"Z16*E16+($A$4-80)*AG16*$A$16/1000","v":0},{"$f":"AA16*G16+($A$4-80)*AH16*$A$16/1000","v":0},{"$f":"AB16*I16+($A$4-80)*AI16*$A$16/1000","v":0},{"$f":"AC16*K16+($A$4-80)*AJ16*$A$16/1000","v":0},{"$f":"AD16*M16+($A$4-80)*AK16*$A$16/1000","v":0},{"$f":"AE16*O16+($A$4-80)*AL16*$A$16/1000","v":0}]
[null,67,0,0,0,0,0,0,0,0,0,0,0,0,0,0,null,1.2,1.1473684210526316,1.0947368421052632,1.0421052631578949,0.97368421052631582,0.9,0.82631578947368423,0.72368421052631582,0.74770642201834858,0.77884615384615374,0.80808080808080807,0.84324324324324318,0.88304093567251452,0.92993630573248409,1.06,1.06,1.06,1.06,1.06,1.06,1.06,{"$f":"Y17*C17+($A$4-80)*AF17*$A$16/1000","v":0},{"$f":"Z17*E17+($A$4-80)*AG17*$A$16/1000","v":0},{"$f":"AA17*G17+($A$4-80)*AH17*$A$16/1000","v":0},{"$f":"AB17*I17+($A$4-80)*AI17*$A$16/1000","v":0},{"$f":"AC17*K17+($A$4-80)*AJ17*$A$16/1000","v":0},{"$f":"AD17*M17+($A$4-80)*AK17*$A$16/1000","v":0},{"$f":"AE17*O17+($A$4-80)*AL17*$A$16/1000","v":0}]
[null,62,0,0,0,0,0,0,0,0,0,0,0,0,0,0,null,1.0999999999999999,1.0631578947368421,1.0263157894736843,0.98947368421052639,0.93157894736842106,0.87368421052631584,0.81578947368421051,0.98086124401913888,0.98019801980198029,0.97948717948717956,0.97872340425531901,0.97740112994350292,0.97590361445783125,0.97419354838709671,1.06,1.06,1.06,1.06,1.06,1.06,1.06,0,{"$f":"Z18*E18+($A$4-80)*AG18*$A$16/1000","v":0},{"$f":"AA18*G18+($A$4-80)*AH18*$A$16/1000","v":0},0,0,0,0]
[null,57,0,0,0,0,0,0,0,0,0,0,0,0,0,0,null,1.1157894736842104,1.0736842105263158,1.0315789473684212,0.98947368421052639,0.93157894736842106,0.87368421052631584,0.81578947368421051,0.98113207547169823,0.98039215686274517,0.97959183673469374,0.97872340425531901,0.97740112994350292,0.97590361445783125,0.97419354838709671,1.06,1.06,1.06,1.06,1.06,1.06,1.06,0,{"$f":"Z19*E19+($A$4-80)*AG19*$A$16/1000","v":0},{"$f":"AA19*G19+($A$4-80)*AH19*$A$16/1000","v":0},0,0,0,0]

{"sheet":"YHJF_24","index":74,"n_rows":19,"n_cols":45,"rows_kept":19,"cut":false,"hidden":true,"merged":[[130,0,133,0],[120,10,121,10],[120,11,121,11],[120,12,121,12],[120,13,121,13],[122,0,125,0],[126,0,129,0],[119,10,119,11],[119,12,119,13],[120,2,121,2],[120,3,121,3],[120,4,121,4],[120,5,121,5],[120,6,121,6],[120,7,121,7],[120,8,121,8],[120,9,121,9],[119,0,121,0],[119,1,121,1],[119,2,119,3],[119,4,119,5],[119,6,119,7],[119,8,119,9],[111,0,114,0],[117,0,118,1],[117,2,117,13],[118,2,118,3],[118,4,118,5],[118,6,118,7],[118,8,118,9],[118,10,118,11],[118,12,118,13],[101,10,102,10],[101,11,102,11],[101,12,102,12],[101,13,102,13],[103,0,106,0],[107,0,110,0],[100,10,100,11],[100,12,100,13],[101,2,102,2],[101,3,102,3],[101,4,102,4],[101,5,102,5],[101,6,102,6],[101,7,102,7],[101,8,102,8],[101,9,102,9],[100,0,102,0],[100,1,102,1],[100,2,100,3],[100,4,100,5],[100,6,100,7],[100,8,100,9],[92,0,95,0],[98,0,99,1],[98,2,98,13],[99,2,99,3],[99,4,99,5],[99,6,99,7],[99,8,99,9],[99,10,99,11],[99,12,99,13],[82,10,83,10],[82,11,83,11],[82,12,83,12],[82,13,83,13],[84,0,87,0],[88,0,91,0],[81,10,81,11],[81,12,81,13],[82,2,83,2],[82,3,83,3],[82,4,83,4],[82,5,83,5],[82,6,83,6],[82,7,83,7],[82,8,83,8],[82,9,83,9],[81,0,83,0],[81,1,83,1],[81,2,81,3],[81,4,81,5],[81,6,81,7],[81,8,81,9],[73,0,76,0],[79,0,80,1],[79,2,79,13],[80,2,80,3],[80,4,80,5],[80,6,80,7],[80,8,80,9],[80,10,80,11],[80,12,80,13],[63,10,64,10],[63,11,64,11],[63,12,64,12],[63,13,64,13],[65,0,68,0],[69,0,72,0],[62,10,62,11],[62,12,62,13],[63,2,64,2],[63,3,64,3],[63,4,64,4],[63,5,64,5],[63,6,64,6],[63,7,64,7],[63,8,64,8],[63,9,64,9],[62,0,64,0],[62,1,64,1],[62,2,62,3],[62,4,62,5],[62,6,62,7],[62,8,62,9],[54,0,57,0],[60,0,61,1],[60,2,60,13],[61,2,61,3],[61,4,61,5],[61,6,61,7],[61,8,61,9],[61,10,61,11],[61,12,61,13],[46,0,49,0],[50,0,53,0],[43,10,43,11],[43,12,43,13],[44,2,45,2],[44,3,45,3],[44,4,45,4],[44,5,45,5],[44,6,45,6],[44,7,45,7],[44,8,45,8],[44,9,45,9],[43,0,45,0],[43,1,45,1],[43,2,43,3],[43,4,43,5],[43,6,43,7],[43,8,43,9],[41,0,42,1],[41,2,41,13],[42,2,42,3],[42,4,42,5],[42,6,42,7],[42,8,42,9],[42,10,42,11],[42,12,42,13],[44,10,45,10],[44,11,45,11],[44,12,45,12],[44,13,45,13],[27,0,30,0],[25,3,26,3],[25,4,26,4],[25,5,26,5],[25,6,26,6],[25,7,26,7],[25,8,26,8],[31,0,34,0],[35,0,38,0],[24,0,26,0],[24,1,26,1],[24,2,24,3],[24,4,24,5],[24,6,24,7],[24,8,24,9],[24,10,24,11],[24,12,24,13],[25,2,26,2],[25,9,26,9],[25,10,26,10],[25,11,26,11],[25,12,26,12],[25,13,26,13],[7,0,10,0],[11,0,14,0],[15,0,18,0],[22,0,23,1],[22,2,22,13],[23,2,23,3],[23,4,23,5],[23,6,23,7],[23,8,23,9],[23,10,23,11],[23,12,23,13],[5,10,6,10],[5,11,6,11],[5,12,6,12],[5,13,6,13],[5,14,6,14],[5,15,6,15],[4,10,4,11],[4,12,4,13],[4,14,4,15],[5,2,6,2],[5,3,6,3],[5,4,6,4],[5,5,6,5],[5,6,6,6],[5,7,6,7],[5,8,6,8],[4,0,6,0],[4,1,6,1],[4,2,4,3],[4,4,4,5],[4,6,4,7],[4,8,4,9],[5,9,6,9],[2,0,2,1],[2,2,2,15],[3,2,3,3],[3,4,3,5],[3,6,3,7],[3,8,3,9],[3,10,3,11],[3,12,3,13],[3,14,3,15]]}
[]
["YHJF_24"]
["Evaporator Air \n",null,"Condenser  Entering Air Temperature ˚F"]
[80,"°F DB",65,null,75,null,85,null,95,null,105,null,115,null,125]
["CFM","EWB†\n˚F","Capacity Mbtuh",null,"Capacity Mbtuh",null,"Capacity Mbtuh",null,"Capacity Mbtuh",null,"Capacity Mbtuh",null,"Capacity Mbtuh",null,"Capacity Mbtuh"]
[null,null,"Total","Sens.","Total","Sens.","Total","Sens.","Total","Sens.","Total","Sens.","Total","Sens.","Total","Sens."]
[null,null,null,null,null,null,null,null,null,null,null,null,null,null,null,null,null,"Total Factors",null,null,null,null,null,null,"Sens. %",null,null,null,null,null,null,"IDB Adj",null,null,null,null,null,null,"Sens Calc"]
[600,72,{"$f":"R8*$I$13","v":0},{"$f":"IF(AM8>C8,C8,AM8)","v":0},{"$f":"S8*$I$13","v":0},{"$f":"IF(AN8>E8,E8,AN8)","v":0},{"$f":"T8*$I$13","v":0},{"$f":"IF(AO8>G8,G8,AO8)","v":0},{"$f":"U8*$I$13","v":0},{"$f":"IF(AP8>I8,I8,AP8)","v":0},{"$f":"V8*$I$13","v":0},{"$f":"IF(AQ8>K8,K8,AQ8)","v":0},{"$f":"W8*$I$13","v":0},{"$f":"IF(AR8>M8,M8,AR8)","v":0},{"$f":"X8*$I$13","v":0},{"$f":"IF(AS8>O8,O8,AS8)","v":0},null,1.1822222222222223,1.1422222222222222,1.1022222222222222,1.0622222222222222,0.99555555555555553,0.92888888888888888,0.86222222222222211,0.51503759398496241,0.50972762645914393,0.50403225806451613,0.497907949790795,0.50446428571428581,0.51674641148325362,0.52577319587628868,1.06,1.06,1.06,1.06,1.06,1.06,1.06,{"$f":"Y8*C8+($A$4-80)*AF8*$A$8/1000","v":0},{"$f":"Z8*E8+($A$4-80)*AG8*$A$8/1000","v":0},{"$f":"AA8*G8+($A$4-80)*AH8*$A$8/1000","v":0},{"$f":"AB8*I8+($A$4-80)*AI8*$A$8/1000","v":0},{"$f":"AC8*K8+($A$4-80)*AJ8*$A$8/1000","v":0},{"$f":"AD8*M8+($A$4-80)*AK8*$A$8/1000","v":0},{"$f":"AE8*O8+($A$4-80)*AL8*$A$8/1000","v":0}]
[null,67,{"$f":"R9*$I$13","v":0},0,0,{"$f":"IF(AN9>E9,E9,AN9)","v":0},0,{"$f":"IF(AO9>G9,G9,AO9)","v":0},{"$f":"U9*$I$13","v":0},{"$f":"IF(AP9>I9,I9,AP9)","v":0},0,{"$f":"IF(AQ9>K9,K9,AQ9)","v":0},0,{"$f":"IF(AR9>M9,M9,AR9)","v":0},0,{"$f":"IF(AS9>O9,O9,AS9)","v":0},null,1.1199999999999999,1.0666666666666667,1.0177777777777777,0.96888888888888891,0.89777777777777779,0.83111111111111113,0.76,0.64285714285714279,0.65416666666666667,0.66812227074235819,0.67889908256880738,0.70297029702970293,0.72192513368983957,0.7543859649122806,1.06,1.06,1.06,1.06,1.06,1.06,1.06,{"$f":"Y9*C9+($A$4-80)*AF9*$A$8/1000","v":0},{"$f":"Z9*E9+($A$4-80)*AG9*$A$8/1000","v":0},{"$f":"AA9*G9+($A$4-80)*AH9*$A$8/1000","v":0},{"$f":"AB9*I9+($A$4-80)*AI9*$A$8/1000","v":0},{"$f":"AC9*K9+($A$4-80)*AJ9*$A$8/1000","v":0},{"$f":"AD9*M9+($A$4-80)*AK9*$A$8/1000","v":0},{"$f":"AE9*O9+($A$4-80)*AL9*$A$8/1000","v":0}]
[null,62,0,0,0,0,0,0,{"$f":"U10*$I$13","v":0},0,0,0,0,0,0,0,null,1.048888888888889,0.99111111111111116,0.92888888888888888,0.8666666666666667,0.8,0.72888888888888881,0.65777777777777779,0.82203389830508466,0.84304932735426008,0.87081339712918659,0.89743589743589747,0.93333333333333335,0.98170731707317094,1,1.06,1.06,1.06,1.06,1.06,1.06,1.06,0,{"$f":"Z10*E10+($A$4-80)*AG10*$A$8/1000","v":0},{"$f":"AA10*G10+($A$4-80)*AH10*$A$8/1000","v":0},0,0,0,0]
[null,57,0,0,0,0,0,0,{"$f":"U11*$I$13","v":0},0,0,0,0,0,0,0,null,0.96444444444444444,0.92444444444444451,0.88,0.83555555555555561,0.78666666666666663,0.73333333333333328,0.68,0.98617511520737322,0.98557692307692302,0.98484848484848486,0.98936170212765961,0.98305084745762705,0.98787878787878791,0.98692810457516333,1.06,1.06,1.06,1.06,1.06,1.06,1.06,0,{"$f":"Z11*E11+($A$4-80)*AG11*$A$8/1000","v":0},{"$f":"AA11*G11+($A$4-80)*AH11*$A$8/1000","v":0},{"$f":"AB11*I11+($A$4-80)*AI11*$A$8/1000","v":0},0,0,0]
[800,72,0,0,0,0,0,0,{"$f":"U12*$I$13","v":0},0,0,0,0,0,0,0,null,1.2088888888888889,1.1688888888888889,1.1333333333333333,1.0933333333333335,1.0266666666666668,0.96000000000000008,0.88888888888888884,0.52573529411764708,0.52851711026615966,0.52549019607843139,0.52439024390243905,0.53679653679653683,0.55092592592592593,0.56500000000000006,1.06,1.06,1.06,1.06,1.06,1.06,1.06,{"$f":"Y12*C12+($A$4-80)*AF12*$A$12/1000","v":0},{"$f":"Z12*E12+($A$4-80)*AG12*$A$12/1000","v":0},{"$f":"AA12*G12+($A$4-80)*AH12*$A$12/1000","v":0},{"$f":"AB12*I12+($A$4-80)*AI12*$A$12/1000","v":0},{"$f":"AC12*K12+($A$4-80)*AJ12*$A$12/1000","v":0},{"$f":"AD12*M12+($A$4-80)*AK12*$A$12/1000","v":0},{"$f":"AE12*O12+($A$4-80)*AL12*$A$12/1000","v":0}]
[null,67,0,0,0,0,0,0,{"$f":"B2","v":0},0,0,0,0,0,0,0,null,1.1555555555555554,1.1022222222222222,1.0533333333333332,1,0.92888888888888888,0.85777777777777786,0.78666666666666663,0.68846153846153846,0.70564516129032251,0.72151898734177222,0.74222222222222223,0.77033492822966521,0.80310880829015541,0.84180790960451979,1.06,1.06,1.06,1.06,1.06,1.06,1.06,{"$f":"Y13*C13+($A$4-80)*AF13*$A$12/1000","v":0},{"$f":"Z13*E13+($A$4-80)*AG13*$A$12/1000","v":0},{"$f":"AA13*G13+($A$4-80)*AH13*$A$12/1000","v":0},{"$f":"AB13*I13+($A$4-80)*AI13*$A$12/1000","v":0},{"$f":"AC13*K13+($A$4-80)*AJ13*$A$12/1000","v":0},{"$f":"AD13*M13+($A$4-80)*AK13*$A$12/1000","v":0},{"$f":"AE13*O13+($A$4-80)*AL13*$A$12/1000","v":0}]
[null,62,0,0,0,0,0,0,{"$f":"U14*$I$13","v":0},0,0,0,0,0,0,0,null,1.0711111111111111,1.0222222222222221,0.97333333333333327,0.92444444444444451,0.85777777777777786,0.79555555555555546,0.72888888888888881,0.9045643153526971,0.91739130434782612,0.93150684931506844,0.94711538461538458,0.96891191709844549,0.98324022346368734,1,1.06,1.06,1.06,1.06,1.06,1.06,1.06,0,{"$f":"Z14*E14+($A$4-80)*AG14*$A$12/1000","v":0},{"$f":"AA14*G14+($A$4-80)*AH14*$A$12/1000","v":0},0,0,0,0]
[null,57,0,0,0,0,0,0,0,0,0,0,0,0,0,0,null,1.04,0.99555555555555553,0.95111111111111102,0.91111111111111109,0.85333333333333328,0.79555555555555546,0.74222222222222223,0.98717948717948734,0.98660714285714302,0.99065420560747663,0.98536585365853657,0.984375,0.98882681564245811,0.9880239520958084,1.06,1.06,1.06,1.06,1.06,1.06,1.06,0,{"$f":"Z15*E15+($A$4-80)*AG15*$A$12/1000","v":0},{"$f":"AA15*G15+($A$4-80)*AH15*$A$12/1000","v":0},0,0,0,0]
[1000,72,0,0,0,0,0,0,0,0,0,0,0,0,0,0,null,1.2355555555555555,1.1955555555555555,1.1600000000000001,1.1244444444444446,1.0533333333333332,0.98666666666666658,0.91555555555555557,0.53956834532374098,0.54275092936802971,0.54789272030651337,0.55335968379446643,0.569620253164557,0.5855855855855856,0.60679611650485432,1.06,1.06,1.06,1.06,1.06,1.06,1.06,{"$f":"Y16*C16+($A$4-80)*AF16*$A$16/1000","v":0},{"$f":"Z16*E16+($A$4-80)*AG16*$A$16/1000","v":0},{"$f":"AA16*G16+($A$4-80)*AH16*$A$16/1000","v":0},{"$f":"AB16*I16+($A$4-80)*AI16*$A$16/1000","v":0},{"$f":"AC16*K16+($A$4-80)*AJ16*$A$16/1000","v":0},{"$f":"AD16*M16+($A$4-80)*AK16*$A$16/1000","v":0},{"$f":"AE16*O16+($A$4-80)*AL16*$A$16/1000","v":0}]
[null,67,0,0,0,0,0,0,0,0,0,0,0,0,0,0,null,1.1955555555555555,1.1422222222222222,1.0888888888888888,1.0311111111111111,0.96000000000000008,0.88888888888888884,0.81333333333333335,0.72490706319702602,0.74708171206225682,0.77142857142857135,0.80603448275862066,0.83796296296296302,0.875,0.92349726775956276,1.06,1.06,1.06,1.06,1.06,1.06,1.06,{"$f":"Y17*C17+($A$4-80)*AF17*$A$16/1000","v":0},{"$f":"Z17*E17+($A$4-80)*AG17*$A$16/1000","v":0},{"$f":"AA17*G17+($A$4-80)*AH17*$A$16/1000","v":0},{"$f":"AB17*I17+($A$4-80)*AI17*$A$16/1000","v":0},{"$f":"AC17*K17+($A$4-80)*AJ17*$A$16/1000","v":0},{"$f":"AD17*M17+($A$4-80)*AK17*$A$16/1000","v":0},{"$f":"AE17*O17+($A$4-80)*AL17*$A$16/1000","v":0}]
[null,62,0,0,0,0,0,0,0,0,0,0,0,0,0,0,null,1.0933333333333335,1.0577777777777777,1.0177777777777777,0.98222222222222233,0.91999999999999993,0.86222222222222211,0.80444444444444452,0.98780487804878048,0.98739495798319321,0.98689956331877737,0.98642533936651577,0.9903381642512078,0.98969072164948457,0.98342541436464082,1.06,1.06,1.06,1.06,1.06,1.06,1.06,0,{"$f":"Z18*E18+($A$4-80)*AG18*$A$16/1000","v":0},{"$f":"AA18*G18+($A$4-80)*AH18*$A$16/1000","v":0},0,0,0,0]
[null,57,0,0,0,0,0,0,0,0,0,0,0,0,0,0,null,1.1155555555555556,1.0711111111111111,1.0266666666666668,0.98222222222222233,0.91999999999999993,0.86222222222222211,0.80444444444444452,0.98804780876494025,0.98755186721991695,0.98701298701298701,0.98642533936651577,0.9903381642512078,0.98969072164948457,0.98342541436464082,1.06,1.06,1.06,1.06,1.06,1.06,1.06,0,{"$f":"Z19*E19+($A$4-80)*AG19*$A$16/1000","v":0},{"$f":"AA19*G19+($A$4-80)*AH19*$A$16/1000","v":0},0,0,0,0]

{"sheet":"YHJF_30","index":75,"n_rows":19,"n_cols":45,"rows_kept":19,"cut":false,"hidden":true,"merged":[[130,0,133,0],[120,10,121,10],[120,11,121,11],[120,12,121,12],[120,13,121,13],[122,0,125,0],[126,0,129,0],[119,10,119,11],[119,12,119,13],[120,2,121,2],[120,3,121,3],[120,4,121,4],[120,5,121,5],[120,6,121,6],[120,7,121,7],[120,8,121,8],[120,9,121,9],[119,0,121,0],[119,1,121,1],[119,2,119,3],[119,4,119,5],[119,6,119,7],[119,8,119,9],[111,0,114,0],[117,0,118,1],[117,2,117,13],[118,2,118,3],[118,4,118,5],[118,6,118,7],[118,8,118,9],[118,10,118,11],[118,12,118,13],[101,10,102,10],[101,11,102,11],[101,12,102,12],[101,13,102,13],[103,0,106,0],[107,0,110,0],[100,10,100,11],[100,12,100,13],[101,2,102,2],[101,3,102,3],[101,4,102,4],[101,5,102,5],[101,6,102,6],[101,7,102,7],[101,8,102,8],[101,9,102,9],[100,0,102,0],[100,1,102,1],[100,2,100,3],[100,4,100,5],[100,6,100,7],[100,8,100,9],[92,0,95,0],[98,0,99,1],[98,2,98,13],[99,2,99,3],[99,4,99,5],[99,6,99,7],[99,8,99,9],[99,10,99,11],[99,12,99,13],[82,10,83,10],[82,11,83,11],[82,12,83,12],[82,13,83,13],[84,0,87,0],[88,0,91,0],[81,10,81,11],[81,12,81,13],[82,2,83,2],[82,3,83,3],[82,4,83,4],[82,5,83,5],[82,6,83,6],[82,7,83,7],[82,8,83,8],[82,9,83,9],[81,0,83,0],[81,1,83,1],[81,2,81,3],[81,4,81,5],[81,6,81,7],[81,8,81,9],[73,0,76,0],[79,0,80,1],[79,2,79,13],[80,2,80,3],[80,4,80,5],[80,6,80,7],[80,8,80,9],[80,10,80,11],[80,12,80,13],[63,10,64,10],[63,11,64,11],[63,12,64,12],[63,13,64,13],[65,0,68,0],[69,0,72,0],[62,10,62,11],[62,12,62,13],[63,2,64,2],[63,3,64,3],[63,4,64,4],[63,5,64,5],[63,6,64,6],[63,7,64,7],[63,8,64,8],[63,9,64,9],[62,0,64,0],[62,1,64,1],[62,2,62,3],[62,4,62,5],[62,6,62,7],[62,8,62,9],[54,0,57,0],[60,0,61,1],[60,2,60,13],[61,2,61,3],[61,4,61,5],[61,6,61,7],[61,8,61,9],[61,10,61,11],[61,12,61,13],[46,0,49,0],[50,0,53,0],[43,10,43,11],[43,12,43,13],[44,2,45,2],[44,3,45,3],[44,4,45,4],[44,5,45,5],[44,6,45,6],[44,7,45,7],[44,8,45,8],[44,9,45,9],[43,0,45,0],[43,1,45,1],[43,2,43,3],[43,4,43,5],[43,6,43,7],[43,8,43,9],[41,0,42,1],[41,2,41,13],[42,2,42,3],[42,4,42,5],[42,6,42,7],[42,8,42,9],[42,10,42,11],[42,12,42,13],[44,10,45,10],[44,11,45,11],[44,12,45,12],[44,13,45,13],[27,0,30,0],[25,3,26,3],[25,4,26,4],[25,5,26,5],[25,6,26,6],[25,7,26,7],[25,8,26,8],[31,0,34,0],[35,0,38,0],[24,0,26,0],[24,1,26,1],[24,2,24,3],[24,4,24,5],[24,6,24,7],[24,8,24,9],[24,10,24,11],[24,12,24,13],[25,2,26,2],[25,9,26,9],[25,10,26,10],[25,11,26,11],[25,12,26,12],[25,13,26,13],[7,0,10,0],[11,0,14,0],[15,0,18,0],[22,0,23,1],[22,2,22,13],[23,2,23,3],[23,4,23,5],[23,6,23,7],[23,8,23,9],[23,10,23,11],[23,12,23,13],[5,10,6,10],[5,11,6,11],[5,12,6,12],[5,13,6,13],[5,14,6,14],[5,15,6,15],[4,10,4,11],[4,12,4,13],[4,14,4,15],[5,2,6,2],[5,3,6,3],[5,4,6,4],[5,5,6,5],[5,6,6,6],[5,7,6,7],[5,8,6,8],[4,0,6,0],[4,1,6,1],[4,2,4,3],[4,4,4,5],[4,6,4,7],[4,8,4,9],[5,9,6,9],[2,0,2,1],[2,2,2,15],[3,2,3,3],[3,4,3,5],[3,6,3,7],[3,8,3,9],[3,10,3,11],[3,12,3,13],[3,14,3,15]]}
[]
["YHJF_30"]
["Evaporator Air \n",null,"Condenser  Entering Air Temperature ˚F"]
[80,"°F DB",65,null,75,null,85,null,95,null,105,null,115,null,125]
["CFM","EWB†\n˚F","Capacity Mbtuh",null,"Capacity Mbtuh",null,"Capacity Mbtuh",null,"Capacity Mbtuh",null,"Capacity Mbtuh",null,"Capacity Mbtuh",null,"Capacity Mbtuh"]
[null,null,"Total","Sens.","Total","Sens.","Total","Sens.","Total","Sens.","Total","Sens.","Total","Sens.","Total","Sens."]
[null,null,null,null,null,null,null,null,null,null,null,null,null,null,null,null,null,"Total Factors",null,null,null,null,null,null,"Sens. %",null,null,null,null,null,null,"IDB Adj",null,null,null,null,null,null,"Sens Calc"]
[800,72,{"$f":"R8*$I$13","v":0},{"$f":"IF(AM8>C8,C8,AM8)","v":0},{"$f":"S8*$I$13","v":0},{"$f":"IF(AN8>E8,E8,AN8)","v":0},{"$f":"T8*$I$13","v":0},{"$f":"IF(AO8>G8,G8,AO8)","v":0},{"$f":"U8*$I$13","v":0},{"$f":"IF(AP8>I8,I8,AP8)","v":0},{"$f":"V8*$I$13","v":0},{"$f":"IF(AQ8>K8,K8,AQ8)","v":0},{"$f":"W8*$I$13","v":0},{"$f":"IF(AR8>M8,M8,AR8)","v":0},{"$f":"X8*$I$13","v":0},{"$f":"IF(AS8>O8,O8,AS8)","v":0},null,1.1706484641638224,1.1331058020477816,1.0989761092150172,1.0614334470989761,1.0068259385665528,0.94880546075085326,0.89419795221843001,0.53061224489795922,0.5331325301204819,0.53105590062111796,0.53054662379421225,0.53220338983050841,0.53956834532374098,0.5419847328244275,1.06,1.06,1.06,1.06,1.06,1.06,1.06,{"$f":"Y8*C8+($A$4-80)*AF8*$A$8/1000","v":0},{"$f":"Z8*E8+($A$4-80)*AG8*$A$8/1000","v":0},{"$f":"AA8*G8+($A$4-80)*AH8*$A$8/1000","v":0},{"$f":"AB8*I8+($A$4-80)*AI8*$A$8/1000","v":0},{"$f":"AC8*K8+($A$4-80)*AJ8*$A$8/1000","v":0},{"$f":"AD8*M8+($A$4-80)*AK8*$A$8/1000","v":0},{"$f":"AE8*O8+($A$4-80)*AL8*$A$8/1000","v":0}]
[null,67,{"$f":"R9*$I$13","v":0},0,0,{"$f":"IF(AN9>E9,E9,AN9)","v":0},0,{"$f":"IF(AO9>G9,G9,AO9)","v":0},{"$f":"U9*$I$13","v":0},{"$f":"IF(AP9>I9,I9,AP9)","v":0},0,{"$f":"IF(AQ9>K9,K9,AQ9)","v":0},0,{"$f":"IF(AR9>M9,M9,AR9)","v":0},0,{"$f":"IF(AS9>O9,O9,AS9)","v":0},null,1.1262798634812285,1.0750853242320819,1.0238907849829351,0.97610921501706482,0.91808873720136508,0.86006825938566545,0.80204778156996581,0.67575757575757578,0.68571428571428572,0.7,0.71328671328671323,0.73234200743494426,0.75396825396825395,0.77872340425531916,1.06,1.06,1.06,1.06,1.06,1.06,1.06,{"$f":"Y9*C9+($A$4-80)*AF9*$A$8/1000","v":0},{"$f":"Z9*E9+($A$4-80)*AG9*$A$8/1000","v":0},{"$f":"AA9*G9+($A$4-80)*AH9*$A$8/1000","v":0},{"$f":"AB9*I9+($A$4-80)*AI9*$A$8/1000","v":0},{"$f":"AC9*K9+($A$4-80)*AJ9*$A$8/1000","v":0},{"$f":"AD9*M9+($A$4-80)*AK9*$A$8/1000","v":0},{"$f":"AE9*O9+($A$4-80)*AL9*$A$8/1000","v":0}]
[null,62,0,0,0,0,0,0,{"$f":"U10*$I$13","v":0},0,0,0,0,0,0,0,null,1.0307167235494881,0.97952218430034121,0.92832764505119447,0.88054607508532423,0.8122866894197952,0.74744027303754257,0.67918088737201354,0.87086092715231789,0.89547038327526129,0.91911764705882359,0.94573643410852704,0.98319327731092432,1,1,1.06,1.06,1.06,1.06,1.06,1.06,1.06,0,{"$f":"Z10*E10+($A$4-80)*AG10*$A$8/1000","v":0},{"$f":"AA10*G10+($A$4-80)*AH10*$A$8/1000","v":0},0,0,0,0]
[null,57,0,0,0,0,0,0,{"$f":"U11*$I$13","v":0},0,0,0,0,0,0,0,null,0.96928327645051182,0.93174061433447097,0.89419795221843001,0.85665529010238906,0.8088737201365187,0.75767918088737196,0.70989761092150172,1,1,1,1,1,1,1,1.06,1.06,1.06,1.06,1.06,1.06,1.06,0,{"$f":"Z11*E11+($A$4-80)*AG11*$A$8/1000","v":0},{"$f":"AA11*G11+($A$4-80)*AH11*$A$8/1000","v":0},{"$f":"AB11*I11+($A$4-80)*AI11*$A$8/1000","v":0},0,0,0]
[1000,72,0,0,0,0,0,0,{"$f":"U12*$I$13","v":0},0,0,0,0,0,0,0,null,1.1877133105802047,1.1501706484641638,1.112627986348123,1.0750853242320819,1.0204778156996586,0.96587030716723554,0.91126279863481219,0.53735632183908044,0.54005934718100879,0.54294478527607359,0.54920634920634925,0.55518394648829439,0.56537102473498235,0.57303370786516861,1.06,1.06,1.06,1.06,1.06,1.06,1.06,{"$f":"Y12*C12+($A$4-80)*AF12*$A$12/1000","v":0},{"$f":"Z12*E12+($A$4-80)*AG12*$A$12/1000","v":0},{"$f":"AA12*G12+($A$4-80)*AH12*$A$12/1000","v":0},{"$f":"AB12*I12+($A$4-80)*AI12*$A$12/1000","v":0},{"$f":"AC12*K12+($A$4-80)*AJ12*$A$12/1000","v":0},{"$f":"AD12*M12+($A$4-80)*AK12*$A$12/1000","v":0},{"$f":"AE12*O12+($A$4-80)*AL12*$A$12/1000","v":0}]
[null,67,0,0,0,0,0,0,{"$f":"B2","v":0},0,0,0,0,0,0,0,null,1.1433447098976108,1.0955631399317407,1.0477815699658704,1,0.94197952218430037,0.88054607508532423,0.8191126279863481,0.70746268656716416,0.72274143302180682,0.74267100977198697,0.76450511945392485,0.78623188405797095,0.81395348837209303,0.84583333333333333,1.06,1.06,1.06,1.06,1.06,1.06,1.06,{"$f":"Y13*C13+($A$4-80)*AF13*$A$12/1000","v":0},{"$f":"Z13*E13+($A$4-80)*AG13*$A$12/1000","v":0},{"$f":"AA13*G13+($A$4-80)*AH13*$A$12/1000","v":0},{"$f":"AB13*I13+($A$4-80)*AI13*$A$12/1000","v":0},{"$f":"AC13*K13+($A$4-80)*AJ13*$A$12/1000","v":0},{"$f":"AD13*M13+($A$4-80)*AK13*$A$12/1000","v":0},{"$f":"AE13*O13+($A$4-80)*AL13*$A$12/1000","v":0}]
[null,62,0,0,0,0,0,0,{"$f":"U14*$I$13","v":0},0,0,0,0,0,0,0,null,1.0648464163822524,1.0136518771331058,0.95904436860068265,0.90784982935153591,0.85665529010238906,0.80546075085324231,0.75426621160409557,0.94871794871794879,0.95622895622895621,0.97153024911032027,0.98120300751879697,1,1,1,1.06,1.06,1.06,1.06,1.06,1.06,1.06,0,{"$f":"Z14*E14+($A$4-80)*AG14*$A$12/1000","v":0},{"$f":"AA14*G14+($A$4-80)*AH14*$A$12/1000","v":0},0,0,0,0]
[null,57,0,0,0,0,0,0,0,0,0,0,0,0,0,0,null,1.0307167235494881,0.98976109215017061,0.94880546075085326,0.91126279863481219,0.86006825938566545,0.8088737201365187,0.75767918088737196,1,1,1,1,1,1,1,1.06,1.06,1.06,1.06,1.06,1.06,1.06,0,{"$f":"Z15*E15+($A$4-80)*AG15*$A$12/1000","v":0},{"$f":"AA15*G15+($A$4-80)*AH15*$A$12/1000","v":0},0,0,0,0]
[1200,72,0,0,0,0,0,0,0,0,0,0,0,0,0,0,null,1.204778156996587,1.1672354948805461,1.1296928327645051,1.0921501706484642,1.0341296928327646,0.97952218430034121,0.92491467576791808,0.54107648725212476,0.54678362573099404,0.55589123867069479,0.56562500000000004,0.57755775577557755,0.59233449477351918,0.60516605166051651,1.06,1.06,1.06,1.06,1.06,1.06,1.06,{"$f":"Y16*C16+($A$4-80)*AF16*$A$16/1000","v":0},{"$f":"Z16*E16+($A$4-80)*AG16*$A$16/1000","v":0},{"$f":"AA16*G16+($A$4-80)*AH16*$A$16/1000","v":0},{"$f":"AB16*I16+($A$4-80)*AI16*$A$16/1000","v":0},{"$f":"AC16*K16+($A$4-80)*AJ16*$A$16/1000","v":0},{"$f":"AD16*M16+($A$4-80)*AK16*$A$16/1000","v":0},{"$f":"AE16*O16+($A$4-80)*AL16*$A$16/1000","v":0}]
[null,67,0,0,0,0,0,0,0,0,0,0,0,0,0,0,null,1.1604095563139931,1.1160409556313995,1.0716723549488054,1.0273037542662116,0.96245733788395904,0.90102389078498291,0.83617747440273038,0.7382352941176471,0.75840978593272168,0.78343949044585992,0.81063122923588027,0.84042553191489366,0.87121212121212122,0.91020408163265309,1.06,1.06,1.06,1.06,1.06,1.06,1.06,{"$f":"Y17*C17+($A$4-80)*AF17*$A$16/1000","v":0},{"$f":"Z17*E17+($A$4-80)*AG17*$A$16/1000","v":0},{"$f":"AA17*G17+($A$4-80)*AH17*$A$16/1000","v":0},{"$f":"AB17*I17+($A$4-80)*AI17*$A$16/1000","v":0},{"$f":"AC17*K17+($A$4-80)*AJ17*$A$16/1000","v":0},{"$f":"AD17*M17+($A$4-80)*AK17*$A$16/1000","v":0},{"$f":"AE17*O17+($A$4-80)*AL17*$A$16/1000","v":0}]
[null,62,0,0,0,0,0,0,0,0,0,0,0,0,0,0,null,1.0989761092150172,1.0443686006825939,0.98976109215017061,0.93174061433447097,0.89761092150170652,0.86006825938566545,0.82593856655290099,1,1,1,1,1,1,1,1.06,1.06,1.06,1.06,1.06,1.06,1.06,0,{"$f":"Z18*E18+($A$4-80)*AG18*$A$16/1000","v":0},{"$f":"AA18*G18+($A$4-80)*AH18*$A$16/1000","v":0},0,0,0,0]
[null,57,0,0,0,0,0,0,0,0,0,0,0,0,0,0,null,1.0921501706484642,1.0477815699658704,1.0068259385665528,0.96245733788395904,0.91126279863481219,0.86006825938566545,0.8088737201365187,1,1,1,1,1,1,1,1.06,1.06,1.06,1.06,1.06,1.06,1.06,0,{"$f":"Z19*E19+($A$4-80)*AG19*$A$16/1000","v":0},{"$f":"AA19*G19+($A$4-80)*AH19*$A$16/1000","v":0},0,0,0,0]

{"sheet":"YHJF_36","index":76,"n_rows":19,"n_cols":45,"rows_kept":19,"cut":false,"hidden":true,"merged":[[130,0,133,0],[120,10,121,10],[120,11,121,11],[120,12,121,12],[120,13,121,13],[122,0,125,0],[126,0,129,0],[119,10,119,11],[119,12,119,13],[120,2,121,2],[120,3,121,3],[120,4,121,4],[120,5,121,5],[120,6,121,6],[120,7,121,7],[120,8,121,8],[120,9,121,9],[119,0,121,0],[119,1,121,1],[119,2,119,3],[119,4,119,5],[119,6,119,7],[119,8,119,9],[111,0,114,0],[117,0,118,1],[117,2,117,13],[118,2,118,3],[118,4,118,5],[118,6,118,7],[118,8,118,9],[118,10,118,11],[118,12,118,13],[101,10,102,10],[101,11,102,11],[101,12,102,12],[101,13,102,13],[103,0,106,0],[107,0,110,0],[100,10,100,11],[100,12,100,13],[101,2,102,2],[101,3,102,3],[101,4,102,4],[101,5,102,5],[101,6,102,6],[101,7,102,7],[101,8,102,8],[101,9,102,9],[100,0,102,0],[100,1,102,1],[100,2,100,3],[100,4,100,5],[100,6,100,7],[100,8,100,9],[92,0,95,0],[98,0,99,1],[98,2,98,13],[99,2,99,3],[99,4,99,5],[99,6,99,7],[99,8,99,9],[99,10,99,11],[99,12,99,13],[82,10,83,10],[82,11,83,11],[82,12,83,12],[82,13,83,13],[84,0,87,0],[88,0,91,0],[81,10,81,11],[81,12,81,13],[82,2,83,2],[82,3,83,3],[82,4,83,4],[82,5,83,5],[82,6,83,6],[82,7,83,7],[82,8,83,8],[82,9,83,9],[81,0,83,0],[81,1,83,1],[81,2,81,3],[81,4,81,5],[81,6,81,7],[81,8,81,9],[73,0,76,0],[79,0,80,1],[79,2,79,13],[80,2,80,3],[80,4,80,5],[80,6,80,7],[80,8,80,9],[80,10,80,11],[80,12,80,13],[63,10,64,10],[63,11,64,11],[63,12,64,12],[63,13,64,13],[65,0,68,0],[69,0,72,0],[62,10,62,11],[62,12,62,13],[63,2,64,2],[63,3,64,3],[63,4,64,4],[63,5,64,5],[63,6,64,6],[63,7,64,7],[63,8,64,8],[63,9,64,9],[62,0,64,0],[62,1,64,1],[62,2,62,3],[62,4,62,5],[62,6,62,7],[62,8,62,9],[54,0,57,0],[60,0,61,1],[60,2,60,13],[61,2,61,3],[61,4,61,5],[61,6,61,7],[61,8,61,9],[61,10,61,11],[61,12,61,13],[46,0,49,0],[50,0,53,0],[43,10,43,11],[43,12,43,13],[44,2,45,2],[44,3,45,3],[44,4,45,4],[44,5,45,5],[44,6,45,6],[44,7,45,7],[44,8,45,8],[44,9,45,9],[43,0,45,0],[43,1,45,1],[43,2,43,3],[43,4,43,5],[43,6,43,7],[43,8,43,9],[41,0,42,1],[41,2,41,13],[42,2,42,3],[42,4,42,5],[42,6,42,7],[42,8,42,9],[42,10,42,11],[42,12,42,13],[44,10,45,10],[44,11,45,11],[44,12,45,12],[44,13,45,13],[27,0,30,0],[25,3,26,3],[25,4,26,4],[25,5,26,5],[25,6,26,6],[25,7,26,7],[25,8,26,8],[31,0,34,0],[35,0,38,0],[24,0,26,0],[24,1,26,1],[24,2,24,3],[24,4,24,5],[24,6,24,7],[24,8,24,9],[24,10,24,11],[24,12,24,13],[25,2,26,2],[25,9,26,9],[25,10,26,10],[25,11,26,11],[25,12,26,12],[25,13,26,13],[7,0,10,0],[11,0,14,0],[15,0,18,0],[22,0,23,1],[22,2,22,13],[23,2,23,3],[23,4,23,5],[23,6,23,7],[23,8,23,9],[23,10,23,11],[23,12,23,13],[5,10,6,10],[5,11,6,11],[5,12,6,12],[5,13,6,13],[5,14,6,14],[5,15,6,15],[4,10,4,11],[4,12,4,13],[4,14,4,15],[5,2,6,2],[5,3,6,3],[5,4,6,4],[5,5,6,5],[5,6,6,6],[5,7,6,7],[5,8,6,8],[4,0,6,0],[4,1,6,1],[4,2,4,3],[4,4,4,5],[4,6,4,7],[4,8,4,9],[5,9,6,9],[2,0,2,1],[2,2,2,15],[3,2,3,3],[3,4,3,5],[3,6,3,7],[3,8,3,9],[3,10,3,11],[3,12,3,13],[3,14,3,15]]}
[]
["YHJF_36"]
["Evaporator Air \n",null,"Condenser  Entering Air Temperature ˚F"]
[80,"°F DB",65,null,75,null,85,null,95,null,105,null,115,null,125]
["CFM","EWB†\n˚F","Capacity Mbtuh",null,"Capacity Mbtuh",null,"Capacity Mbtuh",null,"Capacity Mbtuh",null,"Capacity Mbtuh",null,"Capacity Mbtuh",null,"Capacity Mbtuh"]
[null,null,"Total","Sens.","Total","Sens.","Total","Sens.","Total","Sens.","Total","Sens.","Total","Sens.","Total","Sens."]
[null,null,null,null,null,null,null,null,null,null,null,null,null,null,null,null,null,"Total Factors",null,null,null,null,null,null,"Sens. %",null,null,null,null,null,null,"IDB Adj",null,null,null,null,null,null,"Sens Calc"]
[1000,72,{"$f":"R8*$I$13","v":0},{"$f":"IF(AM8>C8,C8,AM8)","v":0},{"$f":"S8*$I$13","v":0},{"$f":"IF(AN8>E8,E8,AN8)","v":0},{"$f":"T8*$I$13","v":0},{"$f":"IF(AO8>G8,G8,AO8)","v":0},{"$f":"U8*$I$13","v":0},{"$f":"IF(AP8>I8,I8,AP8)","v":0},{"$f":"V8*$I$13","v":0},{"$f":"IF(AQ8>K8,K8,AQ8)","v":0},{"$f":"W8*$I$13","v":0},{"$f":"IF(AR8>M8,M8,AR8)","v":0},{"$f":"X8*$I$13","v":0},{"$f":"IF(AS8>O8,O8,AS8)","v":0},null,1.2165242165242165,1.170940170940171,1.1225071225071224,1.0769230769230769,1.0056980056980056,0.93162393162393164,0.86039886039886038,0.51990632318501162,0.51824817518248179,0.51776649746192893,0.5185185185185186,0.52974504249291787,0.54434250764525993,0.55629139072847689,1.06,1.06,1.06,1.06,1.06,1.06,1.06,{"$f":"Y8*C8+($A$4-80)*AF8*$A$8/1000","v":0},{"$f":"Z8*E8+($A$4-80)*AG8*$A$8/1000","v":0},{"$f":"AA8*G8+($A$4-80)*AH8*$A$8/1000","v":0},{"$f":"AB8*I8+($A$4-80)*AI8*$A$8/1000","v":0},{"$f":"AC8*K8+($A$4-80)*AJ8*$A$8/1000","v":0},{"$f":"AD8*M8+($A$4-80)*AK8*$A$8/1000","v":0},{"$f":"AE8*O8+($A$4-80)*AL8*$A$8/1000","v":0}]
[null,67,{"$f":"R9*$I$13","v":0},0,0,{"$f":"IF(AN9>E9,E9,AN9)","v":0},0,{"$f":"IF(AO9>G9,G9,AO9)","v":0},{"$f":"U9*$I$13","v":0},{"$f":"IF(AP9>I9,I9,AP9)","v":0},0,{"$f":"IF(AQ9>K9,K9,AQ9)","v":0},0,{"$f":"IF(AR9>M9,M9,AR9)","v":0},0,{"$f":"IF(AS9>O9,O9,AS9)","v":0},null,1.1424501424501425,1.0854700854700854,1.0313390313390314,0.97720797720797714,0.90598290598290598,0.83760683760683752,0.76923076923076916,0.66832917705735662,0.68241469816272959,0.69613259668508276,0.71137026239067058,0.73584905660377353,0.76190476190476186,0.79259259259259252,1.06,1.06,1.06,1.06,1.06,1.06,1.06,{"$f":"Y9*C9+($A$4-80)*AF9*$A$8/1000","v":0},{"$f":"Z9*E9+($A$4-80)*AG9*$A$8/1000","v":0},{"$f":"AA9*G9+($A$4-80)*AH9*$A$8/1000","v":0},{"$f":"AB9*I9+($A$4-80)*AI9*$A$8/1000","v":0},{"$f":"AC9*K9+($A$4-80)*AJ9*$A$8/1000","v":0},{"$f":"AD9*M9+($A$4-80)*AK9*$A$8/1000","v":0},{"$f":"AE9*O9+($A$4-80)*AL9*$A$8/1000","v":0}]
[null,62,0,0,0,0,0,0,{"$f":"U10*$I$13","v":0},0,0,0,0,0,0,0,null,1.037037037037037,0.98290598290598286,0.92877492877492873,0.87464387464387461,0.80056980056980054,0.72649572649572647,0.6524216524216524,0.86538461538461542,0.88985507246376805,0.91717791411042937,0.94788273615635188,0.97864768683274017,1,1,1.06,1.06,1.06,1.06,1.06,1.06,1.06,0,{"$f":"Z10*E10+($A$4-80)*AG10*$A$8/1000","v":0},{"$f":"AA10*G10+($A$4-80)*AH10*$A$8/1000","v":0},0,0,0,0]
[null,57,0,0,0,0,0,0,{"$f":"U11*$I$13","v":0},0,0,0,0,0,0,0,null,0.98290598290598286,0.94017094017094016,0.89743589743589736,0.85185185185185175,0.80341880341880334,0.75498575498575493,0.70370370370370361,1,1,1,1,1,1,1,1.06,1.06,1.06,1.06,1.06,1.06,1.06,0,{"$f":"Z11*E11+($A$4-80)*AG11*$A$8/1000","v":0},{"$f":"AA11*G11+($A$4-80)*AH11*$A$8/1000","v":0},{"$f":"AB11*I11+($A$4-80)*AI11*$A$8/1000","v":0},0,0,0]
[1200,72,0,0,0,0,0,0,{"$f":"U12*$I$13","v":0},0,0,0,0,0,0,0,null,1.2364672364672364,1.188034188034188,1.1396011396011396,1.091168091168091,1.0227920227920226,0.95441595441595439,0.88319088319088312,0.52764976958525345,0.53237410071942437,0.53499999999999992,0.53785900783289819,0.54874651810584962,0.56119402985074629,0.57741935483870965,1.06,1.06,1.06,1.06,1.06,1.06,1.06,{"$f":"Y12*C12+($A$4-80)*AF12*$A$12/1000","v":0},{"$f":"Z12*E12+($A$4-80)*AG12*$A$12/1000","v":0},{"$f":"AA12*G12+($A$4-80)*AH12*$A$12/1000","v":0},{"$f":"AB12*I12+($A$4-80)*AI12*$A$12/1000","v":0},{"$f":"AC12*K12+($A$4-80)*AJ12*$A$12/1000","v":0},{"$f":"AD12*M12+($A$4-80)*AK12*$A$12/1000","v":0},{"$f":"AE12*O12+($A$4-80)*AL12*$A$12/1000","v":0}]
[null,67,0,0,0,0,0,0,{"$f":"B2","v":0},0,0,0,0,0,0,0,null,1.1737891737891739,1.1168091168091168,1.0569800569800569,1,0.92877492877492873,0.85754985754985757,0.78917378917378911,0.69902912621359226,0.71428571428571419,0.73315363881401607,0.74928774928774933,0.77914110429447847,0.81063122923588027,0.84476534296028882,1.06,1.06,1.06,1.06,1.06,1.06,1.06,{"$f":"Y13*C13+($A$4-80)*AF13*$A$12/1000","v":0},{"$f":"Z13*E13+($A$4-80)*AG13*$A$12/1000","v":0},{"$f":"AA13*G13+($A$4-80)*AH13*$A$12/1000","v":0},{"$f":"AB13*I13+($A$4-80)*AI13*$A$12/1000","v":0},{"$f":"AC13*K13+($A$4-80)*AJ13*$A$12/1000","v":0},{"$f":"AD13*M13+($A$4-80)*AK13*$A$12/1000","v":0},{"$f":"AE13*O13+($A$4-80)*AL13*$A$12/1000","v":0}]
[null,62,0,0,0,0,0,0,{"$f":"U14*$I$13","v":0},0,0,0,0,0,0,0,null,1.0712250712250713,1.0142450142450143,0.95726495726495731,0.90028490028490027,0.83760683760683752,0.77777777777777779,0.71794871794871795,0.92819148936170204,0.9438202247191011,0.96130952380952372,0.98101265822784811,1,1,1,1.06,1.06,1.06,1.06,1.06,1.06,1.06,0,{"$f":"Z14*E14+($A$4-80)*AG14*$A$12/1000","v":0},{"$f":"AA14*G14+($A$4-80)*AH14*$A$12/1000","v":0},0,0,0,0]
[null,57,0,0,0,0,0,0,0,0,0,0,0,0,0,0,null,1.0313390313390314,0.98860398860398868,0.94586894586894588,0.90028490028490027,0.84900284900284895,0.79772079772079774,0.74643874643874641,1,1,1,1,1,1,1,1.06,1.06,1.06,1.06,1.06,1.06,1.06,0,{"$f":"Z15*E15+($A$4-80)*AG15*$A$12/1000","v":0},{"$f":"AA15*G15+($A$4-80)*AH15*$A$12/1000","v":0},0,0,0,0]
[1400,72,0,0,0,0,0,0,0,0,0,0,0,0,0,0,null,1.2564102564102564,1.207977207977208,1.1566951566951567,1.1082621082621082,1.0427350427350428,0.97435897435897445,0.90883190883190879,0.53741496598639449,0.54245283018867929,0.54926108374384242,0.55526992287917742,0.56557377049180324,0.57894736842105265,0.59561128526645768,1.06,1.06,1.06,1.06,1.06,1.06,1.06,{"$f":"Y16*C16+($A$4-80)*AF16*$A$16/1000","v":0},{"$f":"Z16*E16+($A$4-80)*AG16*$A$16/1000","v":0},{"$f":"AA16*G16+($A$4-80)*AH16*$A$16/1000","v":0},{"$f":"AB16*I16+($A$4-80)*AI16*$A$16/1000","v":0},{"$f":"AC16*K16+($A$4-80)*AJ16*$A$16/1000","v":0},{"$f":"AD16*M16+($A$4-80)*AK16*$A$16/1000","v":0},{"$f":"AE16*O16+($A$4-80)*AL16*$A$16/1000","v":0}]
[null,67,0,0,0,0,0,0,0,0,0,0,0,0,0,0,null,1.2051282051282051,1.1452991452991452,1.0854700854700854,1.0256410256410255,0.95156695156695148,0.88034188034188021,0.80626780626780625,0.72813238770685584,0.74626865671641784,0.76377952755905509,0.78611111111111109,0.8173652694610779,0.8511326860841425,0.89399293286219084,1.06,1.06,1.06,1.06,1.06,1.06,1.06,{"$f":"Y17*C17+($A$4-80)*AF17*$A$16/1000","v":0},{"$f":"Z17*E17+($A$4-80)*AG17*$A$16/1000","v":0},{"$f":"AA17*G17+($A$4-80)*AH17*$A$16/1000","v":0},{"$f":"AB17*I17+($A$4-80)*AI17*$A$16/1000","v":0},{"$f":"AC17*K17+($A$4-80)*AJ17*$A$16/1000","v":0},{"$f":"AD17*M17+($A$4-80)*AK17*$A$16/1000","v":0},{"$f":"AE17*O17+($A$4-80)*AL17*$A$16/1000","v":0}]
[null,62,0,0,0,0,0,0,0,0,0,0,0,0,0,0,null,1.1025641025641026,1.0427350427350428,0.98290598290598286,0.92307692307692302,0.87749287749287752,0.8319088319088318,0.78632478632478631,0.98966408268733841,0.99726775956284153,1,1,1,1,1,1.06,1.06,1.06,1.06,1.06,1.06,1.06,0,{"$f":"Z18*E18+($A$4-80)*AG18*$A$16/1000","v":0},{"$f":"AA18*G18+($A$4-80)*AH18*$A$16/1000","v":0},0,0,0,0]
[null,57,0,0,0,0,0,0,0,0,0,0,0,0,0,0,null,1.0826210826210825,1.037037037037037,0.99430199430199417,0.94871794871794857,0.89458689458689455,0.84045584045584043,0.78632478632478631,1,1,1,1,1,1,1,1.06,1.06,1.06,1.06,1.06,1.06,1.06,0,{"$f":"Z19*E19+($A$4-80)*AG19*$A$16/1000","v":0},{"$f":"AA19*G19+($A$4-80)*AH19*$A$16/1000","v":0},0,0,0,0]

{"sheet":"YHJF_42","index":77,"n_rows":19,"n_cols":45,"rows_kept":19,"cut":false,"hidden":true,"merged":[[130,0,133,0],[120,10,121,10],[120,11,121,11],[120,12,121,12],[120,13,121,13],[122,0,125,0],[126,0,129,0],[119,10,119,11],[119,12,119,13],[120,2,121,2],[120,3,121,3],[120,4,121,4],[120,5,121,5],[120,6,121,6],[120,7,121,7],[120,8,121,8],[120,9,121,9],[119,0,121,0],[119,1,121,1],[119,2,119,3],[119,4,119,5],[119,6,119,7],[119,8,119,9],[111,0,114,0],[117,0,118,1],[117,2,117,13],[118,2,118,3],[118,4,118,5],[118,6,118,7],[118,8,118,9],[118,10,118,11],[118,12,118,13],[101,10,102,10],[101,11,102,11],[101,12,102,12],[101,13,102,13],[103,0,106,0],[107,0,110,0],[100,10,100,11],[100,12,100,13],[101,2,102,2],[101,3,102,3],[101,4,102,4],[101,5,102,5],[101,6,102,6],[101,7,102,7],[101,8,102,8],[101,9,102,9],[100,0,102,0],[100,1,102,1],[100,2,100,3],[100,4,100,5],[100,6,100,7],[100,8,100,9],[92,0,95,0],[98,0,99,1],[98,2,98,13],[99,2,99,3],[99,4,99,5],[99,6,99,7],[99,8,99,9],[99,10,99,11],[99,12,99,13],[82,10,83,10],[82,11,83,11],[82,12,83,12],[82,13,83,13],[84,0,87,0],[88,0,91,0],[81,10,81,11],[81,12,81,13],[82,2,83,2],[82,3,83,3],[82,4,83,4],[82,5,83,5],[82,6,83,6],[82,7,83,7],[82,8,83,8],[82,9,83,9],[81,0,83,0],[81,1,83,1],[81,2,81,3],[81,4,81,5],[81,6,81,7],[81,8,81,9],[73,0,76,0],[79,0,80,1],[79,2,79,13],[80,2,80,3],[80,4,80,5],[80,6,80,7],[80,8,80,9],[80,10,80,11],[80,12,80,13],[63,10,64,10],[63,11,64,11],[63,12,64,12],[63,13,64,13],[65,0,68,0],[69,0,72,0],[62,10,62,11],[62,12,62,13],[63,2,64,2],[63,3,64,3],[63,4,64,4],[63,5,64,5],[63,6,64,6],[63,7,64,7],[63,8,64,8],[63,9,64,9],[62,0,64,0],[62,1,64,1],[62,2,62,3],[62,4,62,5],[62,6,62,7],[62,8,62,9],[54,0,57,0],[60,0,61,1],[60,2,60,13],[61,2,61,3],[61,4,61,5],[61,6,61,7],[61,8,61,9],[61,10,61,11],[61,12,61,13],[46,0,49,0],[50,0,53,0],[43,10,43,11],[43,12,43,13],[44,2,45,2],[44,3,45,3],[44,4,45,4],[44,5,45,5],[44,6,45,6],[44,7,45,7],[44,8,45,8],[44,9,45,9],[43,0,45,0],[43,1,45,1],[43,2,43,3],[43,4,43,5],[43,6,43,7],[43,8,43,9],[41,0,42,1],[41,2,41,13],[42,2,42,3],[42,4,42,5],[42,6,42,7],[42,8,42,9],[42,10,42,11],[42,12,42,13],[44,10,45,10],[44,11,45,11],[44,12,45,12],[44,13,45,13],[27,0,30,0],[25,3,26,3],[25,4,26,4],[25,5,26,5],[25,6,26,6],[25,7,26,7],[25,8,26,8],[31,0,34,0],[35,0,38,0],[24,0,26,0],[24,1,26,1],[24,2,24,3],[24,4,24,5],[24,6,24,7],[24,8,24,9],[24,10,24,11],[24,12,24,13],[25,2,26,2],[25,9,26,9],[25,10,26,10],[25,11,26,11],[25,12,26,12],[25,13,26,13],[7,0,10,0],[11,0,14,0],[15,0,18,0],[22,0,23,1],[22,2,22,13],[23,2,23,3],[23,4,23,5],[23,6,23,7],[23,8,23,9],[23,10,23,11],[23,12,23,13],[5,10,6,10],[5,11,6,11],[5,12,6,12],[5,13,6,13],[5,14,6,14],[5,15,6,15],[4,10,4,11],[4,12,4,13],[4,14,4,15],[5,2,6,2],[5,3,6,3],[5,4,6,4],[5,5,6,5],[5,6,6,6],[5,7,6,7],[5,8,6,8],[4,0,6,0],[4,1,6,1],[4,2,4,3],[4,4,4,5],[4,6,4,7],[4,8,4,9],[5,9,6,9],[2,0,2,1],[2,2,2,15],[3,2,3,3],[3,4,3,5],[3,6,3,7],[3,8,3,9],[3,10,3,11],[3,12,3,13],[3,14,3,15]]}
[]
["YHJF_42"]
["Evaporator Air \n",null,"Condenser  Entering Air Temperature ˚F"]
[80,"°F DB",65,null,75,null,85,null,95,null,105,null,115,null,125]
["CFM","EWB†\n˚F","Capacity Mbtuh",null,"Capacity Mbtuh",null,"Capacity Mbtuh",null,"Capacity Mbtuh",null,"Capacity Mbtuh",null,"Capacity Mbtuh",null,"Capacity Mbtuh"]
[null,null,"Total","Sens.","Total","Sens.","Total","Sens.","Total","Sens.","Total","Sens.","Total","Sens.","Total","Sens."]
[null,null,null,null,null,null,null,null,null,null,null,null,null,null,null,null,null,"Total Factors",null,null,null,null,null,null,"Sens. %",null,null,null,null,null,null,"IDB Adj",null,null,null,null,null,null,"Sens Calc"]
[1155,72,{"$f":"R8*$I$13","v":0},{"$f":"IF(AM8>C8,C8,AM8)","v":0},{"$f":"S8*$I$13","v":0},{"$f":"IF(AN8>E8,E8,AN8)","v":0},{"$f":"T8*$I$13","v":0},{"$f":"IF(AO8>G8,G8,AO8)","v":0},{"$f":"U8*$I$13","v":0},{"$f":"IF(AP8>I8,I8,AP8)","v":0},{"$f":"V8*$I$13","v":0},{"$f":"IF(AQ8>K8,K8,AQ8)","v":0},{"$f":"W8*$I$13","v":0},{"$f":"IF(AR8>M8,M8,AR8)","v":0},{"$f":"X8*$I$13","v":0},{"$f":"IF(AS8>O8,O8,AS8)","v":0},null,1.2171717171717171,1.1691919191919191,1.1186868686868685,1.0681818181818181,1.005050505050505,0.93939393939393945,0.8737373737373737,0.51244813278008294,0.51403887688984884,0.5191873589164786,0.52482269503546097,0.53015075376884424,0.54032258064516125,0.55202312138728327,1.06,1.06,1.06,1.06,1.06,1.06,1.06,{"$f":"Y8*C8+($A$4-80)*AF8*$A$8/1000","v":0},{"$f":"Z8*E8+($A$4-80)*AG8*$A$8/1000","v":0},{"$f":"AA8*G8+($A$4-80)*AH8*$A$8/1000","v":0},{"$f":"AB8*I8+($A$4-80)*AI8*$A$8/1000","v":0},{"$f":"AC8*K8+($A$4-80)*AJ8*$A$8/1000","v":0},{"$f":"AD8*M8+($A$4-80)*AK8*$A$8/1000","v":0},{"$f":"AE8*O8+($A$4-80)*AL8*$A$8/1000","v":0}]
[null,67,{"$f":"R9*$I$13","v":0},0,0,{"$f":"IF(AN9>E9,E9,AN9)","v":0},0,{"$f":"IF(AO9>G9,G9,AO9)","v":0},{"$f":"U9*$I$13","v":0},{"$f":"IF(AP9>I9,I9,AP9)","v":0},0,{"$f":"IF(AQ9>K9,K9,AQ9)","v":0},0,{"$f":"IF(AR9>M9,M9,AR9)","v":0},0,{"$f":"IF(AS9>O9,O9,AS9)","v":0},null,1.1313131313131313,1.0808080808080807,1.0303030303030303,0.97979797979797967,0.90656565656565646,0.83333333333333326,0.76010101010101006,0.6741071428571429,0.68691588785046731,0.70098039215686281,0.71391752577319589,0.74094707520891367,0.76969696969696966,0.80730897009966773,1.06,1.06,1.06,1.06,1.06,1.06,1.06,{"$f":"Y9*C9+($A$4-80)*AF9*$A$8/1000","v":0},{"$f":"Z9*E9+($A$4-80)*AG9*$A$8/1000","v":0},{"$f":"AA9*G9+($A$4-80)*AH9*$A$8/1000","v":0},{"$f":"AB9*I9+($A$4-80)*AI9*$A$8/1000","v":0},{"$f":"AC9*K9+($A$4-80)*AJ9*$A$8/1000","v":0},{"$f":"AD9*M9+($A$4-80)*AK9*$A$8/1000","v":0},{"$f":"AE9*O9+($A$4-80)*AL9*$A$8/1000","v":0}]
[null,62,0,0,0,0,0,0,{"$f":"U10*$I$13","v":0},0,0,0,0,0,0,0,null,1.0252525252525253,0.9747474747474747,0.9267676767676768,0.87878787878787867,0.81313131313131315,0.75,0.68434343434343436,0.87438423645320196,0.90155440414507759,0.92643051771117158,0.9568965517241379,0.98136645962732916,1,1,1.06,1.06,1.06,1.06,1.06,1.06,1.06,0,{"$f":"Z10*E10+($A$4-80)*AG10*$A$8/1000","v":0},{"$f":"AA10*G10+($A$4-80)*AH10*$A$8/1000","v":0},0,0,0,0]
[null,57,0,0,0,0,0,0,{"$f":"U11*$I$13","v":0},0,0,0,0,0,0,0,null,0.97222222222222221,0.93181818181818177,0.89141414141414133,0.85101010101010111,0.8005050505050505,0.75,0.69696969696969702,1,1,1,1,1,1,1,1.06,1.06,1.06,1.06,1.06,1.06,1.06,0,{"$f":"Z11*E11+($A$4-80)*AG11*$A$8/1000","v":0},{"$f":"AA11*G11+($A$4-80)*AH11*$A$8/1000","v":0},{"$f":"AB11*I11+($A$4-80)*AI11*$A$8/1000","v":0},0,0,0]
[1355,72,0,0,0,0,0,0,{"$f":"U12*$I$13","v":0},0,0,0,0,0,0,0,null,1.2449494949494948,1.1944444444444444,1.1439393939393938,1.0909090909090911,1.0227272727272727,0.95454545454545447,0.88636363636363635,0.52332657200811361,0.52642706131078221,0.53200883002207511,0.53703703703703698,0.54814814814814816,0.56084656084656082,0.57549857549857542,1.06,1.06,1.06,1.06,1.06,1.06,1.06,{"$f":"Y12*C12+($A$4-80)*AF12*$A$12/1000","v":0},{"$f":"Z12*E12+($A$4-80)*AG12*$A$12/1000","v":0},{"$f":"AA12*G12+($A$4-80)*AH12*$A$12/1000","v":0},{"$f":"AB12*I12+($A$4-80)*AI12*$A$12/1000","v":0},{"$f":"AC12*K12+($A$4-80)*AJ12*$A$12/1000","v":0},{"$f":"AD12*M12+($A$4-80)*AK12*$A$12/1000","v":0},{"$f":"AE12*O12+($A$4-80)*AL12*$A$12/1000","v":0}]
[null,67,0,0,0,0,0,0,{"$f":"B2","v":0},0,0,0,0,0,0,0,null,1.1565656565656564,1.1035353535353536,1.0505050505050506,1,0.9267676767676768,0.85353535353535348,0.78282828282828276,0.70087336244541487,0.7162471395881006,0.73317307692307687,0.75,0.77929155313351495,0.81360946745562135,0.85161290322580641,1.06,1.06,1.06,1.06,1.06,1.06,1.06,{"$f":"Y13*C13+($A$4-80)*AF13*$A$12/1000","v":0},{"$f":"Z13*E13+($A$4-80)*AG13*$A$12/1000","v":0},{"$f":"AA13*G13+($A$4-80)*AH13*$A$12/1000","v":0},{"$f":"AB13*I13+($A$4-80)*AI13*$A$12/1000","v":0},{"$f":"AC13*K13+($A$4-80)*AJ13*$A$12/1000","v":0},{"$f":"AD13*M13+($A$4-80)*AK13*$A$12/1000","v":0},{"$f":"AE13*O13+($A$4-80)*AL13*$A$12/1000","v":0}]
[null,62,0,0,0,0,0,0,{"$f":"U14*$I$13","v":0},0,0,0,0,0,0,0,null,1.058080808080808,1.0025252525252526,0.94696969696969691,0.89141414141414133,0.84090909090909083,0.78787878787878785,0.73737373737373735,0.93556085918854426,0.94962216624685136,0.96533333333333338,0.98300283286118995,0.99399399399399413,1,1,1.06,1.06,1.06,1.06,1.06,1.06,1.06,0,{"$f":"Z14*E14+($A$4-80)*AG14*$A$12/1000","v":0},{"$f":"AA14*G14+($A$4-80)*AH14*$A$12/1000","v":0},0,0,0,0]
[null,57,0,0,0,0,0,0,0,0,0,0,0,0,0,0,null,1.0176767676767675,0.97727272727272729,0.93939393939393945,0.89898989898989901,0.84343434343434331,0.78787878787878785,0.73232323232323226,1,1,1,1,1,1,1,1.06,1.06,1.06,1.06,1.06,1.06,1.06,0,{"$f":"Z15*E15+($A$4-80)*AG15*$A$12/1000","v":0},{"$f":"AA15*G15+($A$4-80)*AH15*$A$12/1000","v":0},0,0,0,0]
[1555,72,0,0,0,0,0,0,0,0,0,0,0,0,0,0,null,1.2727272727272727,1.2196969696969695,1.1666666666666667,1.1136363636363635,1.0429292929292928,0.97222222222222221,0.89898989898989901,0.53174603174603174,0.5383022774327122,0.54329004329004327,0.55102040816326525,0.56416464891041163,0.57922077922077919,0.60112359550561789,1.06,1.06,1.06,1.06,1.06,1.06,1.06,{"$f":"Y16*C16+($A$4-80)*AF16*$A$16/1000","v":0},{"$f":"Z16*E16+($A$4-80)*AG16*$A$16/1000","v":0},{"$f":"AA16*G16+($A$4-80)*AH16*$A$16/1000","v":0},{"$f":"AB16*I16+($A$4-80)*AI16*$A$16/1000","v":0},{"$f":"AC16*K16+($A$4-80)*AJ16*$A$16/1000","v":0},{"$f":"AD16*M16+($A$4-80)*AK16*$A$16/1000","v":0},{"$f":"AE16*O16+($A$4-80)*AL16*$A$16/1000","v":0}]
[null,67,0,0,0,0,0,0,0,0,0,0,0,0,0,0,null,1.1792929292929293,1.1262626262626263,1.0707070707070707,1.0176767676767675,0.94696969696969691,0.8762626262626263,0.80555555555555547,0.72591006423982862,0.74439461883408076,0.76415094339622636,0.78411910669975193,0.81600000000000006,0.85302593659942361,0.89655172413793116,1.06,1.06,1.06,1.06,1.06,1.06,1.06,{"$f":"Y17*C17+($A$4-80)*AF17*$A$16/1000","v":0},{"$f":"Z17*E17+($A$4-80)*AG17*$A$16/1000","v":0},{"$f":"AA17*G17+($A$4-80)*AH17*$A$16/1000","v":0},{"$f":"AB17*I17+($A$4-80)*AI17*$A$16/1000","v":0},{"$f":"AC17*K17+($A$4-80)*AJ17*$A$16/1000","v":0},{"$f":"AD17*M17+($A$4-80)*AK17*$A$16/1000","v":0},{"$f":"AE17*O17+($A$4-80)*AL17*$A$16/1000","v":0}]
[null,62,0,0,0,0,0,0,0,0,0,0,0,0,0,0,null,1.0934343434343434,1.0303030303030303,0.96717171717171702,0.90404040404040398,0.86616161616161602,0.8257575757575758,0.78787878787878785,0.99076212471131642,0.9950980392156864,1,1,1,1,1,1.06,1.06,1.06,1.06,1.06,1.06,1.06,0,{"$f":"Z18*E18+($A$4-80)*AG18*$A$16/1000","v":0},{"$f":"AA18*G18+($A$4-80)*AH18*$A$16/1000","v":0},0,0,0,0]
[null,57,0,0,0,0,0,0,0,0,0,0,0,0,0,0,null,1.0656565656565657,1.0252525252525253,0.98484848484848486,0.94444444444444442,0.88636363636363635,0.8257575757575758,0.76767676767676762,1,1,1,1,1,1,1,1.06,1.06,1.06,1.06,1.06,1.06,1.06,0,{"$f":"Z19*E19+($A$4-80)*AG19*$A$16/1000","v":0},{"$f":"AA19*G19+($A$4-80)*AH19*$A$16/1000","v":0},0,0,0,0]

{"sheet":"YHJF_48","index":78,"n_rows":19,"n_cols":45,"rows_kept":19,"cut":false,"hidden":true,"merged":[[130,0,133,0],[120,10,121,10],[120,11,121,11],[120,12,121,12],[120,13,121,13],[122,0,125,0],[126,0,129,0],[119,10,119,11],[119,12,119,13],[120,2,121,2],[120,3,121,3],[120,4,121,4],[120,5,121,5],[120,6,121,6],[120,7,121,7],[120,8,121,8],[120,9,121,9],[119,0,121,0],[119,1,121,1],[119,2,119,3],[119,4,119,5],[119,6,119,7],[119,8,119,9],[111,0,114,0],[117,0,118,1],[117,2,117,13],[118,2,118,3],[118,4,118,5],[118,6,118,7],[118,8,118,9],[118,10,118,11],[118,12,118,13],[101,10,102,10],[101,11,102,11],[101,12,102,12],[101,13,102,13],[103,0,106,0],[107,0,110,0],[100,10,100,11],[100,12,100,13],[101,2,102,2],[101,3,102,3],[101,4,102,4],[101,5,102,5],[101,6,102,6],[101,7,102,7],[101,8,102,8],[101,9,102,9],[100,0,102,0],[100,1,102,1],[100,2,100,3],[100,4,100,5],[100,6,100,7],[100,8,100,9],[92,0,95,0],[98,0,99,1],[98,2,98,13],[99,2,99,3],[99,4,99,5],[99,6,99,7],[99,8,99,9],[99,10,99,11],[99,12,99,13],[82,10,83,10],[82,11,83,11],[82,12,83,12],[82,13,83,13],[84,0,87,0],[88,0,91,0],[81,10,81,11],[81,12,81,13],[82,2,83,2],[82,3,83,3],[82,4,83,4],[82,5,83,5],[82,6,83,6],[82,7,83,7],[82,8,83,8],[82,9,83,9],[81,0,83,0],[81,1,83,1],[81,2,81,3],[81,4,81,5],[81,6,81,7],[81,8,81,9],[73,0,76,0],[79,0,80,1],[79,2,79,13],[80,2,80,3],[80,4,80,5],[80,6,80,7],[80,8,80,9],[80,10,80,11],[80,12,80,13],[63,10,64,10],[63,11,64,11],[63,12,64,12],[63,13,64,13],[65,0,68,0],[69,0,72,0],[62,10,62,11],[62,12,62,13],[63,2,64,2],[63,3,64,3],[63,4,64,4],[63,5,64,5],[63,6,64,6],[63,7,64,7],[63,8,64,8],[63,9,64,9],[62,0,64,0],[62,1,64,1],[62,2,62,3],[62,4,62,5],[62,6,62,7],[62,8,62,9],[54,0,57,0],[60,0,61,1],[60,2,60,13],[61,2,61,3],[61,4,61,5],[61,6,61,7],[61,8,61,9],[61,10,61,11],[61,12,61,13],[46,0,49,0],[50,0,53,0],[43,10,43,11],[43,12,43,13],[44,2,45,2],[44,3,45,3],[44,4,45,4],[44,5,45,5],[44,6,45,6],[44,7,45,7],[44,8,45,8],[44,9,45,9],[43,0,45,0],[43,1,45,1],[43,2,43,3],[43,4,43,5],[43,6,43,7],[43,8,43,9],[41,0,42,1],[41,2,41,13],[42,2,42,3],[42,4,42,5],[42,6,42,7],[42,8,42,9],[42,10,42,11],[42,12,42,13],[44,10,45,10],[44,11,45,11],[44,12,45,12],[44,13,45,13],[27,0,30,0],[25,3,26,3],[25,4,26,4],[25,5,26,5],[25,6,26,6],[25,7,26,7],[25,8,26,8],[31,0,34,0],[35,0,38,0],[24,0,26,0],[24,1,26,1],[24,2,24,3],[24,4,24,5],[24,6,24,7],[24,8,24,9],[24,10,24,11],[24,12,24,13],[25,2,26,2],[25,9,26,9],[25,10,26,10],[25,11,26,11],[25,12,26,12],[25,13,26,13],[7,0,10,0],[11,0,14,0],[15,0,18,0],[22,0,23,1],[22,2,22,13],[23,2,23,3],[23,4,23,5],[23,6,23,7],[23,8,23,9],[23,10,23,11],[23,12,23,13],[5,10,6,10],[5,11,6,11],[5,12,6,12],[5,13,6,13],[5,14,6,14],[5,15,6,15],[4,10,4,11],[4,12,4,13],[4,14,4,15],[5,2,6,2],[5,3,6,3],[5,4,6,4],[5,5,6,5],[5,6,6,6],[5,7,6,7],[5,8,6,8],[4,0,6,0],[4,1,6,1],[4,2,4,3],[4,4,4,5],[4,6,4,7],[4,8,4,9],[5,9,6,9],[2,0,2,1],[2,2,2,15],[3,2,3,3],[3,4,3,5],[3,6,3,7],[3,8,3,9],[3,10,3,11],[3,12,3,13],[3,14,3,15]]}
[]
["YHJF_48"]
["Evaporator Air \n",null,"Condenser  Entering Air Temperature ˚F"]
[80,"°F DB",65,null,75,null,85,null,95,null,105,null,115,null,125]
["CFM","EWB†\n˚F","Capacity Mbtuh",null,"Capacity Mbtuh",null,"Capacity Mbtuh",null,"Capacity Mbtuh",null,"Capacity Mbtuh",null,"Capacity Mbtuh",null,"Capacity Mbtuh"]
[null,null,"Total","Sens.","Total","Sens.","Total","Sens.","Total","Sens.","Total","Sens.","Total","Sens.","Total","Sens."]
[null,null,null,null,null,null,null,null,null,null,null,null,null,null,null,null,null,"Total Factors",null,null,null,null,null,null,"Sens. %",null,null,null,null,null,null,"IDB Adj",null,null,null,null,null,null,"Sens Calc"]
[1400,72,{"$f":"R8*$I$13","v":0},{"$f":"IF(AM8>C8,C8,AM8)","v":0},{"$f":"S8*$I$13","v":0},{"$f":"IF(AN8>E8,E8,AN8)","v":0},{"$f":"T8*$I$13","v":0},{"$f":"IF(AO8>G8,G8,AO8)","v":0},{"$f":"U8*$I$13","v":0},{"$f":"IF(AP8>I8,I8,AP8)","v":0},{"$f":"V8*$I$13","v":0},{"$f":"IF(AQ8>K8,K8,AQ8)","v":0},{"$f":"W8*$I$13","v":0},{"$f":"IF(AR8>M8,M8,AR8)","v":0},{"$f":"X8*$I$13","v":0},{"$f":"IF(AS8>O8,O8,AS8)","v":0},null,1.2243589743589745,1.1752136752136753,1.1260683760683763,1.0790598290598292,1.0149572649572651,0.95299145299145305,0.89102564102564119,0.50959860383944156,0.5127272727272727,0.51423149905123344,0.51485148514851486,0.52210526315789474,0.52914798206278024,0.5371702637889687,1.06,1.06,1.06,1.06,1.06,1.06,1.06,{"$f":"Y8*C8+($A$4-80)*AF8*$A$8/1000","v":0},{"$f":"Z8*E8+($A$4-80)*AG8*$A$8/1000","v":0},{"$f":"AA8*G8+($A$4-80)*AH8*$A$8/1000","v":0},{"$f":"AB8*I8+($A$4-80)*AI8*$A$8/1000","v":0},{"$f":"AC8*K8+($A$4-80)*AJ8*$A$8/1000","v":0},{"$f":"AD8*M8+($A$4-80)*AK8*$A$8/1000","v":0},{"$f":"AE8*O8+($A$4-80)*AL8*$A$8/1000","v":0}]
[null,67,{"$f":"R9*$I$13","v":0},0,0,{"$f":"IF(AN9>E9,E9,AN9)","v":0},0,{"$f":"IF(AO9>G9,G9,AO9)","v":0},{"$f":"U9*$I$13","v":0},{"$f":"IF(AP9>I9,I9,AP9)","v":0},0,{"$f":"IF(AQ9>K9,K9,AQ9)","v":0},0,{"$f":"IF(AR9>M9,M9,AR9)","v":0},0,{"$f":"IF(AS9>O9,O9,AS9)","v":0},null,1.1346153846153848,1.0833333333333335,1.0320512820512822,0.98076923076923084,0.91239316239316248,0.84401709401709402,0.77564102564102566,0.66666666666666663,0.6785009861932938,0.69358178053830233,0.71023965141612211,0.73536299765807955,0.76202531645569627,0.79338842975206625,1.06,1.06,1.06,1.06,1.06,1.06,1.06,{"$f":"Y9*C9+($A$4-80)*AF9*$A$8/1000","v":0},{"$f":"Z9*E9+($A$4-80)*AG9*$A$8/1000","v":0},{"$f":"AA9*G9+($A$4-80)*AH9*$A$8/1000","v":0},{"$f":"AB9*I9+($A$4-80)*AI9*$A$8/1000","v":0},{"$f":"AC9*K9+($A$4-80)*AJ9*$A$8/1000","v":0},{"$f":"AD9*M9+($A$4-80)*AK9*$A$8/1000","v":0},{"$f":"AE9*O9+($A$4-80)*AL9*$A$8/1000","v":0}]
[null,62,0,0,0,0,0,0,{"$f":"U10*$I$13","v":0},0,0,0,0,0,0,0,null,1.0363247863247864,0.9850427350427351,0.93162393162393176,0.8782051282051283,0.81837606837606836,0.75854700854700863,0.69871794871794879,0.87010309278350517,0.89370932754880694,0.92201834862385323,0.95377128953771295,0.97650130548302871,1,1,1.06,1.06,1.06,1.06,1.06,1.06,1.06,0,{"$f":"Z10*E10+($A$4-80)*AG10*$A$8/1000","v":0},{"$f":"AA10*G10+($A$4-80)*AH10*$A$8/1000","v":0},0,0,0,0]
[null,57,0,0,0,0,0,0,{"$f":"U11*$I$13","v":0},0,0,0,0,0,0,0,null,0.98931623931623935,0.94871794871794879,0.90598290598290598,0.86538461538461542,0.80982905982905984,0.75213675213675224,0.69658119658119666,1,1,1,1,1,1,1,1.06,1.06,1.06,1.06,1.06,1.06,1.06,0,{"$f":"Z11*E11+($A$4-80)*AG11*$A$8/1000","v":0},{"$f":"AA11*G11+($A$4-80)*AH11*$A$8/1000","v":0},{"$f":"AB11*I11+($A$4-80)*AI11*$A$8/1000","v":0},0,0,0]
[1600,72,0,0,0,0,0,0,{"$f":"U12*$I$13","v":0},0,0,0,0,0,0,0,null,1.2393162393162394,1.1923076923076923,1.1431623931623933,1.0961538461538463,1.02991452991453,0.9636752136752138,0.89743589743589747,0.51551724137931032,0.51971326164874554,0.52336448598130836,0.52826510721247566,0.53734439834024894,0.54767184035476713,0.55952380952380953,1.06,1.06,1.06,1.06,1.06,1.06,1.06,{"$f":"Y12*C12+($A$4-80)*AF12*$A$12/1000","v":0},{"$f":"Z12*E12+($A$4-80)*AG12*$A$12/1000","v":0},{"$f":"AA12*G12+($A$4-80)*AH12*$A$12/1000","v":0},{"$f":"AB12*I12+($A$4-80)*AI12*$A$12/1000","v":0},{"$f":"AC12*K12+($A$4-80)*AJ12*$A$12/1000","v":0},{"$f":"AD12*M12+($A$4-80)*AK12*$A$12/1000","v":0},{"$f":"AE12*O12+($A$4-80)*AL12*$A$12/1000","v":0}]
[null,67,0,0,0,0,0,0,{"$f":"B2","v":0},0,0,0,0,0,0,0,null,1.1431623931623933,1.0961538461538463,1.0470085470085471,1,0.92948717948717952,0.85897435897435914,0.79059829059829068,0.68598130841121496,0.70175438596491235,0.7204081632653061,0.73931623931623935,0.76551724137931032,0.79850746268656714,0.83513513513513504,1.06,1.06,1.06,1.06,1.06,1.06,1.06,{"$f":"Y13*C13+($A$4-80)*AF13*$A$12/1000","v":0},{"$f":"Z13*E13+($A$4-80)*AG13*$A$12/1000","v":0},{"$f":"AA13*G13+($A$4-80)*AH13*$A$12/1000","v":0},{"$f":"AB13*I13+($A$4-80)*AI13*$A$12/1000","v":0},{"$f":"AC13*K13+($A$4-80)*AJ13*$A$12/1000","v":0},{"$f":"AD13*M13+($A$4-80)*AK13*$A$12/1000","v":0},{"$f":"AE13*O13+($A$4-80)*AL13*$A$12/1000","v":0}]
[null,62,0,0,0,0,0,0,{"$f":"U14*$I$13","v":0},0,0,0,0,0,0,0,null,1.0705128205128207,1.0128205128205128,0.95512820512820529,0.89743589743589747,0.84401709401709402,0.79273504273504281,0.74145299145299159,0.91217564870259482,0.9324894514767933,0.95302013422818788,0.97619047619047616,0.98987341772151904,1,1,1.06,1.06,1.06,1.06,1.06,1.06,1.06,0,{"$f":"Z14*E14+($A$4-80)*AG14*$A$12/1000","v":0},{"$f":"AA14*G14+($A$4-80)*AH14*$A$12/1000","v":0},0,0,0,0]
[null,57,0,0,0,0,0,0,0,0,0,0,0,0,0,0,null,1.0256410256410258,0.98717948717948734,0.94658119658119655,0.90811965811965822,0.84829059829059839,0.78846153846153844,0.73076923076923084,1,1,1,1,1,1,1,1.06,1.06,1.06,1.06,1.06,1.06,1.06,0,{"$f":"Z15*E15+($A$4-80)*AG15*$A$12/1000","v":0},{"$f":"AA15*G15+($A$4-80)*AH15*$A$12/1000","v":0},0,0,0,0]
[1800,72,0,0,0,0,0,0,0,0,0,0,0,0,0,0,null,1.2542735042735045,1.2072649572649574,1.1602564102564104,1.1132478632478633,1.0427350427350428,0.97222222222222232,0.90384615384615385,0.52129471890971035,0.52743362831858409,0.53406998158379382,0.54126679462571969,0.55122950819672134,0.56483516483516483,0.57919621749408989,1.06,1.06,1.06,1.06,1.06,1.06,1.06,{"$f":"Y16*C16+($A$4-80)*AF16*$A$16/1000","v":0},{"$f":"Z16*E16+($A$4-80)*AG16*$A$16/1000","v":0},{"$f":"AA16*G16+($A$4-80)*AH16*$A$16/1000","v":0},{"$f":"AB16*I16+($A$4-80)*AI16*$A$16/1000","v":0},{"$f":"AC16*K16+($A$4-80)*AJ16*$A$16/1000","v":0},{"$f":"AD16*M16+($A$4-80)*AK16*$A$16/1000","v":0},{"$f":"AE16*O16+($A$4-80)*AL16*$A$16/1000","v":0}]
[null,67,0,0,0,0,0,0,0,0,0,0,0,0,0,0,null,1.1517094017094018,1.1068376068376069,1.0641025641025641,1.0192307692307694,0.94658119658119655,0.87606837606837618,0.80555555555555569,0.70500927643784783,0.72393822393822393,0.74297188755020083,0.76519916142557642,0.79683972911963885,0.8317073170731708,0.87267904509283811,1.06,1.06,1.06,1.06,1.06,1.06,1.06,{"$f":"Y17*C17+($A$4-80)*AF17*$A$16/1000","v":0},{"$f":"Z17*E17+($A$4-80)*AG17*$A$16/1000","v":0},{"$f":"AA17*G17+($A$4-80)*AH17*$A$16/1000","v":0},{"$f":"AB17*I17+($A$4-80)*AI17*$A$16/1000","v":0},{"$f":"AC17*K17+($A$4-80)*AJ17*$A$16/1000","v":0},{"$f":"AD17*M17+($A$4-80)*AK17*$A$16/1000","v":0},{"$f":"AE17*O17+($A$4-80)*AL17*$A$16/1000","v":0}]
[null,62,0,0,0,0,0,0,0,0,0,0,0,0,0,0,null,1.1025641025641026,1.0405982905982907,0.97649572649572658,0.9145299145299145,0.86965811965811979,0.82692307692307698,0.78205128205128216,0.95542635658914721,0.96714579055441474,0.98468271334792112,1,1,1,1,1.06,1.06,1.06,1.06,1.06,1.06,1.06,0,{"$f":"Z18*E18+($A$4-80)*AG18*$A$16/1000","v":0},{"$f":"AA18*G18+($A$4-80)*AH18*$A$16/1000","v":0},0,0,0,0]
[null,57,0,0,0,0,0,0,0,0,0,0,0,0,0,0,null,1.0641025641025641,1.0256410256410258,0.98717948717948734,0.94871794871794879,0.88675213675213682,0.82692307692307698,0.7649572649572649,1,1,1,1,1,1,1,1.06,1.06,1.06,1.06,1.06,1.06,1.06,0,{"$f":"Z19*E19+($A$4-80)*AG19*$A$16/1000","v":0},{"$f":"AA19*G19+($A$4-80)*AH19*$A$16/1000","v":0},0,0,0,0]

{"sheet":"YHJF_60","index":79,"n_rows":19,"n_cols":45,"rows_kept":19,"cut":false,"hidden":true,"merged":[[130,0,133,0],[120,10,121,10],[120,11,121,11],[120,12,121,12],[120,13,121,13],[122,0,125,0],[126,0,129,0],[119,10,119,11],[119,12,119,13],[120,2,121,2],[120,3,121,3],[120,4,121,4],[120,5,121,5],[120,6,121,6],[120,7,121,7],[120,8,121,8],[120,9,121,9],[119,0,121,0],[119,1,121,1],[119,2,119,3],[119,4,119,5],[119,6,119,7],[119,8,119,9],[111,0,114,0],[117,0,118,1],[117,2,117,13],[118,2,118,3],[118,4,118,5],[118,6,118,7],[118,8,118,9],[118,10,118,11],[118,12,118,13],[101,10,102,10],[101,11,102,11],[101,12,102,12],[101,13,102,13],[103,0,106,0],[107,0,110,0],[100,10,100,11],[100,12,100,13],[101,2,102,2],[101,3,102,3],[101,4,102,4],[101,5,102,5],[101,6,102,6],[101,7,102,7],[101,8,102,8],[101,9,102,9],[100,0,102,0],[100,1,102,1],[100,2,100,3],[100,4,100,5],[100,6,100,7],[100,8,100,9],[92,0,95,0],[98,0,99,1],[98,2,98,13],[99,2,99,3],[99,4,99,5],[99,6,99,7],[99,8,99,9],[99,10,99,11],[99,12,99,13],[82,10,83,10],[82,11,83,11],[82,12,83,12],[82,13,83,13],[84,0,87,0],[88,0,91,0],[81,10,81,11],[81,12,81,13],[82,2,83,2],[82,3,83,3],[82,4,83,4],[82,5,83,5],[82,6,83,6],[82,7,83,7],[82,8,83,8],[82,9,83,9],[81,0,83,0],[81,1,83,1],[81,2,81,3],[81,4,81,5],[81,6,81,7],[81,8,81,9],[73,0,76,0],[79,0,80,1],[79,2,79,13],[80,2,80,3],[80,4,80,5],[80,6,80,7],[80,8,80,9],[80,10,80,11],[80,12,80,13],[63,10,64,10],[63,11,64,11],[63,12,64,12],[63,13,64,13],[65,0,68,0],[69,0,72,0],[62,10,62,11],[62,12,62,13],[63,2,64,2],[63,3,64,3],[63,4,64,4],[63,5,64,5],[63,6,64,6],[63,7,64,7],[63,8,64,8],[63,9,64,9],[62,0,64,0],[62,1,64,1],[62,2,62,3],[62,4,62,5],[62,6,62,7],[62,8,62,9],[54,0,57,0],[60,0,61,1],[60,2,60,13],[61,2,61,3],[61,4,61,5],[61,6,61,7],[61,8,61,9],[61,10,61,11],[61,12,61,13],[46,0,49,0],[50,0,53,0],[43,10,43,11],[43,12,43,13],[44,2,45,2],[44,3,45,3],[44,4,45,4],[44,5,45,5],[44,6,45,6],[44,7,45,7],[44,8,45,8],[44,9,45,9],[43,0,45,0],[43,1,45,1],[43,2,43,3],[43,4,43,5],[43,6,43,7],[43,8,43,9],[41,0,42,1],[41,2,41,13],[42,2,42,3],[42,4,42,5],[42,6,42,7],[42,8,42,9],[42,10,42,11],[42,12,42,13],[44,10,45,10],[44,11,45,11],[44,12,45,12],[44,13,45,13],[27,0,30,0],[25,3,26,3],[25,4,26,4],[25,5,26,5],[25,6,26,6],[25,7,26,7],[25,8,26,8],[31,0,34,0],[35,0,38,0],[24,0,26,0],[24,1,26,1],[24,2,24,3],[24,4,24,5],[24,6,24,7],[24,8,24,9],[24,10,24,11],[24,12,24,13],[25,2,26,2],[25,9,26,9],[25,10,26,10],[25,11,26,11],[25,12,26,12],[25,13,26,13],[7,0,10,0],[11,0,14,0],[15,0,18,0],[22,0,23,1],[22,2,22,13],[23,2,23,3],[23,4,23,5],[23,6,23,7],[23,8,23,9],[23,10,23,11],[23,12,23,13],[5,10,6,10],[5,11,6,11],[5,12,6,12],[5,13,6,13],[5,14,6,14],[5,15,6,15],[4,10,4,11],[4,12,4,13],[4,14,4,15],[5,2,6,2],[5,3,6,3],[5,4,6,4],[5,5,6,5],[5,6,6,6],[5,7,6,7],[5,8,6,8],[4,0,6,0],[4,1,6,1],[4,2,4,3],[4,4,4,5],[4,6,4,7],[4,8,4,9],[5,9,6,9],[2,0,2,1],[2,2,2,15],[3,2,3,3],[3,4,3,5],[3,6,3,7],[3,8,3,9],[3,10,3,11],[3,12,3,13],[3,14,3,15]]}
[]
["YHJF_60"]
["Evaporator Air \n",null,"Condenser  Entering Air Temperature ˚F"]
[80,"°F DB",65,null,75,null,85,null,95,null,105,null,115,null,125]
["CFM","EWB†\n˚F","Capacity Mbtuh",null,"Capacity Mbtuh",null,"Capacity Mbtuh",null,"Capacity Mbtuh",null,"Capacity Mbtuh",null,"Capacity Mbtuh",null,"Capacity Mbtuh"]
[null,null,"Total","Sens.","Total","Sens.","Total","Sens.","Total","Sens.","Total","Sens.","Total","Sens.","Total","Sens."]
[null,null,null,null,null,null,null,null,null,null,null,null,null,null,null,null,null,"Total Factors",null,null,null,null,null,null,"Sens. %",null,null,null,null,null,null,"IDB Adj",null,null,null,null,null,null,"Sens Calc"]
[1650,72,{"$f":"R8*$I$13","v":0},{"$f":"IF(AM8>C8,C8,AM8)","v":0},{"$f":"S8*$I$13","v":0},{"$f":"IF(AN8>E8,E8,AN8)","v":0},{"$f":"T8*$I$13","v":0},{"$f":"IF(AO8>G8,G8,AO8)","v":0},{"$f":"U8*$I$13","v":0},{"$f":"IF(AP8>I8,I8,AP8)","v":0},{"$f":"V8*$I$13","v":0},{"$f":"IF(AQ8>K8,K8,AQ8)","v":0},{"$f":"W8*$I$13","v":0},{"$f":"IF(AR8>M8,M8,AR8)","v":0},{"$f":"X8*$I$13","v":0},{"$f":"IF(AS8>O8,O8,AS8)","v":0},null,1.2321116928446771,1.1797556719022688,1.1273996509598603,1.0767888307155324,1.0034904013961605,0.93019197207678883,0.85863874345549751,0.49433427762039661,0.49556213017751483,0.49845201238390102,0.49918962722852511,0.50782608695652176,0.51782363977485935,0.52845528455284552,1.06,1.06,1.06,1.06,1.06,1.06,1.06,{"$f":"Y8*C8+($A$4-80)*AF8*$A$8/1000","v":0},{"$f":"Z8*E8+($A$4-80)*AG8*$A$8/1000","v":0},{"$f":"AA8*G8+($A$4-80)*AH8*$A$8/1000","v":0},{"$f":"AB8*I8+($A$4-80)*AI8*$A$8/1000","v":0},{"$f":"AC8*K8+($A$4-80)*AJ8*$A$8/1000","v":0},{"$f":"AD8*M8+($A$4-80)*AK8*$A$8/1000","v":0},{"$f":"AE8*O8+($A$4-80)*AL8*$A$8/1000","v":0}]
[null,67,{"$f":"R9*$I$13","v":0},0,0,{"$f":"IF(AN9>E9,E9,AN9)","v":0},0,{"$f":"IF(AO9>G9,G9,AO9)","v":0},{"$f":"U9*$I$13","v":0},{"$f":"IF(AP9>I9,I9,AP9)","v":0},0,{"$f":"IF(AQ9>K9,K9,AQ9)","v":0},0,{"$f":"IF(AR9>M9,M9,AR9)","v":0},0,{"$f":"IF(AS9>O9,O9,AS9)","v":0},null,1.1448516579406631,1.0924956369982548,1.0401396160558465,0.98603839441535779,0.91797556719022699,0.84991273996509609,0.78184991273996507,0.64786585365853666,0.65974440894568687,0.67281879194630878,0.68849557522123894,0.71102661596958172,0.7351129363449691,0.765625,1.06,1.06,1.06,1.06,1.06,1.06,1.06,{"$f":"Y9*C9+($A$4-80)*AF9*$A$8/1000","v":0},{"$f":"Z9*E9+($A$4-80)*AG9*$A$8/1000","v":0},{"$f":"AA9*G9+($A$4-80)*AH9*$A$8/1000","v":0},{"$f":"AB9*I9+($A$4-80)*AI9*$A$8/1000","v":0},{"$f":"AC9*K9+($A$4-80)*AJ9*$A$8/1000","v":0},{"$f":"AD9*M9+($A$4-80)*AK9*$A$8/1000","v":0},{"$f":"AE9*O9+($A$4-80)*AL9*$A$8/1000","v":0}]
[null,62,0,0,0,0,0,0,{"$f":"U10*$I$13","v":0},0,0,0,0,0,0,0,null,1.0471204188481675,0.99825479930191985,0.94938917975567194,0.90052356020942415,0.83769633507853403,0.77486910994764402,0.71029668411867375,0.83833333333333326,0.85839160839160833,0.88235294117647056,0.90697674418604646,0.94166666666666676,0.98423423423423428,1,1.06,1.06,1.06,1.06,1.06,1.06,1.06,0,{"$f":"Z10*E10+($A$4-80)*AG10*$A$8/1000","v":0},{"$f":"AA10*G10+($A$4-80)*AH10*$A$8/1000","v":0},0,0,0,0]
[null,57,0,0,0,0,0,0,{"$f":"U11*$I$13","v":0},0,0,0,0,0,0,0,null,0.98603839441535779,0.94938917975567194,0.91273996509598598,0.87609075043630025,0.82897033158813271,0.78010471204188492,0.73298429319371727,0.98584070796460177,0.98529411764705888,0.98470363288718932,0.98605577689243018,0.98526315789473673,0.98657718120805371,0.98571428571428565,1.06,1.06,1.06,1.06,1.06,1.06,1.06,0,{"$f":"Z11*E11+($A$4-80)*AG11*$A$8/1000","v":0},{"$f":"AA11*G11+($A$4-80)*AH11*$A$8/1000","v":0},{"$f":"AB11*I11+($A$4-80)*AI11*$A$8/1000","v":0},0,0,0]
[1850,72,0,0,0,0,0,0,{"$f":"U12*$I$13","v":0},0,0,0,0,0,0,0,null,1.2652705061082026,1.205933682373473,1.1483420593368237,1.0890052356020943,1.0139616055846423,0.94066317626527052,0.86561954624781856,0.49655172413793103,0.5007235890014472,0.50455927051671734,0.50961538461538469,0.51979345955249567,0.53061224489795922,0.54435483870967738,1.06,1.06,1.06,1.06,1.06,1.06,1.06,{"$f":"Y12*C12+($A$4-80)*AF12*$A$12/1000","v":0},{"$f":"Z12*E12+($A$4-80)*AG12*$A$12/1000","v":0},{"$f":"AA12*G12+($A$4-80)*AH12*$A$12/1000","v":0},{"$f":"AB12*I12+($A$4-80)*AI12*$A$12/1000","v":0},{"$f":"AC12*K12+($A$4-80)*AJ12*$A$12/1000","v":0},{"$f":"AD12*M12+($A$4-80)*AK12*$A$12/1000","v":0},{"$f":"AE12*O12+($A$4-80)*AL12*$A$12/1000","v":0}]
[null,67,0,0,0,0,0,0,{"$f":"B2","v":0},0,0,0,0,0,0,0,null,1.1640488656195465,1.1099476439790577,1.0558464223385691,1,0.93019197207678883,0.86038394415357766,0.79057591623036649,0.66716641679160416,0.679245283018868,0.69421487603305787,0.7120418848167539,0.73545966228893067,0.76470588235294124,0.79911699779249457,1.06,1.06,1.06,1.06,1.06,1.06,1.06,{"$f":"Y13*C13+($A$4-80)*AF13*$A$12/1000","v":0},{"$f":"Z13*E13+($A$4-80)*AG13*$A$12/1000","v":0},{"$f":"AA13*G13+($A$4-80)*AH13*$A$12/1000","v":0},{"$f":"AB13*I13+($A$4-80)*AI13*$A$12/1000","v":0},{"$f":"AC13*K13+($A$4-80)*AJ13*$A$12/1000","v":0},{"$f":"AD13*M13+($A$4-80)*AK13*$A$12/1000","v":0},{"$f":"AE13*O13+($A$4-80)*AL13*$A$12/1000","v":0}]
[null,62,0,0,0,0,0,0,{"$f":"U14*$I$13","v":0},0,0,0,0,0,0,0,null,1.0680628272251309,1.0157068062827226,0.96335078534031426,0.91273996509598598,0.85514834205933687,0.79755671902268765,0.7417102966841187,0.86764705882352944,0.89175257731958757,0.91847826086956519,0.94646271510516256,0.96530612244897951,0.98468271334792112,1,1.06,1.06,1.06,1.06,1.06,1.06,1.06,0,{"$f":"Z14*E14+($A$4-80)*AG14*$A$12/1000","v":0},{"$f":"AA14*G14+($A$4-80)*AH14*$A$12/1000","v":0},0,0,0,0]
[null,57,0,0,0,0,0,0,0,0,0,0,0,0,0,0,null,1.0209424083769634,0.98254799301919715,0.94240837696335078,0.90401396160558467,0.85165794066317624,0.80104712041884818,0.75043630017452012,0.98632478632478637,0.98401420959147423,0.98518518518518527,0.98455598455598459,0.9856557377049181,0.98474945533769076,0.98372093023255802,1.06,1.06,1.06,1.06,1.06,1.06,1.06,0,{"$f":"Z15*E15+($A$4-80)*AG15*$A$12/1000","v":0},{"$f":"AA15*G15+($A$4-80)*AH15*$A$12/1000","v":0},0,0,0,0]
[2050,72,0,0,0,0,0,0,0,0,0,0,0,0,0,0,null,1.298429319371728,1.2321116928446771,1.167539267015707,1.1029668411867366,1.0261780104712042,0.94938917975567194,0.87260034904013961,0.49865591397849462,0.5056657223796035,0.51270553064275026,0.52056962025316456,0.53231292517006812,0.54595588235294112,0.56200000000000006,1.06,1.06,1.06,1.06,1.06,1.06,1.06,{"$f":"Y16*C16+($A$4-80)*AF16*$A$16/1000","v":0},{"$f":"Z16*E16+($A$4-80)*AG16*$A$16/1000","v":0},{"$f":"AA16*G16+($A$4-80)*AH16*$A$16/1000","v":0},{"$f":"AB16*I16+($A$4-80)*AI16*$A$16/1000","v":0},{"$f":"AC16*K16+($A$4-80)*AJ16*$A$16/1000","v":0},{"$f":"AD16*M16+($A$4-80)*AK16*$A$16/1000","v":0},{"$f":"AE16*O16+($A$4-80)*AL16*$A$16/1000","v":0}]
[null,67,0,0,0,0,0,0,0,0,0,0,0,0,0,0,null,1.1832460732984293,1.1273996509598603,1.0698080279232112,1.0139616055846423,0.94240837696335078,0.86910994764397909,0.79755671902268765,0.68584070796460184,0.69969040247678027,0.71615008156606852,0.73321858864027545,0.76111111111111118,0.7931726907630523,0.83150984682713347,1.06,1.06,1.06,1.06,1.06,1.06,1.06,{"$f":"Y17*C17+($A$4-80)*AF17*$A$16/1000","v":0},{"$f":"Z17*E17+($A$4-80)*AG17*$A$16/1000","v":0},{"$f":"AA17*G17+($A$4-80)*AH17*$A$16/1000","v":0},{"$f":"AB17*I17+($A$4-80)*AI17*$A$16/1000","v":0},{"$f":"AC17*K17+($A$4-80)*AJ17*$A$16/1000","v":0},{"$f":"AD17*M17+($A$4-80)*AK17*$A$16/1000","v":0},{"$f":"AE17*O17+($A$4-80)*AL17*$A$16/1000","v":0}]
[null,62,0,0,0,0,0,0,0,0,0,0,0,0,0,0,null,1.087260034904014,1.0331588132635254,0.97905759162303674,0.92321116928446778,0.87260034904013961,0.82198952879581155,0.77137870855148349,0.8972712680577849,0.92398648648648651,0.95187165775401061,0.98487712665406435,0.98599999999999999,0.98513800424628439,0.98416289592760176,1.06,1.06,1.06,1.06,1.06,1.06,1.06,0,{"$f":"Z18*E18+($A$4-80)*AG18*$A$16/1000","v":0},{"$f":"AA18*G18+($A$4-80)*AH18*$A$16/1000","v":0},0,0,0,0]
[null,57,0,0,0,0,0,0,0,0,0,0,0,0,0,0,null,1.0558464223385691,1.0139616055846423,0.97207678883071558,0.93019197207678883,0.87609075043630025,0.82198952879581155,0.76788830715532286,0.98512396694214877,0.98623063683304635,0.98563734290843796,0.98499061913696062,0.98605577689243018,0.98513800424628439,0.98409090909090902,1.06,1.06,1.06,1.06,1.06,1.06,1.06,0,{"$f":"Z19*E19+($A$4-80)*AG19*$A$16/1000","v":0},{"$f":"AA19*G19+($A$4-80)*AH19*$A$16/1000","v":0},0,0,0,0]

{"sheet":"YHJR_18","index":80,"n_rows":19,"n_cols":45,"rows_kept":19,"cut":false,"hidden":true,"merged":[[2,0,2,1],[2,2,2,15],[3,2,3,3],[3,4,3,5],[3,6,3,7],[3,8,3,9],[3,10,3,11],[3,12,3,13],[3,14,3,15],[5,2,6,2],[5,3,6,3],[5,4,6,4],[5,5,6,5],[5,6,6,6],[5,7,6,7],[5,8,6,8],[4,0,6,0],[4,1,6,1],[4,2,4,3],[4,4,4,5],[4,6,4,7],[4,8,4,9],[5,9,6,9],[5,10,6,10],[5,11,6,11],[5,12,6,12],[5,13,6,13],[5,14,6,14],[5,15,6,15],[4,10,4,11],[4,12,4,13],[4,14,4,15],[24,10,24,11],[24,12,24,13],[25,2,26,2],[25,9,26,9],[25,10,26,10],[25,11,26,11],[25,12,26,12],[25,13,26,13],[7,0,10,0],[11,0,14,0],[15,0,18,0],[22,0,23,1],[22,2,22,13],[23,2,23,3],[23,4,23,5],[23,6,23,7],[23,8,23,9],[23,10,23,11],[23,12,23,13],[27,0,30,0],[25,3,26,3],[25,4,26,4],[25,5,26,5],[25,6,26,6],[25,7,26,7],[25,8,26,8],[31,0,34,0],[35,0,38,0],[24,0,26,0],[24,1,26,1],[24,2,24,3],[24,4,24,5],[24,6,24,7],[24,8,24,9],[41,0,42,1],[41,2,41,13],[42,2,42,3],[42,4,42,5],[42,6,42,7],[42,8,42,9],[42,10,42,11],[42,12,42,13],[44,10,45,10],[44,11,45,11],[44,12,45,12],[44,13,45,13],[46,0,49,0],[50,0,53,0],[43,10,43,11],[43,12,43,13],[44,2,45,2],[44,3,45,3],[44,4,45,4],[44,5,45,5],[44,6,45,6],[44,7,45,7],[44,8,45,8],[44,9,45,9],[43,0,45,0],[43,1,45,1],[43,2,43,3],[43,4,43,5],[43,6,43,7],[43,8,43,9],[54,0,57,0],[60,0,61,1],[60,2,60,13],[61,2,61,3],[61,4,61,5],[61,6,61,7],[61,8,61,9],[61,10,61,11],[61,12,61,13],[63,10,64,10],[63,11,64,11],[63,12,64,12],[63,13,64,13],[65,0,68,0],[69,0,72,0],[62,10,62,11],[62,12,62,13],[63,2,64,2],[63,3,64,3],[63,4,64,4],[63,5,64,5],[63,6,64,6],[63,7,64,7],[63,8,64,8],[63,9,64,9],[62,0,64,0],[62,1,64,1],[62,2,62,3],[62,4,62,5],[62,6,62,7],[62,8,62,9],[73,0,76,0],[79,0,80,1],[79,2,79,13],[80,2,80,3],[80,4,80,5],[80,6,80,7],[80,8,80,9],[80,10,80,11],[80,12,80,13],[82,10,83,10],[82,11,83,11],[82,12,83,12],[82,13,83,13],[84,0,87,0],[88,0,91,0],[81,10,81,11],[81,12,81,13],[82,2,83,2],[82,3,83,3],[82,4,83,4],[82,5,83,5],[82,6,83,6],[82,7,83,7],[82,8,83,8],[82,9,83,9],[81,0,83,0],[81,1,83,1],[81,2,81,3],[81,4,81,5],[81,6,81,7],[81,8,81,9],[92,0,95,0],[98,0,99,1],[98,2,98,13],[99,2,99,3],[99,4,99,5],[99,6,99,7],[99,8,99,9],[99,10,99,11],[99,12,99,13],[101,10,102,10],[101,11,102,11],[101,12,102,12],[101,13,102,13],[103,0,106,0],[107,0,110,0],[100,10,100,11],[100,12,100,13],[101,2,102,2],[101,3,102,3],[101,4,102,4],[101,5,102,5],[101,6,102,6],[101,7,102,7],[101,8,102,8],[101,9,102,9],[100,0,102,0],[100,1,102,1],[100,2,100,3],[100,4,100,5],[100,6,100,7],[100,8,100,9],[111,0,114,0],[117,0,118,1],[117,2,117,13],[118,2,118,3],[118,4,118,5],[118,6,118,7],[118,8,118,9],[118,10,118,11],[118,12,118,13],[130,0,133,0],[120,10,121,10],[120,11,121,11],[120,12,121,12],[120,13,121,13],[122,0,125,0],[126,0,129,0],[119,10,119,11],[119,12,119,13],[120,2,121,2],[120,3,121,3],[120,4,121,4],[120,5,121,5],[120,6,121,6],[120,7,121,7],[120,8,121,8],[120,9,121,9],[119,0,121,0],[119,1,121,1],[119,2,119,3],[119,4,119,5],[119,6,119,7],[119,8,119,9]]}
[]
["YHJR_18"]
["Evaporator Air \n",null,"Condenser  Entering Air Temperature ˚F"]
[80,"°F DB",65,null,75,null,85,null,95,null,105,null,115,null,125]
["CFM","EWB†\n˚F","Capacity Mbtuh",null,"Capacity Mbtuh",null,"Capacity Mbtuh",null,"Capacity Mbtuh",null,"Capacity Mbtuh",null,"Capacity Mbtuh",null,"Capacity Mbtuh"]
[null,null,"Total","Sens.","Total","Sens.","Total","Sens.","Total","Sens.","Total","Sens.","Total","Sens.","Total","Sens."]
[null,null,null,null,null,null,null,null,null,null,null,null,null,null,null,null,null,"Total Factors",null,null,null,null,null,null,"Sens. %",null,null,null,null,null,null,"IDB Adj",null,null,null,null,null,null,"Sens Calc"]
[450,72,{"$f":"R8*$I$13","v":0},{"$f":"IF(AM8>C8,C8,AM8)","v":0},{"$f":"S8*$I$13","v":0},{"$f":"IF(AN8>E8,E8,AN8)","v":0},{"$f":"T8*$I$13","v":0},{"$f":"IF(AO8>G8,G8,AO8)","v":0},{"$f":"U8*$I$13","v":0},{"$f":"IF(AP8>I8,I8,AP8)","v":0},{"$f":"V8*$I$13","v":0},{"$f":"IF(AQ8>K8,K8,AQ8)","v":0},{"$f":"W8*$I$13","v":0},{"$f":"IF(AR8>M8,M8,AR8)","v":0},{"$f":"X8*$I$13","v":0},{"$f":"IF(AS8>O8,O8,AS8)","v":0},null,1.2459893048128343,1.1764705882352942,1.1122994652406417,1.0481283422459895,0.9732620320855615,0.90374331550802134,0.82887700534759357,0.51931330472102999,0.52272727272727271,0.51923076923076927,0.51530612244897955,0.52197802197802201,0.52071005917159774,0.52903225806451604,1.06,1.06,1.06,1.06,1.06,1.06,1.06,{"$f":"Y8*C8+($A$4-80)*AF8*$A$8/1000","v":0},{"$f":"Z8*E8+($A$4-80)*AG8*$A$8/1000","v":0},{"$f":"AA8*G8+($A$4-80)*AH8*$A$8/1000","v":0},{"$f":"AB8*I8+($A$4-80)*AI8*$A$8/1000","v":0},{"$f":"AC8*K8+($A$4-80)*AJ8*$A$8/1000","v":0},{"$f":"AD8*M8+($A$4-80)*AK8*$A$8/1000","v":0},{"$f":"AE8*O8+($A$4-80)*AL8*$A$8/1000","v":0}]
[null,67,{"$f":"R9*$I$13","v":0},0,0,{"$f":"IF(AN9>E9,E9,AN9)","v":0},0,{"$f":"IF(AO9>G9,G9,AO9)","v":0},{"$f":"U9*$I$13","v":0},{"$f":"IF(AP9>I9,I9,AP9)","v":0},0,{"$f":"IF(AQ9>K9,K9,AQ9)","v":0},0,{"$f":"IF(AR9>M9,M9,AR9)","v":0},0,{"$f":"IF(AS9>O9,O9,AS9)","v":0},null,1.1764705882352942,1.106951871657754,1.0374331550802138,0.96791443850267389,0.88235294117647067,0.80213903743315507,0.71657754010695196,0.64090909090909087,0.65217391304347827,0.65979381443298979,0.67403314917127066,0.70303030303030301,0.72666666666666668,0.76865671641791045,1.06,1.06,1.06,1.06,1.06,1.06,1.06,{"$f":"Y9*C9+($A$4-80)*AF9*$A$8/1000","v":0},{"$f":"Z9*E9+($A$4-80)*AG9*$A$8/1000","v":0},{"$f":"AA9*G9+($A$4-80)*AH9*$A$8/1000","v":0},{"$f":"AB9*I9+($A$4-80)*AI9*$A$8/1000","v":0},{"$f":"AC9*K9+($A$4-80)*AJ9*$A$8/1000","v":0},{"$f":"AD9*M9+($A$4-80)*AK9*$A$8/1000","v":0},{"$f":"AE9*O9+($A$4-80)*AL9*$A$8/1000","v":0}]
[null,62,0,0,0,0,0,0,{"$f":"U10*$I$13","v":0},0,0,0,0,0,0,0,null,1.0641711229946524,0.99465240641711239,0.93048128342245984,0.8609625668449199,0.75401069518716579,0.6470588235294118,0.5401069518716578,0.8040201005025126,0.82795698924731176,0.85632183908045989,0.88819875776397517,0.91489361702127669,0.95041322314049592,1,1.06,1.06,1.06,1.06,1.06,1.06,1.06,0,{"$f":"Z10*E10+($A$4-80)*AG10*$A$8/1000","v":0},{"$f":"AA10*G10+($A$4-80)*AH10*$A$8/1000","v":0},0,0,0,0]
[null,57,0,0,0,0,0,0,{"$f":"U11*$I$13","v":0},0,0,0,0,0,0,0,null,0.96791443850267389,0.9197860962566845,0.87165775401069523,0.82352941176470595,0.75401069518716579,0.68449197860962574,0.61497326203208558,0.99447513812154686,0.99418604651162801,0.99386503067484655,0.99350649350649356,1,1,1,1.06,1.06,1.06,1.06,1.06,1.06,1.06,0,{"$f":"Z11*E11+($A$4-80)*AG11*$A$8/1000","v":0},{"$f":"AA11*G11+($A$4-80)*AH11*$A$8/1000","v":0},{"$f":"AB11*I11+($A$4-80)*AI11*$A$8/1000","v":0},0,0,0]
[600,72,0,0,0,0,0,0,{"$f":"U12*$I$13","v":0},0,0,0,0,0,0,0,null,1.2780748663101604,1.213903743315508,1.1443850267379678,1.0802139037433156,1,0.9197860962566845,0.83957219251336901,0.53138075313807531,0.53303964757709255,0.53738317757009346,0.53465346534653468,0.54545454545454541,0.55813953488372092,0.57324840764331209,1.06,1.06,1.06,1.06,1.06,1.06,1.06,{"$f":"Y12*C12+($A$4-80)*AF12*$A$12/1000","v":0},{"$f":"Z12*E12+($A$4-80)*AG12*$A$12/1000","v":0},{"$f":"AA12*G12+($A$4-80)*AH12*$A$12/1000","v":0},{"$f":"AB12*I12+($A$4-80)*AI12*$A$12/1000","v":0},{"$f":"AC12*K12+($A$4-80)*AJ12*$A$12/1000","v":0},{"$f":"AD12*M12+($A$4-80)*AK12*$A$12/1000","v":0},{"$f":"AE12*O12+($A$4-80)*AL12*$A$12/1000","v":0}]
[null,67,0,0,0,0,0,0,{"$f":"B2","v":0},0,0,0,0,0,0,0,null,1.2192513368983957,1.1443850267379678,1.0748663101604279,1,0.90909090909090917,0.81818181818181823,0.72727272727272729,0.66666666666666663,0.68224299065420568,0.70149253731343275,0.72727272727272729,0.75882352941176467,0.80392156862745101,0.8529411764705882,1.06,1.06,1.06,1.06,1.06,1.06,1.06,{"$f":"Y13*C13+($A$4-80)*AF13*$A$12/1000","v":0},{"$f":"Z13*E13+($A$4-80)*AG13*$A$12/1000","v":0},{"$f":"AA13*G13+($A$4-80)*AH13*$A$12/1000","v":0},{"$f":"AB13*I13+($A$4-80)*AI13*$A$12/1000","v":0},{"$f":"AC13*K13+($A$4-80)*AJ13*$A$12/1000","v":0},{"$f":"AD13*M13+($A$4-80)*AK13*$A$12/1000","v":0},{"$f":"AE13*O13+($A$4-80)*AL13*$A$12/1000","v":0}]
[null,62,0,0,0,0,0,0,{"$f":"U14*$I$13","v":0},0,0,0,0,0,0,0,null,1.1336898395721926,1.0588235294117647,0.97860962566844922,0.90374331550802134,0.79144385026737973,0.68449197860962574,0.57219251336898391,0.86792452830188671,0.88888888888888895,0.91803278688524592,0.94674556213017758,0.95945945945945932,0.9765625,1,1.06,1.06,1.06,1.06,1.06,1.06,1.06,0,{"$f":"Z14*E14+($A$4-80)*AG14*$A$12/1000","v":0},{"$f":"AA14*G14+($A$4-80)*AH14*$A$12/1000","v":0},0,0,0,0]
[null,57,0,0,0,0,0,0,0,0,0,0,0,0,0,0,null,1.0641711229946524,1.0106951871657754,0.95187165775401072,0.89304812834224601,0.82352941176470595,0.74866310160427807,0.67914438502673791,1,0.99470899470899488,1,1,0.99350649350649356,1,0.99212598425196852,1.06,1.06,1.06,1.06,1.06,1.06,1.06,0,{"$f":"Z15*E15+($A$4-80)*AG15*$A$12/1000","v":0},{"$f":"AA15*G15+($A$4-80)*AH15*$A$12/1000","v":0},0,0,0,0]
[750,72,0,0,0,0,0,0,0,0,0,0,0,0,0,0,null,1.3155080213903745,1.2459893048128343,1.1818181818181819,1.1122994652406417,1.0267379679144386,0.94117647058823539,0.85026737967914445,0.54065040650406504,0.54506437768240334,0.54751131221719451,0.55288461538461542,0.56770833333333337,0.58522727272727271,0.61006289308176098,1.06,1.06,1.06,1.06,1.06,1.06,1.06,{"$f":"Y16*C16+($A$4-80)*AF16*$A$16/1000","v":0},{"$f":"Z16*E16+($A$4-80)*AG16*$A$16/1000","v":0},{"$f":"AA16*G16+($A$4-80)*AH16*$A$16/1000","v":0},{"$f":"AB16*I16+($A$4-80)*AI16*$A$16/1000","v":0},{"$f":"AC16*K16+($A$4-80)*AJ16*$A$16/1000","v":0},{"$f":"AD16*M16+($A$4-80)*AK16*$A$16/1000","v":0},{"$f":"AE16*O16+($A$4-80)*AL16*$A$16/1000","v":0}]
[null,67,0,0,0,0,0,0,0,0,0,0,0,0,0,0,null,1.2566844919786098,1.1818181818181819,1.1122994652406417,1.0374331550802138,0.93582887700534767,0.83422459893048129,0.73262032085561501,0.69361702127659575,0.71493212669683259,0.74038461538461542,0.76804123711340211,0.81714285714285717,0.87179487179487181,0.94160583941605847,1.06,1.06,1.06,1.06,1.06,1.06,1.06,{"$f":"Y17*C17+($A$4-80)*AF17*$A$16/1000","v":0},{"$f":"Z17*E17+($A$4-80)*AG17*$A$16/1000","v":0},{"$f":"AA17*G17+($A$4-80)*AH17*$A$16/1000","v":0},{"$f":"AB17*I17+($A$4-80)*AI17*$A$16/1000","v":0},{"$f":"AC17*K17+($A$4-80)*AJ17*$A$16/1000","v":0},{"$f":"AD17*M17+($A$4-80)*AK17*$A$16/1000","v":0},{"$f":"AE17*O17+($A$4-80)*AL17*$A$16/1000","v":0}]
[null,62,0,0,0,0,0,0,0,0,0,0,0,0,0,0,null,1.2032085561497328,1.1176470588235294,1.0320855614973263,0.946524064171123,0.83422459893048129,0.72192513368983957,0.60962566844919786,0.91999999999999993,0.9425837320574163,0.96891191709844549,1,0.99358974358974361,0.99259259259259258,0.99122807017543868,1.06,1.06,1.06,1.06,1.06,1.06,1.06,0,{"$f":"Z18*E18+($A$4-80)*AG18*$A$16/1000","v":0},{"$f":"AA18*G18+($A$4-80)*AH18*$A$16/1000","v":0},0,0,0,0]
[null,57,0,0,0,0,0,0,0,0,0,0,0,0,0,0,null,1.1657754010695187,1.0962566844919786,1.0320855614973263,0.96791443850267389,0.89304812834224601,0.81283422459893051,0.73796791443850274,0.99541284403669716,1,1,1,0.99401197604790437,1,0.99275362318840565,1.06,1.06,1.06,1.06,1.06,1.06,1.06,0,{"$f":"Z19*E19+($A$4-80)*AG19*$A$16/1000","v":0},{"$f":"AA19*G19+($A$4-80)*AH19*$A$16/1000","v":0},0,0,0,0]

{"sheet":"YHJR_24","index":81,"n_rows":19,"n_cols":45,"rows_kept":19,"cut":false,"hidden":true,"merged":[[2,0,2,1],[2,2,2,15],[3,2,3,3],[3,4,3,5],[3,6,3,7],[3,8,3,9],[3,10,3,11],[3,12,3,13],[3,14,3,15],[5,2,6,2],[5,3,6,3],[5,4,6,4],[5,5,6,5],[5,6,6,6],[5,7,6,7],[5,8,6,8],[4,0,6,0],[4,1,6,1],[4,2,4,3],[4,4,4,5],[4,6,4,7],[4,8,4,9],[5,9,6,9],[5,10,6,10],[5,11,6,11],[5,12,6,12],[5,13,6,13],[5,14,6,14],[5,15,6,15],[4,10,4,11],[4,12,4,13],[4,14,4,15],[24,10,24,11],[24,12,24,13],[25,2,26,2],[25,9,26,9],[25,10,26,10],[25,11,26,11],[25,12,26,12],[25,13,26,13],[7,0,10,0],[11,0,14,0],[15,0,18,0],[22,0,23,1],[22,2,22,13],[23,2,23,3],[23,4,23,5],[23,6,23,7],[23,8,23,9],[23,10,23,11],[23,12,23,13],[27,0,30,0],[25,3,26,3],[25,4,26,4],[25,5,26,5],[25,6,26,6],[25,7,26,7],[25,8,26,8],[31,0,34,0],[35,0,38,0],[24,0,26,0],[24,1,26,1],[24,2,24,3],[24,4,24,5],[24,6,24,7],[24,8,24,9],[41,0,42,1],[41,2,41,13],[42,2,42,3],[42,4,42,5],[42,6,42,7],[42,8,42,9],[42,10,42,11],[42,12,42,13],[44,10,45,10],[44,11,45,11],[44,12,45,12],[44,13,45,13],[46,0,49,0],[50,0,53,0],[43,10,43,11],[43,12,43,13],[44,2,45,2],[44,3,45,3],[44,4,45,4],[44,5,45,5],[44,6,45,6],[44,7,45,7],[44,8,45,8],[44,9,45,9],[43,0,45,0],[43,1,45,1],[43,2,43,3],[43,4,43,5],[43,6,43,7],[43,8,43,9],[54,0,57,0],[60,0,61,1],[60,2,60,13],[61,2,61,3],[61,4,61,5],[61,6,61,7],[61,8,61,9],[61,10,61,11],[61,12,61,13],[63,10,64,10],[63,11,64,11],[63,12,64,12],[63,13,64,13],[65,0,68,0],[69,0,72,0],[62,10,62,11],[62,12,62,13],[63,2,64,2],[63,3,64,3],[63,4,64,4],[63,5,64,5],[63,6,64,6],[63,7,64,7],[63,8,64,8],[63,9,64,9],[62,0,64,0],[62,1,64,1],[62,2,62,3],[62,4,62,5],[62,6,62,7],[62,8,62,9],[73,0,76,0],[79,0,80,1],[79,2,79,13],[80,2,80,3],[80,4,80,5],[80,6,80,7],[80,8,80,9],[80,10,80,11],[80,12,80,13],[82,10,83,10],[82,11,83,11],[82,12,83,12],[82,13,83,13],[84,0,87,0],[88,0,91,0],[81,10,81,11],[81,12,81,13],[82,2,83,2],[82,3,83,3],[82,4,83,4],[82,5,83,5],[82,6,83,6],[82,7,83,7],[82,8,83,8],[82,9,83,9],[81,0,83,0],[81,1,83,1],[81,2,81,3],[81,4,81,5],[81,6,81,7],[81,8,81,9],[92,0,95,0],[98,0,99,1],[98,2,98,13],[99,2,99,3],[99,4,99,5],[99,6,99,7],[99,8,99,9],[99,10,99,11],[99,12,99,13],[101,10,102,10],[101,11,102,11],[101,12,102,12],[101,13,102,13],[103,0,106,0],[107,0,110,0],[100,10,100,11],[100,12,100,13],[101,2,102,2],[101,3,102,3],[101,4,102,4],[101,5,102,5],[101,6,102,6],[101,7,102,7],[101,8,102,8],[101,9,102,9],[100,0,102,0],[100,1,102,1],[100,2,100,3],[100,4,100,5],[100,6,100,7],[100,8,100,9],[111,0,114,0],[117,0,118,1],[117,2,117,13],[118,2,118,3],[118,4,118,5],[118,6,118,7],[118,8,118,9],[118,10,118,11],[118,12,118,13],[130,0,133,0],[120,10,121,10],[120,11,121,11],[120,12,121,12],[120,13,121,13],[122,0,125,0],[126,0,129,0],[119,10,119,11],[119,12,119,13],[120,2,121,2],[120,3,121,3],[120,4,121,4],[120,5,121,5],[120,6,121,6],[120,7,121,7],[120,8,121,8],[120,9,121,9],[119,0,121,0],[119,1,121,1],[119,2,119,3],[119,4,119,5],[119,6,119,7],[119,8,119,9]]}
[]
["YHJR_24"]
["Evaporator Air \n",null,"Condenser  Entering Air Temperature ˚F"]
[80,"°F DB",65,null,75,null,85,null,95,null,105,null,115,null,125]
["CFM","EWB†\n˚F","Capacity Mbtuh",null,"Capacity Mbtuh",null,"Capacity Mbtuh",null,"Capacity Mbtuh",null,"Capacity Mbtuh",null,"Capacity Mbtuh",null,"Capacity Mbtuh"]
[null,null,"Total","Sens.","Total","Sens.","Total","Sens.","Total","Sens.","Total","Sens.","Total","Sens.","Total","Sens."]
[null,null,null,null,null,null,null,null,null,null,null,null,null,null,null,null,null,"Total Factors",null,null,null,null,null,null,"Sens. %",null,null,null,null,null,null,"IDB Adj",null,null,null,null,null,null,"Sens Calc"]
[600,72,{"$f":"R8*$I$13","v":0},{"$f":"IF(AM8>C8,C8,AM8)","v":0},{"$f":"S8*$I$13","v":0},{"$f":"IF(AN8>E8,E8,AN8)","v":0},{"$f":"T8*$I$13","v":0},{"$f":"IF(AO8>G8,G8,AO8)","v":0},{"$f":"U8*$I$13","v":0},{"$f":"IF(AP8>I8,I8,AP8)","v":0},{"$f":"V8*$I$13","v":0},{"$f":"IF(AQ8>K8,K8,AQ8)","v":0},{"$f":"W8*$I$13","v":0},{"$f":"IF(AR8>M8,M8,AR8)","v":0},{"$f":"X8*$I$13","v":0},{"$f":"IF(AS8>O8,O8,AS8)","v":0},null,1.311965811965812,1.2350427350427351,1.1581196581196582,1.0811965811965814,0.99572649572649585,0.91025641025641035,0.829059829059829,0.49837133550488605,0.50519031141868509,0.5092250922509225,0.51778656126482214,0.5236051502145922,0.52582159624413138,0.5309278350515465,1.06,1.06,1.06,1.06,1.06,1.06,1.06,{"$f":"Y8*C8+($A$4-80)*AF8*$A$8/1000","v":0},{"$f":"Z8*E8+($A$4-80)*AG8*$A$8/1000","v":0},{"$f":"AA8*G8+($A$4-80)*AH8*$A$8/1000","v":0},{"$f":"AB8*I8+($A$4-80)*AI8*$A$8/1000","v":0},{"$f":"AC8*K8+($A$4-80)*AJ8*$A$8/1000","v":0},{"$f":"AD8*M8+($A$4-80)*AK8*$A$8/1000","v":0},{"$f":"AE8*O8+($A$4-80)*AL8*$A$8/1000","v":0}]
[null,67,{"$f":"R9*$I$13","v":0},0,0,{"$f":"IF(AN9>E9,E9,AN9)","v":0},0,{"$f":"IF(AO9>G9,G9,AO9)","v":0},{"$f":"U9*$I$13","v":0},{"$f":"IF(AP9>I9,I9,AP9)","v":0},0,{"$f":"IF(AQ9>K9,K9,AQ9)","v":0},0,{"$f":"IF(AR9>M9,M9,AR9)","v":0},0,{"$f":"IF(AS9>O9,O9,AS9)","v":0},null,1.2606837606837609,1.1666666666666667,1.0769230769230769,0.98717948717948734,0.85897435897435914,0.7350427350427351,0.60683760683760679,0.6372881355932204,0.65201465201465203,0.67063492063492058,0.69264069264069261,0.74129353233830841,0.80232558139534893,0.88732394366197187,1.06,1.06,1.06,1.06,1.06,1.06,1.06,{"$f":"Y9*C9+($A$4-80)*AF9*$A$8/1000","v":0},{"$f":"Z9*E9+($A$4-80)*AG9*$A$8/1000","v":0},{"$f":"AA9*G9+($A$4-80)*AH9*$A$8/1000","v":0},{"$f":"AB9*I9+($A$4-80)*AI9*$A$8/1000","v":0},{"$f":"AC9*K9+($A$4-80)*AJ9*$A$8/1000","v":0},{"$f":"AD9*M9+($A$4-80)*AK9*$A$8/1000","v":0},{"$f":"AE9*O9+($A$4-80)*AL9*$A$8/1000","v":0}]
[null,62,0,0,0,0,0,0,{"$f":"U10*$I$13","v":0},0,0,0,0,0,0,0,null,1.1111111111111112,1.0256410256410258,0.9358974358974359,0.8504273504273504,0.76068376068376076,0.66666666666666674,0.57692307692307698,0.82692307692307687,0.85833333333333339,0.90410958904109595,0.94974874371859297,0.9606741573033708,0.97435897435897434,0.99259259259259258,1.06,1.06,1.06,1.06,1.06,1.06,1.06,0,{"$f":"Z10*E10+($A$4-80)*AG10*$A$8/1000","v":0},{"$f":"AA10*G10+($A$4-80)*AH10*$A$8/1000","v":0},0,0,0,0]
[null,57,0,0,0,0,0,0,{"$f":"U11*$I$13","v":0},0,0,0,0,0,0,0,null,1.0427350427350428,0.96581196581196593,0.89316239316239321,0.81623931623931634,0.74358974358974361,0.66666666666666674,0.59401709401709402,0.97540983606557385,0.97787610619469023,0.97607655502392343,0.97382198952879584,0.97126436781609193,0.97435897435897434,0.97122302158273377,1.06,1.06,1.06,1.06,1.06,1.06,1.06,0,{"$f":"Z11*E11+($A$4-80)*AG11*$A$8/1000","v":0},{"$f":"AA11*G11+($A$4-80)*AH11*$A$8/1000","v":0},{"$f":"AB11*I11+($A$4-80)*AI11*$A$8/1000","v":0},0,0,0]
[800,72,0,0,0,0,0,0,{"$f":"U12*$I$13","v":0},0,0,0,0,0,0,0,null,1.341880341880342,1.2692307692307694,1.1965811965811965,1.1239316239316239,1.02991452991453,0.94017094017094027,0.84615384615384626,0.50636942675159236,0.51515151515151514,0.52500000000000002,0.5361216730038022,0.55601659751037347,0.57272727272727275,0.60101010101010099,1.06,1.06,1.06,1.06,1.06,1.06,1.06,{"$f":"Y12*C12+($A$4-80)*AF12*$A$12/1000","v":0},{"$f":"Z12*E12+($A$4-80)*AG12*$A$12/1000","v":0},{"$f":"AA12*G12+($A$4-80)*AH12*$A$12/1000","v":0},{"$f":"AB12*I12+($A$4-80)*AI12*$A$12/1000","v":0},{"$f":"AC12*K12+($A$4-80)*AJ12*$A$12/1000","v":0},{"$f":"AD12*M12+($A$4-80)*AK12*$A$12/1000","v":0},{"$f":"AE12*O12+($A$4-80)*AL12*$A$12/1000","v":0}]
[null,67,0,0,0,0,0,0,{"$f":"B2","v":0},0,0,0,0,0,0,0,null,1.2991452991452992,1.200854700854701,1.1025641025641026,1,0.88888888888888895,0.77777777777777779,0.66239316239316248,0.66447368421052633,0.69395017793594305,0.72480620155038755,0.76923076923076927,0.81730769230769229,0.87912087912087911,0.967741935483871,1.06,1.06,1.06,1.06,1.06,1.06,1.06,{"$f":"Y13*C13+($A$4-80)*AF13*$A$12/1000","v":0},{"$f":"Z13*E13+($A$4-80)*AG13*$A$12/1000","v":0},{"$f":"AA13*G13+($A$4-80)*AH13*$A$12/1000","v":0},{"$f":"AB13*I13+($A$4-80)*AI13*$A$12/1000","v":0},{"$f":"AC13*K13+($A$4-80)*AJ13*$A$12/1000","v":0},{"$f":"AD13*M13+($A$4-80)*AK13*$A$12/1000","v":0},{"$f":"AE13*O13+($A$4-80)*AL13*$A$12/1000","v":0}]
[null,62,0,0,0,0,0,0,{"$f":"U14*$I$13","v":0},0,0,0,0,0,0,0,null,1.1239316239316239,1.0555555555555556,0.98717948717948734,0.92307692307692324,0.84615384615384626,0.76923076923076927,0.69230769230769229,0.90114068441064632,0.91902834008097167,0.94372294372294374,0.96296296296296291,0.96969696969696961,0.97222222222222221,0.98148148148148151,1.06,1.06,1.06,1.06,1.06,1.06,1.06,0,{"$f":"Z14*E14+($A$4-80)*AG14*$A$12/1000","v":0},{"$f":"AA14*G14+($A$4-80)*AH14*$A$12/1000","v":0},0,0,0,0]
[null,57,0,0,0,0,0,0,0,0,0,0,0,0,0,0,null,1.1282051282051282,1.0555555555555556,0.98290598290598297,0.91025641025641035,0.82478632478632485,0.74358974358974361,0.65811965811965822,0.97348484848484851,0.9757085020242916,0.9739130434782608,0.97652582159624413,0.97927461139896366,0.97701149425287359,0.97402597402597402,1.06,1.06,1.06,1.06,1.06,1.06,1.06,0,{"$f":"Z15*E15+($A$4-80)*AG15*$A$12/1000","v":0},{"$f":"AA15*G15+($A$4-80)*AH15*$A$12/1000","v":0},0,0,0,0]
[1000,72,0,0,0,0,0,0,0,0,0,0,0,0,0,0,null,1.3675213675213675,1.2991452991452992,1.2307692307692308,1.1666666666666667,1.0641025641025641,0.96581196581196593,0.86752136752136766,0.51249999999999996,0.52631578947368418,0.54166666666666663,0.55677655677655669,0.58634538152610449,0.61946902654867253,0.66502463054187189,1.06,1.06,1.06,1.06,1.06,1.06,1.06,{"$f":"Y16*C16+($A$4-80)*AF16*$A$16/1000","v":0},{"$f":"Z16*E16+($A$4-80)*AG16*$A$16/1000","v":0},{"$f":"AA16*G16+($A$4-80)*AH16*$A$16/1000","v":0},{"$f":"AB16*I16+($A$4-80)*AI16*$A$16/1000","v":0},{"$f":"AC16*K16+($A$4-80)*AJ16*$A$16/1000","v":0},{"$f":"AD16*M16+($A$4-80)*AK16*$A$16/1000","v":0},{"$f":"AE16*O16+($A$4-80)*AL16*$A$16/1000","v":0}]
[null,67,0,0,0,0,0,0,0,0,0,0,0,0,0,0,null,1.341880341880342,1.2307692307692308,1.1239316239316239,1.0170940170940173,0.91880341880341887,0.81623931623931634,0.71794871794871806,0.69108280254777066,0.73263888888888895,0.77946768060836502,0.83613445378151252,0.88837209302325593,0.95811518324607325,1,1.06,1.06,1.06,1.06,1.06,1.06,1.06,{"$f":"Y17*C17+($A$4-80)*AF17*$A$16/1000","v":0},{"$f":"Z17*E17+($A$4-80)*AG17*$A$16/1000","v":0},{"$f":"AA17*G17+($A$4-80)*AH17*$A$16/1000","v":0},{"$f":"AB17*I17+($A$4-80)*AI17*$A$16/1000","v":0},{"$f":"AC17*K17+($A$4-80)*AJ17*$A$16/1000","v":0},{"$f":"AD17*M17+($A$4-80)*AK17*$A$16/1000","v":0},{"$f":"AE17*O17+($A$4-80)*AL17*$A$16/1000","v":0}]
[null,62,0,0,0,0,0,0,0,0,0,0,0,0,0,0,null,1.1324786324786325,1.0854700854700854,1.0384615384615385,0.99145299145299148,0.93162393162393176,0.86752136752136766,0.80769230769230771,0.97735849056603763,0.97637795275590555,0.97530864197530853,0.97844827586206895,0.97247706422018343,0.97536945812807885,0.97354497354497349,1.06,1.06,1.06,1.06,1.06,1.06,1.06,0,{"$f":"Z18*E18+($A$4-80)*AG18*$A$16/1000","v":0},{"$f":"AA18*G18+($A$4-80)*AH18*$A$16/1000","v":0},0,0,0,0]
[null,57,0,0,0,0,0,0,0,0,0,0,0,0,0,0,null,1.2136752136752136,1.1452991452991454,1.0726495726495728,1.0042735042735043,0.91025641025641035,0.81623931623931634,0.72222222222222221,0.97535211267605637,0.97388059701492535,0.97609561752988039,0.97872340425531912,0.97652582159624413,0.97905759162303652,0.97633136094674566,1.06,1.06,1.06,1.06,1.06,1.06,1.06,0,{"$f":"Z19*E19+($A$4-80)*AG19*$A$16/1000","v":0},{"$f":"AA19*G19+($A$4-80)*AH19*$A$16/1000","v":0},0,0,0,0]

{"sheet":"YHJR_30","index":82,"n_rows":19,"n_cols":45,"rows_kept":19,"cut":false,"hidden":true,"merged":[[2,0,2,1],[2,2,2,15],[3,2,3,3],[3,4,3,5],[3,6,3,7],[3,8,3,9],[3,10,3,11],[3,12,3,13],[3,14,3,15],[4,12,4,13],[4,14,4,15],[7,0,10,0],[11,0,14,0],[4,6,4,7],[4,8,4,9],[5,9,6,9],[5,12,6,12],[5,13,6,13],[5,14,6,14],[5,15,6,15],[15,0,18,0],[5,10,6,10],[5,11,6,11],[5,2,6,2],[5,3,6,3],[5,4,6,4],[5,5,6,5],[5,6,6,6],[5,7,6,7],[5,8,6,8],[4,0,6,0],[4,1,6,1],[4,2,4,3],[4,4,4,5],[4,10,4,11]]}
[]
["YHJR_30"]
["Evaporator Air \n",null,"Condenser  Entering Air Temperature ˚F"]
[80,"°F DB",65,null,75,null,85,null,95,null,105,null,115,null,125]
["CFM","EWB†\n˚F","Capacity Mbtuh",null,"Capacity Mbtuh",null,"Capacity Mbtuh",null,"Capacity Mbtuh",null,"Capacity Mbtuh",null,"Capacity Mbtuh",null,"Capacity Mbtuh"]
[null,null,"Total","Sens.","Total","Sens.","Total","Sens.","Total","Sens.","Total","Sens.","Total","Sens.","Total","Sens."]
[null,null,null,null,null,null,null,null,null,null,null,null,null,null,null,null,null,"Total Factors",null,null,null,null,null,null,"Sens. %",null,null,null,null,null,null,"IDB Adj",null,null,null,null,null,null,"Sens Calc"]
[800,72,{"$f":"R8*$I$13","v":0},{"$f":"IF(AM8>C8,C8,AM8)","v":0},{"$f":"S8*$I$13","v":0},{"$f":"IF(AN8>E8,E8,AN8)","v":0},{"$f":"T8*$I$13","v":0},{"$f":"IF(AO8>G8,G8,AO8)","v":0},{"$f":"U8*$I$13","v":0},{"$f":"IF(AP8>I8,I8,AP8)","v":0},{"$f":"V8*$I$13","v":0},{"$f":"IF(AQ8>K8,K8,AQ8)","v":0},{"$f":"W8*$I$13","v":0},{"$f":"IF(AR8>M8,M8,AR8)","v":0},{"$f":"X8*$I$13","v":0},{"$f":"IF(AS8>O8,O8,AS8)","v":0},null,1.2775919732441474,1.2040133779264215,1.1337792642140467,1.0635451505016724,0.98327759197324416,0.90635451505016729,0.82943143812709041,0.48429319371727747,0.48888888888888893,0.4955752212389381,0.5,0.50680272108843538,0.51291512915129145,0.52016129032258063,1.06,1.06,1.06,1.06,1.06,1.06,1.06,{"$f":"Y8*C8+($A$4-80)*AF8*$A$8/1000","v":0},{"$f":"Z8*E8+($A$4-80)*AG8*$A$8/1000","v":0},{"$f":"AA8*G8+($A$4-80)*AH8*$A$8/1000","v":0},{"$f":"AB8*I8+($A$4-80)*AI8*$A$8/1000","v":0},{"$f":"AC8*K8+($A$4-80)*AJ8*$A$8/1000","v":0},{"$f":"AD8*M8+($A$4-80)*AK8*$A$8/1000","v":0},{"$f":"AE8*O8+($A$4-80)*AL8*$A$8/1000","v":0}]
[null,67,{"$f":"R9*$I$13","v":0},0,0,{"$f":"IF(AN9>E9,E9,AN9)","v":0},0,{"$f":"IF(AO9>G9,G9,AO9)","v":0},{"$f":"U9*$I$13","v":0},{"$f":"IF(AP9>I9,I9,AP9)","v":0},0,{"$f":"IF(AQ9>K9,K9,AQ9)","v":0},0,{"$f":"IF(AR9>M9,M9,AR9)","v":0},0,{"$f":"IF(AS9>O9,O9,AS9)","v":0},null,1.1806020066889631,1.1103678929765888,1.0401337792642142,0.97324414715719076,0.89632107023411378,0.82274247491638808,0.7458193979933111,0.62322946175637395,0.63855421686746983,0.65273311897106112,0.66666666666666663,0.69029850746268651,0.71544715447154472,0.74887892376681608,1.06,1.06,1.06,1.06,1.06,1.06,1.06,{"$f":"Y9*C9+($A$4-80)*AF9*$A$8/1000","v":0},{"$f":"Z9*E9+($A$4-80)*AG9*$A$8/1000","v":0},{"$f":"AA9*G9+($A$4-80)*AH9*$A$8/1000","v":0},{"$f":"AB9*I9+($A$4-80)*AI9*$A$8/1000","v":0},{"$f":"AC9*K9+($A$4-80)*AJ9*$A$8/1000","v":0},{"$f":"AD9*M9+($A$4-80)*AK9*$A$8/1000","v":0},{"$f":"AE9*O9+($A$4-80)*AL9*$A$8/1000","v":0}]
[null,62,0,0,0,0,0,0,{"$f":"U10*$I$13","v":0},0,0,0,0,0,0,0,null,1.1003344481605351,1.0234113712374584,0.94648829431438131,0.8729096989966556,0.78929765886287639,0.70568561872909707,0.62541806020066892,0.79331306990881467,0.8202614379084967,0.85159010600706719,0.88505747126436785,0.92796610169491511,0.98104265402843593,1,1.06,1.06,1.06,1.06,1.06,1.06,1.06,0,{"$f":"Z10*E10+($A$4-80)*AG10*$A$8/1000","v":0},{"$f":"AA10*G10+($A$4-80)*AH10*$A$8/1000","v":0},0,0,0,0]
[null,57,0,0,0,0,0,0,{"$f":"U11*$I$13","v":0},0,0,0,0,0,0,0,null,0.99331103678929766,0.93979933110367897,0.882943143812709,0.82943143812709041,0.77257525083612044,0.71571906354515047,0.65886287625418061,0.97979797979797989,0.97864768683274017,0.98106060606060608,0.97983870967741937,0.97835497835497831,0.98130841121495338,0.97969543147208127,1.06,1.06,1.06,1.06,1.06,1.06,1.06,0,{"$f":"Z11*E11+($A$4-80)*AG11*$A$8/1000","v":0},{"$f":"AA11*G11+($A$4-80)*AH11*$A$8/1000","v":0},{"$f":"AB11*I11+($A$4-80)*AI11*$A$8/1000","v":0},0,0,0]
[1000,72,0,0,0,0,0,0,{"$f":"U12*$I$13","v":0},0,0,0,0,0,0,0,null,1.3076923076923077,1.234113712374582,1.1571906354515051,1.0836120401337792,1.0033444816053512,0.92307692307692313,0.84615384615384626,0.49616368286445006,0.50406504065040658,0.51156069364161849,0.5185185185185186,0.53,0.53985507246376807,0.55335968379446643,1.06,1.06,1.06,1.06,1.06,1.06,1.06,{"$f":"Y12*C12+($A$4-80)*AF12*$A$12/1000","v":0},{"$f":"Z12*E12+($A$4-80)*AG12*$A$12/1000","v":0},{"$f":"AA12*G12+($A$4-80)*AH12*$A$12/1000","v":0},{"$f":"AB12*I12+($A$4-80)*AI12*$A$12/1000","v":0},{"$f":"AC12*K12+($A$4-80)*AJ12*$A$12/1000","v":0},{"$f":"AD12*M12+($A$4-80)*AK12*$A$12/1000","v":0},{"$f":"AE12*O12+($A$4-80)*AL12*$A$12/1000","v":0}]
[null,67,0,0,0,0,0,0,{"$f":"B2","v":0},0,0,0,0,0,0,0,null,1.2173913043478262,1.1438127090301005,1.0735785953177259,1,0.91973244147157196,0.83946488294314392,0.76254180602006694,0.65659340659340659,0.67543859649122806,0.69158878504672894,0.71571906354515047,0.74545454545454548,0.77689243027888444,0.81140350877192979,1.06,1.06,1.06,1.06,1.06,1.06,1.06,{"$f":"Y13*C13+($A$4-80)*AF13*$A$12/1000","v":0},{"$f":"Z13*E13+($A$4-80)*AG13*$A$12/1000","v":0},{"$f":"AA13*G13+($A$4-80)*AH13*$A$12/1000","v":0},{"$f":"AB13*I13+($A$4-80)*AI13*$A$12/1000","v":0},{"$f":"AC13*K13+($A$4-80)*AJ13*$A$12/1000","v":0},{"$f":"AD13*M13+($A$4-80)*AK13*$A$12/1000","v":0},{"$f":"AE13*O13+($A$4-80)*AL13*$A$12/1000","v":0}]
[null,62,0,0,0,0,0,0,{"$f":"U14*$I$13","v":0},0,0,0,0,0,0,0,null,1.1237458193979935,1.0535117056856187,0.9799331103678931,0.90635451505016729,0.83612040133779264,0.76588628762541799,0.69230769230769229,0.86309523809523803,0.88253968253968251,0.90784982935153591,0.93726937269372679,0.95599999999999996,0.97816593886462877,1,1.06,1.06,1.06,1.06,1.06,1.06,1.06,0,{"$f":"Z14*E14+($A$4-80)*AG14*$A$12/1000","v":0},{"$f":"AA14*G14+($A$4-80)*AH14*$A$12/1000","v":0},0,0,0,0]
[null,57,0,0,0,0,0,0,0,0,0,0,0,0,0,0,null,1.0635451505016724,1.0066889632107023,0.94983277591973247,0.89297658862876261,0.82943143812709041,0.76923076923076927,0.70903010033444813,0.98113207547169812,0.98006644518272423,0.97887323943661975,0.98127340823970033,0.98387096774193539,0.97826086956521741,0.97641509433962259,1.06,1.06,1.06,1.06,1.06,1.06,1.06,0,{"$f":"Z15*E15+($A$4-80)*AG15*$A$12/1000","v":0},{"$f":"AA15*G15+($A$4-80)*AH15*$A$12/1000","v":0},0,0,0,0]
[1200,72,0,0,0,0,0,0,0,0,0,0,0,0,0,0,null,1.3377926421404682,1.2608695652173914,1.1839464882943145,1.1036789297658864,1.0234113712374584,0.94314381270903014,0.8628762541806021,0.50750000000000006,0.51724137931034475,0.52542372881355937,0.53939393939393943,0.55228758169934633,0.56737588652482274,0.58527131782945729,1.06,1.06,1.06,1.06,1.06,1.06,1.06,{"$f":"Y16*C16+($A$4-80)*AF16*$A$16/1000","v":0},{"$f":"Z16*E16+($A$4-80)*AG16*$A$16/1000","v":0},{"$f":"AA16*G16+($A$4-80)*AH16*$A$16/1000","v":0},{"$f":"AB16*I16+($A$4-80)*AI16*$A$16/1000","v":0},{"$f":"AC16*K16+($A$4-80)*AJ16*$A$16/1000","v":0},{"$f":"AD16*M16+($A$4-80)*AK16*$A$16/1000","v":0},{"$f":"AE16*O16+($A$4-80)*AL16*$A$16/1000","v":0}]
[null,67,0,0,0,0,0,0,0,0,0,0,0,0,0,0,null,1.254180602006689,1.1772575250836121,1.1036789297658864,1.0267558528428093,0.94314381270903014,0.85953177257525082,0.77591973244147161,0.68800000000000006,0.71022727272727271,0.73333333333333328,0.76221498371335505,0.7943262411347517,0.83268482490272366,0.87931034482758619,1.06,1.06,1.06,1.06,1.06,1.06,1.06,{"$f":"Y17*C17+($A$4-80)*AF17*$A$16/1000","v":0},{"$f":"Z17*E17+($A$4-80)*AG17*$A$16/1000","v":0},{"$f":"AA17*G17+($A$4-80)*AH17*$A$16/1000","v":0},{"$f":"AB17*I17+($A$4-80)*AI17*$A$16/1000","v":0},{"$f":"AC17*K17+($A$4-80)*AJ17*$A$16/1000","v":0},{"$f":"AD17*M17+($A$4-80)*AK17*$A$16/1000","v":0},{"$f":"AE17*O17+($A$4-80)*AL17*$A$16/1000","v":0}]
[null,62,0,0,0,0,0,0,0,0,0,0,0,0,0,0,null,1.1505016722408026,1.080267558528428,1.0133779264214047,0.94314381270903014,0.882943143812709,0.82274247491638808,0.76254180602006694,0.92441860465116288,0.94117647058823528,0.95709570957095702,0.97872340425531923,0.98106060606060608,0.97967479674796754,0.97807017543859653,1.06,1.06,1.06,1.06,1.06,1.06,1.06,0,{"$f":"Z18*E18+($A$4-80)*AG18*$A$16/1000","v":0},{"$f":"AA18*G18+($A$4-80)*AH18*$A$16/1000","v":0},0,0,0,0]
[null,57,0,0,0,0,0,0,0,0,0,0,0,0,0,0,null,1.1337792642140467,1.0735785953177259,1.0167224080267558,0.95652173913043492,0.88963210702341144,0.82274247491638808,0.7558528428093646,0.98230088495575218,0.98130841121495327,0.98026315789473695,0.97902097902097895,0.98120300751879697,0.97967479674796754,0.97787610619469023,1.06,1.06,1.06,1.06,1.06,1.06,1.06,0,{"$f":"Z19*E19+($A$4-80)*AG19*$A$16/1000","v":0},{"$f":"AA19*G19+($A$4-80)*AH19*$A$16/1000","v":0},0,0,0,0]

{"sheet":"YHJR_36","index":83,"n_rows":19,"n_cols":45,"rows_kept":19,"cut":false,"hidden":true,"merged":[[2,0,2,1],[2,2,2,15],[3,2,3,3],[3,4,3,5],[3,6,3,7],[3,8,3,9],[3,10,3,11],[3,12,3,13],[3,14,3,15],[4,12,4,13],[4,14,4,15],[7,0,10,0],[11,0,14,0],[4,6,4,7],[4,8,4,9],[5,9,6,9],[5,12,6,12],[5,13,6,13],[5,14,6,14],[5,15,6,15],[15,0,18,0],[5,10,6,10],[5,11,6,11],[5,2,6,2],[5,3,6,3],[5,4,6,4],[5,5,6,5],[5,6,6,6],[5,7,6,7],[5,8,6,8],[4,0,6,0],[4,1,6,1],[4,2,4,3],[4,4,4,5],[4,10,4,11]]}
[]
["YHJR_36"]
["Evaporator Air \n",null,"Condenser  Entering Air Temperature ˚F"]
[80,"°F DB",65,null,75,null,85,null,95,null,105,null,115,null,125]
["CFM","EWB†\n˚F","Capacity Mbtuh",null,"Capacity Mbtuh",null,"Capacity Mbtuh",null,"Capacity Mbtuh",null,"Capacity Mbtuh",null,"Capacity Mbtuh",null,"Capacity Mbtuh"]
[null,null,"Total","Sens.","Total","Sens.","Total","Sens.","Total","Sens.","Total","Sens.","Total","Sens.","Total","Sens."]
[null,null,null,null,null,null,null,null,null,null,null,null,null,null,null,null,null,"Total Factors",null,null,null,null,null,null,"Sens. %",null,null,null,null,null,null,"IDB Adj",null,null,null,null,null,null,"Sens Calc"]
[1000,72,{"$f":"R8*$I$13","v":0},{"$f":"IF(AM8>C8,C8,AM8)","v":0},{"$f":"S8*$I$13","v":0},{"$f":"IF(AN8>E8,E8,AN8)","v":0},{"$f":"T8*$I$13","v":0},{"$f":"IF(AO8>G8,G8,AO8)","v":0},{"$f":"U8*$I$13","v":0},{"$f":"IF(AP8>I8,I8,AP8)","v":0},{"$f":"V8*$I$13","v":0},{"$f":"IF(AQ8>K8,K8,AQ8)","v":0},{"$f":"W8*$I$13","v":0},{"$f":"IF(AR8>M8,M8,AR8)","v":0},{"$f":"X8*$I$13","v":0},{"$f":"IF(AS8>O8,O8,AS8)","v":0},null,1.3440233236151604,1.2653061224489797,1.1865889212827989,1.1078717201166182,1,0.89212827988338206,0.78425655976676389,0.47722342733188716,0.48156682027649766,0.48402948402948398,0.48947368421052634,0.50437317784256563,0.51960784313725494,0.54275092936802971,1.06,1.06,1.06,1.06,1.06,1.06,1.06,{"$f":"Y8*C8+($A$4-80)*AF8*$A$8/1000","v":0},{"$f":"Z8*E8+($A$4-80)*AG8*$A$8/1000","v":0},{"$f":"AA8*G8+($A$4-80)*AH8*$A$8/1000","v":0},{"$f":"AB8*I8+($A$4-80)*AI8*$A$8/1000","v":0},{"$f":"AC8*K8+($A$4-80)*AJ8*$A$8/1000","v":0},{"$f":"AD8*M8+($A$4-80)*AK8*$A$8/1000","v":0},{"$f":"AE8*O8+($A$4-80)*AL8*$A$8/1000","v":0}]
[null,67,{"$f":"R9*$I$13","v":0},0,0,{"$f":"IF(AN9>E9,E9,AN9)","v":0},0,{"$f":"IF(AO9>G9,G9,AO9)","v":0},{"$f":"U9*$I$13","v":0},{"$f":"IF(AP9>I9,I9,AP9)","v":0},0,{"$f":"IF(AQ9>K9,K9,AQ9)","v":0},0,{"$f":"IF(AR9>M9,M9,AR9)","v":0},0,{"$f":"IF(AS9>O9,O9,AS9)","v":0},null,1.2186588921282799,1.1341107871720117,1.0495626822157436,0.96501457725947537,0.86588921282798836,0.76384839650145775,0.66180758017492713,0.63157894736842102,0.6478149100257069,0.66666666666666663,0.68882175226586106,0.72053872053872048,0.76717557251908408,0.82378854625550657,1.06,1.06,1.06,1.06,1.06,1.06,1.06,{"$f":"Y9*C9+($A$4-80)*AF9*$A$8/1000","v":0},{"$f":"Z9*E9+($A$4-80)*AG9*$A$8/1000","v":0},{"$f":"AA9*G9+($A$4-80)*AH9*$A$8/1000","v":0},{"$f":"AB9*I9+($A$4-80)*AI9*$A$8/1000","v":0},{"$f":"AC9*K9+($A$4-80)*AJ9*$A$8/1000","v":0},{"$f":"AD9*M9+($A$4-80)*AK9*$A$8/1000","v":0},{"$f":"AE9*O9+($A$4-80)*AL9*$A$8/1000","v":0}]
[null,62,0,0,0,0,0,0,{"$f":"U10*$I$13","v":0},0,0,0,0,0,0,0,null,1.1020408163265307,1.0174927113702625,0.93294460641399424,0.84839650145772605,0.76967930029154519,0.68804664723032083,0.60641399416909625,0.82010582010582012,0.85100286532951286,0.88749999999999996,0.93127147766323026,0.95454545454545459,0.98728813559322026,1,1.06,1.06,1.06,1.06,1.06,1.06,1.06,0,{"$f":"Z10*E10+($A$4-80)*AG10*$A$8/1000","v":0},{"$f":"AA10*G10+($A$4-80)*AH10*$A$8/1000","v":0},0,0,0,0]
[null,57,0,0,0,0,0,0,{"$f":"U11*$I$13","v":0},0,0,0,0,0,0,0,null,1.0204081632653061,0.95918367346938782,0.8979591836734695,0.83381924198250745,0.76093294460641414,0.68804664723032083,0.61516034985422752,0.99142857142857155,0.99088145896656543,0.9870129870129869,0.98951048951048948,0.9885057471264368,0.98728813559322026,0.98578199052132698,1.06,1.06,1.06,1.06,1.06,1.06,1.06,0,{"$f":"Z11*E11+($A$4-80)*AG11*$A$8/1000","v":0},{"$f":"AA11*G11+($A$4-80)*AH11*$A$8/1000","v":0},{"$f":"AB11*I11+($A$4-80)*AI11*$A$8/1000","v":0},0,0,0]
[1200,72,0,0,0,0,0,0,{"$f":"U12*$I$13","v":0},0,0,0,0,0,0,0,null,1.3790087463556853,1.2944606413994171,1.2128279883381925,1.1311953352769679,1.0291545189504374,0.9271137026239068,0.8279883381924199,0.492600422832981,0.49774774774774777,0.50240384615384615,0.50773195876288657,0.52124645892351273,0.54088050314465408,0.5598591549295775,1.06,1.06,1.06,1.06,1.06,1.06,1.06,{"$f":"Y12*C12+($A$4-80)*AF12*$A$12/1000","v":0},{"$f":"Z12*E12+($A$4-80)*AG12*$A$12/1000","v":0},{"$f":"AA12*G12+($A$4-80)*AH12*$A$12/1000","v":0},{"$f":"AB12*I12+($A$4-80)*AI12*$A$12/1000","v":0},{"$f":"AC12*K12+($A$4-80)*AJ12*$A$12/1000","v":0},{"$f":"AD12*M12+($A$4-80)*AK12*$A$12/1000","v":0},{"$f":"AE12*O12+($A$4-80)*AL12*$A$12/1000","v":0}]
[null,67,0,0,0,0,0,0,{"$f":"B2","v":0},0,0,0,0,0,0,0,null,1.2565597667638486,1.1720116618075804,1.0845481049562684,1,0.89212827988338206,0.78717201166180761,0.67930029154518956,0.65893271461716929,0.67661691542288549,0.69892473118279563,0.72303206997084557,0.76470588235294112,0.81481481481481477,0.88412017167381973,1.06,1.06,1.06,1.06,1.06,1.06,1.06,{"$f":"Y13*C13+($A$4-80)*AF13*$A$12/1000","v":0},{"$f":"Z13*E13+($A$4-80)*AG13*$A$12/1000","v":0},{"$f":"AA13*G13+($A$4-80)*AH13*$A$12/1000","v":0},{"$f":"AB13*I13+($A$4-80)*AI13*$A$12/1000","v":0},{"$f":"AC13*K13+($A$4-80)*AJ13*$A$12/1000","v":0},{"$f":"AD13*M13+($A$4-80)*AK13*$A$12/1000","v":0},{"$f":"AE13*O13+($A$4-80)*AL13*$A$12/1000","v":0}]
[null,62,0,0,0,0,0,0,{"$f":"U14*$I$13","v":0},0,0,0,0,0,0,0,null,1.1399416909620992,1.0524781341107874,0.96209912536443154,0.87463556851311963,0.80466472303207004,0.73469387755102045,0.66472303206997096,0.87723785166240398,0.89750692520775621,0.92727272727272736,0.96000000000000008,0.97463768115942018,0.99206349206349209,1,1.06,1.06,1.06,1.06,1.06,1.06,1.06,0,{"$f":"Z14*E14+($A$4-80)*AG14*$A$12/1000","v":0},{"$f":"AA14*G14+($A$4-80)*AH14*$A$12/1000","v":0},0,0,0,0]
[null,57,0,0,0,0,0,0,0,0,0,0,0,0,0,0,null,1.087463556851312,1.0204081632653061,0.95335276967930049,0.88629737609329451,0.81049562682215748,0.73469387755102045,0.65889212827988353,0.98927613941018766,0.98857142857142866,0.98776758409785914,0.99013157894736847,0.98920863309352514,0.99206349206349209,0.99115044247787598,1.06,1.06,1.06,1.06,1.06,1.06,1.06,0,{"$f":"Z15*E15+($A$4-80)*AG15*$A$12/1000","v":0},{"$f":"AA15*G15+($A$4-80)*AH15*$A$12/1000","v":0},0,0,0,0]
[1400,72,0,0,0,0,0,0,0,0,0,0,0,0,0,0,null,1.4139941690962101,1.3265306122448981,1.2390670553935861,1.1516034985422741,1.0583090379008746,0.96501457725947537,0.86880466472303219,0.50515463917525771,0.51208791208791216,0.52,0.52658227848101269,0.53994490358126734,0.55589123867069479,0.57718120805369122,1.06,1.06,1.06,1.06,1.06,1.06,1.06,{"$f":"Y16*C16+($A$4-80)*AF16*$A$16/1000","v":0},{"$f":"Z16*E16+($A$4-80)*AG16*$A$16/1000","v":0},{"$f":"AA16*G16+($A$4-80)*AH16*$A$16/1000","v":0},{"$f":"AB16*I16+($A$4-80)*AI16*$A$16/1000","v":0},{"$f":"AC16*K16+($A$4-80)*AJ16*$A$16/1000","v":0},{"$f":"AD16*M16+($A$4-80)*AK16*$A$16/1000","v":0},{"$f":"AE16*O16+($A$4-80)*AL16*$A$16/1000","v":0}]
[null,67,0,0,0,0,0,0,0,0,0,0,0,0,0,0,null,1.2944606413994171,1.2069970845481051,1.119533527696793,1.032069970845481,0.92128279883381936,0.81049562682215748,0.69970845481049571,0.68468468468468469,0.70531400966183577,0.72916666666666674,0.75706214689265539,0.80379746835443033,0.85971223021582721,0.9375,1.06,1.06,1.06,1.06,1.06,1.06,1.06,{"$f":"Y17*C17+($A$4-80)*AF17*$A$16/1000","v":0},{"$f":"Z17*E17+($A$4-80)*AG17*$A$16/1000","v":0},{"$f":"AA17*G17+($A$4-80)*AH17*$A$16/1000","v":0},{"$f":"AB17*I17+($A$4-80)*AI17*$A$16/1000","v":0},{"$f":"AC17*K17+($A$4-80)*AJ17*$A$16/1000","v":0},{"$f":"AD17*M17+($A$4-80)*AK17*$A$16/1000","v":0},{"$f":"AE17*O17+($A$4-80)*AL17*$A$16/1000","v":0}]
[null,62,0,0,0,0,0,0,0,0,0,0,0,0,0,0,null,1.1807580174927115,1.0845481049562684,0.99125364431486884,0.8979591836734695,0.83965014577259489,0.78425655976676389,0.72594752186588918,0.92839506172839514,0.94623655913978499,0.96470588235294108,0.9870129870129869,0.98958333333333326,0.98884758364312275,0.98795180722891573,1.06,1.06,1.06,1.06,1.06,1.06,1.06,0,{"$f":"Z18*E18+($A$4-80)*AG18*$A$16/1000","v":0},{"$f":"AA18*G18+($A$4-80)*AH18*$A$16/1000","v":0},0,0,0,0]
[null,57,0,0,0,0,0,0,0,0,0,0,0,0,0,0,null,1.1516034985422741,1.0816326530612246,1.0087463556851313,0.93586005830903807,0.86005830903790093,0.78425655976676389,0.70553935860058314,0.98987341772151904,0.98921832884097038,0.98843930635838151,0.99065420560747663,0.98983050847457621,0.98884758364312275,0.99173553719008267,1.06,1.06,1.06,1.06,1.06,1.06,1.06,0,{"$f":"Z19*E19+($A$4-80)*AG19*$A$16/1000","v":0},{"$f":"AA19*G19+($A$4-80)*AH19*$A$16/1000","v":0},0,0,0,0]

{"sheet":"YHJR_42","index":84,"n_rows":19,"n_cols":45,"rows_kept":19,"cut":false,"hidden":true,"merged":[[2,0,2,1],[2,2,2,15],[3,2,3,3],[3,4,3,5],[3,6,3,7],[3,8,3,9],[3,10,3,11],[3,12,3,13],[3,14,3,15],[4,12,4,13],[4,14,4,15],[7,0,10,0],[11,0,14,0],[4,6,4,7],[4,8,4,9],[5,9,6,9],[5,12,6,12],[5,13,6,13],[5,14,6,14],[5,15,6,15],[15,0,18,0],[5,10,6,10],[5,11,6,11],[5,2,6,2],[5,3,6,3],[5,4,6,4],[5,5,6,5],[5,6,6,6],[5,7,6,7],[5,8,6,8],[4,0,6,0],[4,1,6,1],[4,2,4,3],[4,4,4,5],[4,10,4,11]]}
[]
["YHJR_42"]
["Evaporator Air \n",null,"Condenser  Entering Air Temperature ˚F"]
[80,"°F DB",65,null,75,null,85,null,95,null,105,null,115,null,125]
["CFM","EWB†\n˚F","Capacity Mbtuh",null,"Capacity Mbtuh",null,"Capacity Mbtuh",null,"Capacity Mbtuh",null,"Capacity Mbtuh",null,"Capacity Mbtuh",null,"Capacity Mbtuh"]
[null,null,"Total","Sens.","Total","Sens.","Total","Sens.","Total","Sens.","Total","Sens.","Total","Sens.","Total","Sens."]
[null,null,null,null,null,null,null,null,null,null,null,null,null,null,null,null,null,"Total Factors",null,null,null,null,null,null,"Sens. %",null,null,null,null,null,null,"IDB Adj",null,null,null,null,null,null,"Sens Calc"]
[1200,72,{"$f":"R8*$I$13","v":0},{"$f":"IF(AM8>C8,C8,AM8)","v":0},{"$f":"S8*$I$13","v":0},{"$f":"IF(AN8>E8,E8,AN8)","v":0},{"$f":"T8*$I$13","v":0},{"$f":"IF(AO8>G8,G8,AO8)","v":0},{"$f":"U8*$I$13","v":0},{"$f":"IF(AP8>I8,I8,AP8)","v":0},{"$f":"V8*$I$13","v":0},{"$f":"IF(AQ8>K8,K8,AQ8)","v":0},{"$f":"W8*$I$13","v":0},{"$f":"IF(AR8>M8,M8,AR8)","v":0},{"$f":"X8*$I$13","v":0},{"$f":"IF(AS8>O8,O8,AS8)","v":0},null,1.3975308641975308,1.2962962962962963,1.1975308641975309,1.0987654320987654,0.99753086419753079,0.89629629629629626,0.79753086419753083,0.5053003533568905,0.51238095238095238,0.52164948453608251,0.53258426966292138,0.54702970297029707,0.56473829201101933,0.5851393188854489,1.06,1.06,1.06,1.06,1.06,1.06,1.06,{"$f":"Y8*C8+($A$4-80)*AF8*$A$8/1000","v":0},{"$f":"Z8*E8+($A$4-80)*AG8*$A$8/1000","v":0},{"$f":"AA8*G8+($A$4-80)*AH8*$A$8/1000","v":0},{"$f":"AB8*I8+($A$4-80)*AI8*$A$8/1000","v":0},{"$f":"AC8*K8+($A$4-80)*AJ8*$A$8/1000","v":0},{"$f":"AD8*M8+($A$4-80)*AK8*$A$8/1000","v":0},{"$f":"AE8*O8+($A$4-80)*AL8*$A$8/1000","v":0}]
[null,67,{"$f":"R9*$I$13","v":0},0,0,{"$f":"IF(AN9>E9,E9,AN9)","v":0},0,{"$f":"IF(AO9>G9,G9,AO9)","v":0},{"$f":"U9*$I$13","v":0},{"$f":"IF(AP9>I9,I9,AP9)","v":0},0,{"$f":"IF(AQ9>K9,K9,AQ9)","v":0},0,{"$f":"IF(AR9>M9,M9,AR9)","v":0},0,{"$f":"IF(AS9>O9,O9,AS9)","v":0},null,1.2691358024691357,1.1703703703703703,1.0740740740740742,0.97777777777777786,0.82222222222222219,0.66913580246913584,0.51604938271604939,0.67898832684824906,0.70042194092827015,0.72413793103448276,0.75505050505050497,0.81981981981981988,0.91512915129151284,1,1.06,1.06,1.06,1.06,1.06,1.06,1.06,{"$f":"Y9*C9+($A$4-80)*AF9*$A$8/1000","v":0},{"$f":"Z9*E9+($A$4-80)*AG9*$A$8/1000","v":0},{"$f":"AA9*G9+($A$4-80)*AH9*$A$8/1000","v":0},{"$f":"AB9*I9+($A$4-80)*AI9*$A$8/1000","v":0},{"$f":"AC9*K9+($A$4-80)*AJ9*$A$8/1000","v":0},{"$f":"AD9*M9+($A$4-80)*AK9*$A$8/1000","v":0},{"$f":"AE9*O9+($A$4-80)*AL9*$A$8/1000","v":0}]
[null,62,0,0,0,0,0,0,{"$f":"U10*$I$13","v":0},0,0,0,0,0,0,0,null,1.1283950617283951,1.0444444444444443,0.96049382716049381,0.874074074074074,0.75802469135802464,0.63950617283950617,0.5209876543209877,0.89277899343544842,0.92907801418439717,0.96915167095115695,1,1,1,1,1.06,1.06,1.06,1.06,1.06,1.06,1.06,0,{"$f":"Z10*E10+($A$4-80)*AG10*$A$8/1000","v":0},{"$f":"AA10*G10+($A$4-80)*AH10*$A$8/1000","v":0},0,0,0,0]
[null,57,0,0,0,0,0,0,{"$f":"U11*$I$13","v":0},0,0,0,0,0,0,0,null,1.0641975308641975,0.99506172839506168,0.92839506172839514,0.85925925925925917,0.73333333333333328,0.60493827160493829,0.4790123456790123,1,1,1,1,1,1,1,1.06,1.06,1.06,1.06,1.06,1.06,1.06,0,{"$f":"Z11*E11+($A$4-80)*AG11*$A$8/1000","v":0},{"$f":"AA11*G11+($A$4-80)*AH11*$A$8/1000","v":0},{"$f":"AB11*I11+($A$4-80)*AI11*$A$8/1000","v":0},0,0,0]
[1400,72,0,0,0,0,0,0,{"$f":"U12*$I$13","v":0},0,0,0,0,0,0,0,null,1.4271604938271605,1.3308641975308642,1.2320987654320987,1.1358024691358024,0.99753086419753079,0.85925925925925917,0.71851851851851856,0.51903114186851218,0.52690166975881259,0.53707414829659317,0.54782608695652169,0.57178217821782185,0.60344827586206906,0.65292096219931273,1.06,1.06,1.06,1.06,1.06,1.06,1.06,{"$f":"Y12*C12+($A$4-80)*AF12*$A$12/1000","v":0},{"$f":"Z12*E12+($A$4-80)*AG12*$A$12/1000","v":0},{"$f":"AA12*G12+($A$4-80)*AH12*$A$12/1000","v":0},{"$f":"AB12*I12+($A$4-80)*AI12*$A$12/1000","v":0},{"$f":"AC12*K12+($A$4-80)*AJ12*$A$12/1000","v":0},{"$f":"AD12*M12+($A$4-80)*AK12*$A$12/1000","v":0},{"$f":"AE12*O12+($A$4-80)*AL12*$A$12/1000","v":0}]
[null,67,0,0,0,0,0,0,{"$f":"B2","v":0},0,0,0,0,0,0,0,null,1.3012345679012347,1.2,1.0987654320987654,1,0.8666666666666667,0.73333333333333328,0.60246913580246908,0.70398481973434535,0.72839506172839497,0.75730337078651688,0.79012345679012341,0.85185185185185175,0.9360269360269361,1,1.06,1.06,1.06,1.06,1.06,1.06,1.06,{"$f":"Y13*C13+($A$4-80)*AF13*$A$12/1000","v":0},{"$f":"Z13*E13+($A$4-80)*AG13*$A$12/1000","v":0},{"$f":"AA13*G13+($A$4-80)*AH13*$A$12/1000","v":0},{"$f":"AB13*I13+($A$4-80)*AI13*$A$12/1000","v":0},{"$f":"AC13*K13+($A$4-80)*AJ13*$A$12/1000","v":0},{"$f":"AD13*M13+($A$4-80)*AK13*$A$12/1000","v":0},{"$f":"AE13*O13+($A$4-80)*AL13*$A$12/1000","v":0}]
[null,62,0,0,0,0,0,0,{"$f":"U14*$I$13","v":0},0,0,0,0,0,0,0,null,1.1580246913580245,1.0765432098765433,0.99506172839506168,0.9135802469135802,0.81234567901234567,0.71358024691358024,0.61234567901234571,0.95095948827292121,0.97247706422018343,1,1,1,1,1,1.06,1.06,1.06,1.06,1.06,1.06,1.06,0,{"$f":"Z14*E14+($A$4-80)*AG14*$A$12/1000","v":0},{"$f":"AA14*G14+($A$4-80)*AH14*$A$12/1000","v":0},0,0,0,0]
[null,57,0,0,0,0,0,0,0,0,0,0,0,0,0,0,null,1.1234567901234569,1.0493827160493827,0.97777777777777786,0.90370370370370379,0.79999999999999993,0.6962962962962963,0.59012345679012346,1,1,1,1,1,1,1,1.06,1.06,1.06,1.06,1.06,1.06,1.06,0,{"$f":"Z15*E15+($A$4-80)*AG15*$A$12/1000","v":0},{"$f":"AA15*G15+($A$4-80)*AH15*$A$12/1000","v":0},0,0,0,0]
[1600,72,0,0,0,0,0,0,0,0,0,0,0,0,0,0,null,1.4592592592592593,1.3629629629629629,1.2691358024691357,1.1728395061728396,0.99753086419753079,0.8197530864197532,0.64197530864197527,0.52961082910321489,0.53985507246376807,0.54863813229571989,0.56000000000000005,0.59653465346534662,0.6506024096385542,0.73461538461538467,1.06,1.06,1.06,1.06,1.06,1.06,1.06,{"$f":"Y16*C16+($A$4-80)*AF16*$A$16/1000","v":0},{"$f":"Z16*E16+($A$4-80)*AG16*$A$16/1000","v":0},{"$f":"AA16*G16+($A$4-80)*AH16*$A$16/1000","v":0},{"$f":"AB16*I16+($A$4-80)*AI16*$A$16/1000","v":0},{"$f":"AC16*K16+($A$4-80)*AJ16*$A$16/1000","v":0},{"$f":"AD16*M16+($A$4-80)*AK16*$A$16/1000","v":0},{"$f":"AE16*O16+($A$4-80)*AL16*$A$16/1000","v":0}]
[null,67,0,0,0,0,0,0,0,0,0,0,0,0,0,0,null,1.3333333333333333,1.2296296296296296,1.125925925925926,1.0222222222222221,0.91111111111111109,0.79999999999999993,0.68641975308641978,0.72777777777777775,0.7550200803212852,0.78728070175438591,0.82608695652173925,0.87804878048780488,0.94753086419753085,1,1.06,1.06,1.06,1.06,1.06,1.06,1.06,{"$f":"Y17*C17+($A$4-80)*AF17*$A$16/1000","v":0},{"$f":"Z17*E17+($A$4-80)*AG17*$A$16/1000","v":0},{"$f":"AA17*G17+($A$4-80)*AH17*$A$16/1000","v":0},{"$f":"AB17*I17+($A$4-80)*AI17*$A$16/1000","v":0},{"$f":"AC17*K17+($A$4-80)*AJ17*$A$16/1000","v":0},{"$f":"AD17*M17+($A$4-80)*AK17*$A$16/1000","v":0},{"$f":"AE17*O17+($A$4-80)*AL17*$A$16/1000","v":0}]
[null,62,0,0,0,0,0,0,0,0,0,0,0,0,0,0,null,1.1851851851851851,1.1061728395061727,1.0296296296296297,0.95061728395061729,0.86913580246913591,0.78518518518518521,0.70370370370370372,1,1,1,1,1,1,1,1.06,1.06,1.06,1.06,1.06,1.06,1.06,0,{"$f":"Z18*E18+($A$4-80)*AG18*$A$16/1000","v":0},{"$f":"AA18*G18+($A$4-80)*AH18*$A$16/1000","v":0},0,0,0,0]
[null,57,0,0,0,0,0,0,0,0,0,0,0,0,0,0,null,1.182716049382716,1.1037037037037039,1.0271604938271606,0.94814814814814807,0.8666666666666667,0.78518518518518521,0.70370370370370372,1,1,1,1,1,1,1,1.06,1.06,1.06,1.06,1.06,1.06,1.06,0,{"$f":"Z19*E19+($A$4-80)*AG19*$A$16/1000","v":0},{"$f":"AA19*G19+($A$4-80)*AH19*$A$16/1000","v":0},0,0,0,0]

{"sheet":"YHJR_48","index":85,"n_rows":19,"n_cols":45,"rows_kept":19,"cut":false,"hidden":true,"merged":[[2,0,2,1],[2,2,2,15],[3,2,3,3],[3,4,3,5],[3,6,3,7],[3,8,3,9],[3,10,3,11],[3,12,3,13],[3,14,3,15],[4,12,4,13],[4,14,4,15],[7,0,10,0],[11,0,14,0],[4,6,4,7],[4,8,4,9],[5,9,6,9],[5,12,6,12],[5,13,6,13],[5,14,6,14],[5,15,6,15],[15,0,18,0],[5,10,6,10],[5,11,6,11],[5,2,6,2],[5,3,6,3],[5,4,6,4],[5,5,6,5],[5,6,6,6],[5,7,6,7],[5,8,6,8],[4,0,6,0],[4,1,6,1],[4,2,4,3],[4,4,4,5],[4,10,4,11]]}
[]
["YHJR_48"]
["Evaporator Air \n",null,"Condenser  Entering Air Temperature ˚F"]
[80,"°F DB",65,null,75,null,85,null,95,null,105,null,115,null,125]
["CFM","EWB†\n˚F","Capacity Mbtuh",null,"Capacity Mbtuh",null,"Capacity Mbtuh",null,"Capacity Mbtuh",null,"Capacity Mbtuh",null,"Capacity Mbtuh",null,"Capacity Mbtuh"]
[null,null,"Total","Sens.","Total","Sens.","Total","Sens.","Total","Sens.","Total","Sens.","Total","Sens.","Total","Sens."]
[null,null,null,null,null,null,null,null,null,null,null,null,null,null,null,null,null,"Total Factors",null,null,null,null,null,null,"Sens. %",null,null,null,null,null,null,"IDB Adj",null,null,null,null,null,null,"Sens Calc"]
[1400,72,{"$f":"R8*$I$13","v":0},{"$f":"IF(AM8>C8,C8,AM8)","v":0},{"$f":"S8*$I$13","v":0},{"$f":"IF(AN8>E8,E8,AN8)","v":0},{"$f":"T8*$I$13","v":0},{"$f":"IF(AO8>G8,G8,AO8)","v":0},{"$f":"U8*$I$13","v":0},{"$f":"IF(AP8>I8,I8,AP8)","v":0},{"$f":"V8*$I$13","v":0},{"$f":"IF(AQ8>K8,K8,AQ8)","v":0},{"$f":"W8*$I$13","v":0},{"$f":"IF(AR8>M8,M8,AR8)","v":0},{"$f":"X8*$I$13","v":0},{"$f":"IF(AS8>O8,O8,AS8)","v":0},null,1.3165618448637315,1.2410901467505242,1.1656184486373165,1.0901467505241089,1.0041928721174003,0.92033542976939198,0.83438155136268333,0.50636942675159236,0.51351351351351349,0.51978417266187049,0.52884615384615385,0.54070981210855951,0.55580865603644647,0.57537688442211055,1.06,1.06,1.06,1.06,1.06,1.06,1.06,{"$f":"Y8*C8+($A$4-80)*AF8*$A$8/1000","v":0},{"$f":"Z8*E8+($A$4-80)*AG8*$A$8/1000","v":0},{"$f":"AA8*G8+($A$4-80)*AH8*$A$8/1000","v":0},{"$f":"AB8*I8+($A$4-80)*AI8*$A$8/1000","v":0},{"$f":"AC8*K8+($A$4-80)*AJ8*$A$8/1000","v":0},{"$f":"AD8*M8+($A$4-80)*AK8*$A$8/1000","v":0},{"$f":"AE8*O8+($A$4-80)*AL8*$A$8/1000","v":0}]
[null,67,{"$f":"R9*$I$13","v":0},0,0,{"$f":"IF(AN9>E9,E9,AN9)","v":0},0,{"$f":"IF(AO9>G9,G9,AO9)","v":0},{"$f":"U9*$I$13","v":0},{"$f":"IF(AP9>I9,I9,AP9)","v":0},0,{"$f":"IF(AQ9>K9,K9,AQ9)","v":0},0,{"$f":"IF(AR9>M9,M9,AR9)","v":0},0,{"$f":"IF(AS9>O9,O9,AS9)","v":0},null,1.2159329140461215,1.1383647798742138,1.0587002096436058,0.97903563941299787,0.90146750524109009,0.82180293501048218,0.74213836477987416,0.67758620689655169,0.69429097605893197,0.71287128712871284,0.73661670235546028,0.76279069767441854,0.79591836734693866,0.83615819209039555,1.06,1.06,1.06,1.06,1.06,1.06,1.06,{"$f":"Y9*C9+($A$4-80)*AF9*$A$8/1000","v":0},{"$f":"Z9*E9+($A$4-80)*AG9*$A$8/1000","v":0},{"$f":"AA9*G9+($A$4-80)*AH9*$A$8/1000","v":0},{"$f":"AB9*I9+($A$4-80)*AI9*$A$8/1000","v":0},{"$f":"AC9*K9+($A$4-80)*AJ9*$A$8/1000","v":0},{"$f":"AD9*M9+($A$4-80)*AK9*$A$8/1000","v":0},{"$f":"AE9*O9+($A$4-80)*AL9*$A$8/1000","v":0}]
[null,62,0,0,0,0,0,0,{"$f":"U10*$I$13","v":0},0,0,0,0,0,0,0,null,1.1048218029350105,1.0230607966457022,0.94129979035639399,0.8574423480083857,0.78406708595387831,0.70859538784067078,0.63312368972746325,0.88045540796963939,0.91188524590163944,0.9510022271714923,0.99755501222493881,1,1,1,1.06,1.06,1.06,1.06,1.06,1.06,1.06,0,{"$f":"Z10*E10+($A$4-80)*AG10*$A$8/1000","v":0},{"$f":"AA10*G10+($A$4-80)*AH10*$A$8/1000","v":0},0,0,0,0]
[null,57,0,0,0,0,0,0,{"$f":"U11*$I$13","v":0},0,0,0,0,0,0,0,null,1.0251572327044025,0.96855345911949686,0.90985324947589086,0.85115303983228507,0.77987421383647804,0.70649895178197064,0.63522012578616349,1,1,1,1,1,1,1,1.06,1.06,1.06,1.06,1.06,1.06,1.06,0,{"$f":"Z11*E11+($A$4-80)*AG11*$A$8/1000","v":0},{"$f":"AA11*G11+($A$4-80)*AH11*$A$8/1000","v":0},{"$f":"AB11*I11+($A$4-80)*AI11*$A$8/1000","v":0},0,0,0]
[1600,72,0,0,0,0,0,0,{"$f":"U12*$I$13","v":0},0,0,0,0,0,0,0,null,1.341719077568134,1.2578616352201257,1.1740041928721174,1.0922431865828093,1.0104821802935011,0.92872117400419274,0.84696016771488458,0.51406249999999998,0.52500000000000002,0.53749999999999998,0.55086372360844527,0.56016597510373445,0.57336343115124155,0.58910891089108919,1.06,1.06,1.06,1.06,1.06,1.06,1.06,{"$f":"Y12*C12+($A$4-80)*AF12*$A$12/1000","v":0},{"$f":"Z12*E12+($A$4-80)*AG12*$A$12/1000","v":0},{"$f":"AA12*G12+($A$4-80)*AH12*$A$12/1000","v":0},{"$f":"AB12*I12+($A$4-80)*AI12*$A$12/1000","v":0},{"$f":"AC12*K12+($A$4-80)*AJ12*$A$12/1000","v":0},{"$f":"AD12*M12+($A$4-80)*AK12*$A$12/1000","v":0},{"$f":"AE12*O12+($A$4-80)*AL12*$A$12/1000","v":0}]
[null,67,0,0,0,0,0,0,{"$f":"B2","v":0},0,0,0,0,0,0,0,null,1.2368972746331237,1.1572327044025157,1.0796645702306078,1,0.9161425576519916,0.83228511530398319,0.7484276729559749,0.7,0.71920289855072461,0.73980582524271843,0.76519916142557642,0.79862700228832939,0.83627204030226698,0.88235294117647056,1.06,1.06,1.06,1.06,1.06,1.06,1.06,{"$f":"Y13*C13+($A$4-80)*AF13*$A$12/1000","v":0},{"$f":"Z13*E13+($A$4-80)*AG13*$A$12/1000","v":0},{"$f":"AA13*G13+($A$4-80)*AH13*$A$12/1000","v":0},{"$f":"AB13*I13+($A$4-80)*AI13*$A$12/1000","v":0},{"$f":"AC13*K13+($A$4-80)*AJ13*$A$12/1000","v":0},{"$f":"AD13*M13+($A$4-80)*AK13*$A$12/1000","v":0},{"$f":"AE13*O13+($A$4-80)*AL13*$A$12/1000","v":0}]
[null,62,0,0,0,0,0,0,{"$f":"U14*$I$13","v":0},0,0,0,0,0,0,0,null,1.1236897274633124,1.0440251572327042,0.96226415094339612,0.88050314465408797,0.81551362683438144,0.75052410901467492,0.68553459119496862,0.92723880597014929,0.9538152610441768,0.98692810457516333,1,1,1,1,1.06,1.06,1.06,1.06,1.06,1.06,1.06,0,{"$f":"Z14*E14+($A$4-80)*AG14*$A$12/1000","v":0},{"$f":"AA14*G14+($A$4-80)*AH14*$A$12/1000","v":0},0,0,0,0]
[null,57,0,0,0,0,0,0,0,0,0,0,0,0,0,0,null,1.0670859538784065,1.0104821802935011,0.95387840670859536,0.8972746331236896,0.82389937106918232,0.75052410901467492,0.67714884696016764,1,1,1,1,1,1,1,1.06,1.06,1.06,1.06,1.06,1.06,1.06,0,{"$f":"Z15*E15+($A$4-80)*AG15*$A$12/1000","v":0},{"$f":"AA15*G15+($A$4-80)*AH15*$A$12/1000","v":0},0,0,0,0]
[1800,72,0,0,0,0,0,0,0,0,0,0,0,0,0,0,null,1.3668763102725368,1.2746331236897273,1.1844863731656183,1.0922431865828093,1.0146750524109014,0.93710691823899372,0.8574423480083857,0.51993865030674846,0.53618421052631582,0.55221238938053097,0.57197696737044146,0.58057851239669422,0.59284116331096193,0.60635696821515894,1.06,1.06,1.06,1.06,1.06,1.06,1.06,{"$f":"Y16*C16+($A$4-80)*AF16*$A$16/1000","v":0},{"$f":"Z16*E16+($A$4-80)*AG16*$A$16/1000","v":0},{"$f":"AA16*G16+($A$4-80)*AH16*$A$16/1000","v":0},{"$f":"AB16*I16+($A$4-80)*AI16*$A$16/1000","v":0},{"$f":"AC16*K16+($A$4-80)*AJ16*$A$16/1000","v":0},{"$f":"AD16*M16+($A$4-80)*AK16*$A$16/1000","v":0},{"$f":"AE16*O16+($A$4-80)*AL16*$A$16/1000","v":0}]
[null,67,0,0,0,0,0,0,0,0,0,0,0,0,0,0,null,1.2578616352201257,1.1781970649895177,1.0985324947589097,1.0188679245283019,0.93081761006289299,0.84276729559748431,0.75262054507337517,0.72333333333333327,0.7437722419928825,0.76717557251908408,0.79423868312757206,0.83108108108108103,0.87562189054726369,0.93314763231197773,1.06,1.06,1.06,1.06,1.06,1.06,1.06,{"$f":"Y17*C17+($A$4-80)*AF17*$A$16/1000","v":0},{"$f":"Z17*E17+($A$4-80)*AG17*$A$16/1000","v":0},{"$f":"AA17*G17+($A$4-80)*AH17*$A$16/1000","v":0},{"$f":"AB17*I17+($A$4-80)*AI17*$A$16/1000","v":0},{"$f":"AC17*K17+($A$4-80)*AJ17*$A$16/1000","v":0},{"$f":"AD17*M17+($A$4-80)*AK17*$A$16/1000","v":0},{"$f":"AE17*O17+($A$4-80)*AL17*$A$16/1000","v":0}]
[null,62,0,0,0,0,0,0,0,0,0,0,0,0,0,0,null,1.1446540880503144,1.0649895178197064,0.98322851153039825,0.90146750524109009,0.84696016771488458,0.79245283018867918,0.73794549266247378,0.97252747252747251,0.99409448818897639,1,1,1,1,1,1.06,1.06,1.06,1.06,1.06,1.06,1.06,0,{"$f":"Z18*E18+($A$4-80)*AG18*$A$16/1000","v":0},{"$f":"AA18*G18+($A$4-80)*AH18*$A$16/1000","v":0},0,0,0,0]
[null,57,0,0,0,0,0,0,0,0,0,0,0,0,0,0,null,1.1090146750524108,1.0545073375262053,0.99790356394129975,0.94129979035639399,0.86792452830188671,0.79245283018867918,0.71907756813417179,1,1,1,1,1,1,1,1.06,1.06,1.06,1.06,1.06,1.06,1.06,0,{"$f":"Z19*E19+($A$4-80)*AG19*$A$16/1000","v":0},{"$f":"AA19*G19+($A$4-80)*AH19*$A$16/1000","v":0},0,0,0,0]

{"sheet":"YHJR_60","index":86,"n_rows":19,"n_cols":45,"rows_kept":19,"cut":false,"hidden":true,"merged":[[2,0,2,1],[2,2,2,15],[3,2,3,3],[3,4,3,5],[3,6,3,7],[3,8,3,9],[3,10,3,11],[3,12,3,13],[3,14,3,15],[4,12,4,13],[4,14,4,15],[7,0,10,0],[11,0,14,0],[4,6,4,7],[4,8,4,9],[5,9,6,9],[5,12,6,12],[5,13,6,13],[5,14,6,14],[5,15,6,15],[15,0,18,0],[5,10,6,10],[5,11,6,11],[5,2,6,2],[5,3,6,3],[5,4,6,4],[5,5,6,5],[5,6,6,6],[5,7,6,7],[5,8,6,8],[4,0,6,0],[4,1,6,1],[4,2,4,3],[4,4,4,5],[4,10,4,11]]}
[]
["YHJR_60"]
["Evaporator Air \n",null,"Condenser  Entering Air Temperature ˚F"]
[80,"°F DB",65,null,75,null,85,null,95,null,105,null,115,null,125]
["CFM","EWB†\n˚F","Capacity Mbtuh",null,"Capacity Mbtuh",null,"Capacity Mbtuh",null,"Capacity Mbtuh",null,"Capacity Mbtuh",null,"Capacity Mbtuh",null,"Capacity Mbtuh"]
[null,null,"Total","Sens.","Total","Sens.","Total","Sens.","Total","Sens.","Total","Sens.","Total","Sens.","Total","Sens."]
[null,null,null,null,null,null,null,null,null,null,null,null,null,null,null,null,null,"Total Factors",null,null,null,null,null,null,"Sens. %",null,null,null,null,null,null,"IDB Adj",null,null,null,null,null,null,"Sens Calc"]
[1600,72,{"$f":"R8*$I$13","v":0},{"$f":"IF(AM8>C8,C8,AM8)","v":0},{"$f":"S8*$I$13","v":0},{"$f":"IF(AN8>E8,E8,AN8)","v":0},{"$f":"T8*$I$13","v":0},{"$f":"IF(AO8>G8,G8,AO8)","v":0},{"$f":"U8*$I$13","v":0},{"$f":"IF(AP8>I8,I8,AP8)","v":0},{"$f":"V8*$I$13","v":0},{"$f":"IF(AQ8>K8,K8,AQ8)","v":0},{"$f":"W8*$I$13","v":0},{"$f":"IF(AR8>M8,M8,AR8)","v":0},{"$f":"X8*$I$13","v":0},{"$f":"IF(AS8>O8,O8,AS8)","v":0},null,1.2518518518518518,1.1944444444444444,1.1370370370370371,1.0796296296296295,0.9907407407407407,0.90555555555555556,0.82037037037037031,0.51479289940828399,0.51937984496124034,0.52442996742671011,0.53001715265866212,0.54205607476635509,0.55828220858895705,0.57562076749435664,1.06,1.06,1.06,1.06,1.06,1.06,1.06,{"$f":"Y8*C8+($A$4-80)*AF8*$A$8/1000","v":0},{"$f":"Z8*E8+($A$4-80)*AG8*$A$8/1000","v":0},{"$f":"AA8*G8+($A$4-80)*AH8*$A$8/1000","v":0},{"$f":"AB8*I8+($A$4-80)*AI8*$A$8/1000","v":0},{"$f":"AC8*K8+($A$4-80)*AJ8*$A$8/1000","v":0},{"$f":"AD8*M8+($A$4-80)*AK8*$A$8/1000","v":0},{"$f":"AE8*O8+($A$4-80)*AL8*$A$8/1000","v":0}]
[null,67,{"$f":"R9*$I$13","v":0},0,0,{"$f":"IF(AN9>E9,E9,AN9)","v":0},0,{"$f":"IF(AO9>G9,G9,AO9)","v":0},{"$f":"U9*$I$13","v":0},{"$f":"IF(AP9>I9,I9,AP9)","v":0},0,{"$f":"IF(AQ9>K9,K9,AQ9)","v":0},0,{"$f":"IF(AR9>M9,M9,AR9)","v":0},0,{"$f":"IF(AS9>O9,O9,AS9)","v":0},null,1.1537037037037037,1.0962962962962963,1.0407407407407407,0.98333333333333339,0.9018518518518519,0.82222222222222219,0.74259259259259258,0.6886035313001605,0.70439189189189189,0.72064056939501775,0.73822975517890776,0.76796714579055436,0.80405405405405417,0.84538653366583538,1.06,1.06,1.06,1.06,1.06,1.06,1.06,{"$f":"Y9*C9+($A$4-80)*AF9*$A$8/1000","v":0},{"$f":"Z9*E9+($A$4-80)*AG9*$A$8/1000","v":0},{"$f":"AA9*G9+($A$4-80)*AH9*$A$8/1000","v":0},{"$f":"AB9*I9+($A$4-80)*AI9*$A$8/1000","v":0},{"$f":"AC9*K9+($A$4-80)*AJ9*$A$8/1000","v":0},{"$f":"AD9*M9+($A$4-80)*AK9*$A$8/1000","v":0},{"$f":"AE9*O9+($A$4-80)*AL9*$A$8/1000","v":0}]
[null,62,0,0,0,0,0,0,{"$f":"U10*$I$13","v":0},0,0,0,0,0,0,0,null,1.0574074074074074,1.0018518518518518,0.9462962962962963,0.89074074074074072,0.82592592592592595,0.76481481481481473,0.70185185185185184,0.89316987740805598,0.92051756007393704,0.95107632093933459,0.98544698544698539,1,1,1,1.06,1.06,1.06,1.06,1.06,1.06,1.06,0,{"$f":"Z10*E10+($A$4-80)*AG10*$A$8/1000","v":0},{"$f":"AA10*G10+($A$4-80)*AH10*$A$8/1000","v":0},0,0,0,0]
[null,57,0,0,0,0,0,0,{"$f":"U11*$I$13","v":0},0,0,0,0,0,0,0,null,1,0.96111111111111114,0.92037037037037039,0.88148148148148153,0.82037037037037031,0.76111111111111118,0.70185185185185184,1,1,1,1,1,1,1,1.06,1.06,1.06,1.06,1.06,1.06,1.06,0,{"$f":"Z11*E11+($A$4-80)*AG11*$A$8/1000","v":0},{"$f":"AA11*G11+($A$4-80)*AH11*$A$8/1000","v":0},{"$f":"AB11*I11+($A$4-80)*AI11*$A$8/1000","v":0},0,0,0]
[1800,72,0,0,0,0,0,0,{"$f":"U12*$I$13","v":0},0,0,0,0,0,0,0,null,1.2796296296296295,1.2166666666666668,1.1555555555555554,1.0925925925925926,1.0018518518518518,0.91481481481481475,0.82592592592592595,0.52387843704775694,0.52968036529680362,0.53525641025641024,0.5423728813559322,0.55822550831792972,0.5748987854251012,0.59641255605381172,1.06,1.06,1.06,1.06,1.06,1.06,1.06,{"$f":"Y12*C12+($A$4-80)*AF12*$A$12/1000","v":0},{"$f":"Z12*E12+($A$4-80)*AG12*$A$12/1000","v":0},{"$f":"AA12*G12+($A$4-80)*AH12*$A$12/1000","v":0},{"$f":"AB12*I12+($A$4-80)*AI12*$A$12/1000","v":0},{"$f":"AC12*K12+($A$4-80)*AJ12*$A$12/1000","v":0},{"$f":"AD12*M12+($A$4-80)*AK12*$A$12/1000","v":0},{"$f":"AE12*O12+($A$4-80)*AL12*$A$12/1000","v":0}]
[null,67,0,0,0,0,0,0,{"$f":"B2","v":0},0,0,0,0,0,0,0,null,1.174074074074074,1.1148148148148149,1.0574074074074074,1,0.91296296296296287,0.83148148148148149,0.74814814814814812,0.70977917981072558,0.72757475083056466,0.74430823117337996,0.76481481481481473,0.79918864097363085,0.83964365256124729,0.88861386138613863,1.06,1.06,1.06,1.06,1.06,1.06,1.06,{"$f":"Y13*C13+($A$4-80)*AF13*$A$12/1000","v":0},{"$f":"Z13*E13+($A$4-80)*AG13*$A$12/1000","v":0},{"$f":"AA13*G13+($A$4-80)*AH13*$A$12/1000","v":0},{"$f":"AB13*I13+($A$4-80)*AI13*$A$12/1000","v":0},{"$f":"AC13*K13+($A$4-80)*AJ13*$A$12/1000","v":0},{"$f":"AD13*M13+($A$4-80)*AK13*$A$12/1000","v":0},{"$f":"AE13*O13+($A$4-80)*AL13*$A$12/1000","v":0}]
[null,62,0,0,0,0,0,0,{"$f":"U14*$I$13","v":0},0,0,0,0,0,0,0,null,1.0722222222222222,1.0166666666666666,0.96111111111111114,0.90555555555555556,0.84259259259259256,0.78148148148148155,0.71851851851851845,0.93955094991364418,0.95992714025500914,0.98458574181117542,1,1,1,1,1.06,1.06,1.06,1.06,1.06,1.06,1.06,0,{"$f":"Z14*E14+($A$4-80)*AG14*$A$12/1000","v":0},{"$f":"AA14*G14+($A$4-80)*AH14*$A$12/1000","v":0},0,0,0,0]
[null,57,0,0,0,0,0,0,0,0,0,0,0,0,0,0,null,1.037037037037037,0.99444444444444446,0.95,0.90740740740740744,0.84444444444444444,0.78148148148148155,0.71851851851851845,1,1,1,1,1,1,1,1.06,1.06,1.06,1.06,1.06,1.06,1.06,0,{"$f":"Z15*E15+($A$4-80)*AG15*$A$12/1000","v":0},{"$f":"AA15*G15+($A$4-80)*AH15*$A$12/1000","v":0},0,0,0,0]
[2000,72,0,0,0,0,0,0,0,0,0,0,0,0,0,0,null,1.3055555555555556,1.2388888888888889,1.174074074074074,1.1074074074074074,1.0129629629629631,0.92407407407407405,0.83333333333333337,0.53333333333333333,0.54110612855007478,0.54731861198738174,0.55518394648829439,0.57221206581352835,0.59118236472945895,0.61555555555555552,1.06,1.06,1.06,1.06,1.06,1.06,1.06,{"$f":"Y16*C16+($A$4-80)*AF16*$A$16/1000","v":0},{"$f":"Z16*E16+($A$4-80)*AG16*$A$16/1000","v":0},{"$f":"AA16*G16+($A$4-80)*AH16*$A$16/1000","v":0},{"$f":"AB16*I16+($A$4-80)*AI16*$A$16/1000","v":0},{"$f":"AC16*K16+($A$4-80)*AJ16*$A$16/1000","v":0},{"$f":"AD16*M16+($A$4-80)*AK16*$A$16/1000","v":0},{"$f":"AE16*O16+($A$4-80)*AL16*$A$16/1000","v":0}]
[null,67,0,0,0,0,0,0,0,0,0,0,0,0,0,0,null,1.1925925925925926,1.1333333333333333,1.0740740740740742,1.0148148148148148,0.92592592592592593,0.8388888888888888,0.75370370370370376,0.73136645962732916,0.74836601307189532,0.76896551724137929,0.79014598540145986,0.83,0.87637969094922752,0.93120393120393108,1.06,1.06,1.06,1.06,1.06,1.06,1.06,{"$f":"Y17*C17+($A$4-80)*AF17*$A$16/1000","v":0},{"$f":"Z17*E17+($A$4-80)*AG17*$A$16/1000","v":0},{"$f":"AA17*G17+($A$4-80)*AH17*$A$16/1000","v":0},{"$f":"AB17*I17+($A$4-80)*AI17*$A$16/1000","v":0},{"$f":"AC17*K17+($A$4-80)*AJ17*$A$16/1000","v":0},{"$f":"AD17*M17+($A$4-80)*AK17*$A$16/1000","v":0},{"$f":"AE17*O17+($A$4-80)*AL17*$A$16/1000","v":0}]
[null,62,0,0,0,0,0,0,0,0,0,0,0,0,0,0,null,1.087037037037037,1.0314814814814814,0.97592592592592597,0.92037037037037039,0.8574074074074074,0.79814814814814816,0.73703703703703694,0.98296422487223167,0.99820466786355477,1,1,1,1,1,1.06,1.06,1.06,1.06,1.06,1.06,1.06,0,{"$f":"Z18*E18+($A$4-80)*AG18*$A$16/1000","v":0},{"$f":"AA18*G18+($A$4-80)*AH18*$A$16/1000","v":0},0,0,0,0]
[null,57,0,0,0,0,0,0,0,0,0,0,0,0,0,0,null,1.0740740740740742,1.0277777777777777,0.98148148148148151,0.93333333333333335,0.86666666666666659,0.80185185185185182,0.73703703703703694,1,1,1,1,1,1,1,1.06,1.06,1.06,1.06,1.06,1.06,1.06,0,{"$f":"Z19*E19+($A$4-80)*AG19*$A$16/1000","v":0},{"$f":"AA19*G19+($A$4-80)*AH19*$A$16/1000","v":0},0,0,0,0]

{"sheet":"Form","index":87,"n_rows":53,"n_cols":17,"rows_kept":53,"cut":false,"hidden":true,"merged":[[1,3,1,8],[2,3,2,8],[13,0,13,15],[26,14,26,15],[26,10,26,11],[18,6,18,11],[26,4,26,5],[26,12,26,13],[26,8,26,9],[25,2,25,15],[25,0,25,1],[26,2,26,3],[17,6,17,11],[26,6,26,7],[52,1,52,4],[28,2,29,2],[28,3,29,3],[28,9,29,9],[28,8,29,8],[27,1,29,1],[27,2,27,3],[27,6,27,7],[38,0,41,0],[27,12,27,13],[28,4,29,4],[28,5,29,5],[28,6,29,6],[28,7,29,7],[30,0,33,0],[27,8,27,9],[27,10,27,11],[28,12,29,12],[27,0,29,0],[28,11,29,11],[28,15,29,15],[27,4,27,5],[34,0,37,0],[28,13,29,13],[28,10,29,10],[27,14,27,15],[28,14,29,14]]}
[]
[null,null,"Select York Condenser:  "]
[null,null,"ADP Evaporator:  ",null,null,null,null,null,null,null,null,null,null,24]
[null,null,"Nominal Capacity:  ",null,"(Mbtuh)",null,null,null,null,null,null,"Condenser Entering Air Temperature: ",null,null,"to",null,"(°F) Dry Bulb"]
[null,null,"AHRI Rated Capacity:  ",null,"(Mbtuh) @ 95 ˚F & 80/67 ˚F conditions",null,null,null,null,null,null,"Evaporator Air Flow (CFM): ",null,null,"to"]
[null,null,"Entering Evaporator Air (DB):  ",null,"(°F) Dry Bulb -- 80°F Standard",null,null,null,null,null,null,"Entering Evaporator Air (WB):  ",null,"(°F) Wet Bulb, 57°F to 72°F"]
[null,null,null,null,null,null,null,null,null,null,null,null,null,48]
[null,null,null,null,null,null,null,null,null,null,null,null,null,"CFM"]
[]
[]
[]
[]
[]
["Extended Ratings"]
[]
[]
[]
[null,null,null,null,null,"York Condenser :  "]
[null,null,null,null,null,"ADP Evaporator:  "]
[null,null,null,null,null,"Condenser Entering Air Temperature: ",null,"(°F) Dry Bulb, 65°F to 125°F"]
[null,null,null,null,null,"Evaporator Air Flow:",null,"CFM"]
[null,null,null,null,null,"Entering Evaporator Air (DB):  ",null,"(°F) Dry Bulb"]
[null,null,null,null,null,"Entering Evaporator Air (WB):  ",null,"(°F) Wet Bulb, 57°F to 72°F"]
[null,null,null,null,null,"AHRI Rated Capacity:  ",null,"(Mbtuh) @ 95 ˚F & 80/67 ˚F conditions"]
[]
["Evaporator Air \n",null,"Condenser  Entering Air Temperature ˚F"]
[80,"°F DB"]
["CFM","EWB†\n˚F","Capacity Mbtuh",null,"Capacity Mbtuh",null,"Capacity Mbtuh",null,"Capacity Mbtuh",null,"Capacity Mbtuh",null,"Capacity Mbtuh",null,"Capacity Mbtuh"]
[null,null,"Total","Sens.","Total","Sens.","Total","Sens.","Total","Sens.","Total","Sens.","Total","Sens.","Total","Sens."]
[]
[]
[]
[]
[]
[]
[]
[]
[]
[]
[]
[]
[]
[]
[null,null,null,"Condenser Entering Air Temperature: ",null,"(°F) Dry Bulb, 65°F to 125°F",null,null,null,"CAPACITY IN MBTUH UNDER SPECIFIC CONDITIONS LISTED"]
[null,null,null,"Evaporator Air Flow:",null,"CFM",null,null,null,null,"TOTAL"]
[null,null,null,"Entering Evaporator Air (WB):  ",null,"(°F) Wet Bulb, 57°F to 72°F",null,null,null,null,"SENSIBLE"]
[]
["Notes:","† Entering Wet Bulb"]
[null,"Extended ratings are not certified.  They are calculated based upon typical condenser performance curves and are for engineering information only."]
[null,"When the required data fall between the published data, interpolation may be performed. Extrapolation is not an acceptable practice."]
[null,"Displayed sensible capacity has been adjusted based upon indoor DB.  Sensible capacity will increase with higher indoor DB and decrease with lower indoor DB."]
[null,"The magnitude of the adjustment depends partially on evaporator air flow, with greater adjustment at higher CFM."]
["Printed:",null,null,null,null,null,null,null,null,null,null,null,null,null,null,"Y-19-A"]

{"sheet":"Instructions","index":88,"n_rows":46,"n_cols":5,"rows_kept":46,"cut":false,"hidden":true,"merged":[]}
[]
[]
[]
[]
[]
[]
[null,"This spreadsheet generates capacity information for ADP rated matches at other than nominal conditions."]
[null,"The information is provided is not certified and is provided for engineering use only."]
[]
[null,"The latest version will always be available at:  www.adpnow.com/extratings/"]
[]
[null,"In order to generate an extended rating, you will need the following information:"]
[null,null,"Condenser model number"]
[null,null,"ADP coil model number"]
[null,null,"Nominal capacity"]
[null,null,"Rated capacity (from AHRI database)"]
[null,null,"Condenser entering air dry bulb temperature"]
[null,null,"Indoor entering air dry bulb temperature"]
[null,null,"Indoor entering air wet bulb temperature"]
[null,null,"Indoor airflow"]
[]
[null,"Select the condenser series and nominal tonnage form the drop down lists."]
[null,"Enter the remaining information in the correct cells. Note there are limits on the range of values allowed."]
[null,"Click on \"Calculate\" to calculate the extended ratings."]
[null,"The table will show capacities for various conditions.  The capacities at the specific design point are "]
[null,"at the bottom of the page."]
[null,"From this point you may:"]
[null,null,"Click \"Clear\" to clear the form and start over."]
[null,null,"Click \"Print\" to print a copy of the data."]
[null,null,"Click \"Copy\" to copy the data to a new spreadsheet and save it in the same directory."]
[]
[null,"Notes:","Displayed sensible capacity has been adjusted based upon indoor DB. Sensible capacity will"]
[null,null,"increase with higher indoor DB and decrease with lower indoor DB.  The magnitude of the "]
[null,null,"adjustment depends partially on evaporator air flow, with greater adjustment at higher CFM."]
[]
[null,"Versions:","Y-11-A","2010-11-05","Initial public release"]
[null,null,"Y-11-B","2011-04-01","Added YHJR"]
[null,null,"Y-11-C","2011-05-25","Updated sensible calc and check for capacity units"]
[null,null,"Y-12-A","2012-01-03","Renewed date key through 2012"]
[null,null,"Y-12-B","2012-02-28","Added YHJF"]
[null,null,"Y-13-A","2012-12-31","Renewed date key through 2013"]
[null,null,"Y-14-A","2013-12-31","Renewed date key through 2014"]
[null,null,"Y-14-B","2014-05-27","Added YHJD (3 Phase)"]
[null,null,"Y-15-A","2015-01-31","Renewed date key through 2015"]
[null,null,"Y-16-A","2016-03-22","Added YCS & Renewed date key through 2016"]
[null,null,"Y-19-A","2019-05-20","New Version"]

{"sheet":"Prompt","index":89,"n_rows":17,"n_cols":2,"rows_kept":17,"cut":false,"hidden":false,"merged":[]}
[]
[]
[]
[]
[]
[null,"In order to use this spreadsheet, "]
[null,"Please enable Macros in your security settings."]
[]
[null,"Enabling Macros in Excel 2007"]
[null,"1. In Excel, click the Office button in the upper left corner of the screen."]
[null,"2. Click the \"Excel Options\" button in the lower right."]
[null,"3. Click the \"Trust Center\" button on the left. Then, at the bottom right, select \"Trust Center Settings\" as shown below."]
[null,"4. In the next window, select \"Macro Settings,\" then select the radio button for \"Disable all macros with notification.\""]
[null,"5. When openning this spreadsheet, you will see a warning like this in the menu bar:"]
[]
[]
[null,"6. Select \"Enable this content\" and click \"Okay\".  The spreadsheet will now be functional."]