{"text_format":"1","workbook":"xlsx","n_sheets":79,"sheets":["notes","Options","Calcs","RASL_24","RASL_25","RASL_36","RASL_37","RASL_39","RASL_48","RASL_60","14AJM_18","14AJM_24","14AJM_25","14AJM_30","14AJM_36","14AJM_42","14AJM_48","14AJM_49","14AJM_56","14AJM_60","16AJL_24","16AJL_36","16AJL_48","16AJL_60","RANL_18","RANL_24","RANL_37","RANL_43","RANL_49","RANL_60","RAPM_18","RAPM_24","RAPM_30","RAPM_36","RAPM_42","RAPM_48","RAPM_56","RAPM_60","RARL_24","RARL_25","RARL_37","RARL_49","RARL_60","13AJN_18","13AJN_24","13AJN_30","13AJN_36","13AJN_42","13AJN_48","13AJN_60","RA13_18","RA13_24","RA13_30","RA13_36","RA13_42","RA13_48","RA13_60","RA14_18","RA14_24","RA14_30","RA14_36","RA14_42","RA14_48","RA14_60","RA16_18","RA16_24","RA16_30","RA16_36","RA16_42","RA16_48","RA16_60","RA17_24","RA17_36","RA17_48","RA17_60","Form","Instructions","Prompt","Sheet1"],"not_rendered":{"charts":0,"images":7,"macros":1,"external_links":0,"defined_names":79,"comments":0,"pivot_tables":0},"unopened":[],"bounds":{"document_bytes":16777216,"sheet_cells":100000,"rows_first":2000,"rows_last":500,"rows_between":2000,"halvings":0,"cell_chars":16384,"cell_head_chars":4096},"cells_cut":0,"cells_raw":0,"read":"whole","date_system":"1900"}

{"sheet":"notes","index":0,"n_rows":65,"n_cols":16,"rows_kept":65,"cut":false,"hidden":true,"merged":[]}
[]
[null,null,null,null,null,null,null,{"$f":"SUM(H3:H8)","v":0}]
[null,null,600,24,600,1000,{"$f":"IF(Form!$D$4=D3,1,0)","v":0},{"$f":"IF(G3=1,IF(OR(E3>Form!M$5,F3<Form!M$5),1,0),0)","v":0}]
[null,null,800,30,800,1200,{"$f":"IF(Form!$D$4=D4,1,0)","v":0},{"$f":"IF(G4=1,IF(OR(E4>Form!M$5,F4<Form!M$5),1,0),0)","v":0}]
[null,null,1000,36,1000,1400,{"$f":"IF(Form!$D$4=D5,1,0)","v":0},{"$f":"IF(G5=1,IF(OR(E5>Form!M$5,F5<Form!M$5),1,0),0)","v":0}]
[null,null,1200,42,1200,1600,{"$f":"IF(Form!$D$4=D6,1,0)","v":0},{"$f":"IF(G6=1,IF(OR(E6>Form!M$5,F6<Form!M$5),1,0),0)","v":0}]
[null,null,1400,48,1400,1800,{"$f":"IF(Form!$D$4=D7,1,0)","v":0},{"$f":"IF(G7=1,IF(OR(E7>Form!M$5,F7<Form!M$5),1,0),0)","v":0}]
[null,null,1600,60,1600,2000,{"$f":"IF(Form!$D$4=D8,1,0)","v":0},{"$f":"IF(G8=1,IF(OR(E8>Form!M$5,F8<Form!M$5),1,0),0)","v":0}]
[null,null,1800]
[null,null,2000]
[]
[]
[null,null,null,"Total"]
[null,{"$f":"Form!M5+Form!M6","v":0},null,null,{"$f":"E31","v":0},{"$f":"F31","v":0},0,0,0,0,0,{"$f":"SUM(E14:K14)","v":0},null,null,null,58]
[null,null,null,null,{"$f":"Form!C27","v":85},{"$f":"Form!E27","v":90},{"$f":"Form!G27","v":95},{"$f":"Form!I27","v":100},{"$f":"Form!K27","v":105},{"$f":"Form!M27","v":110},{"$f":"Form!O27","v":115}]
[{"$f":"C16+D16","v":0},{"$f":"P16","v":0},{"$f":"Form!A31","v":0},{"$f":"Form!B31","v":0},{"$f":"Form!C31","v":0},{"$f":"Form!E31","v":0},{"$f":"Form!G31","v":0},{"$f":"Form!I31","v":0},{"$f":"Form!K31","v":0},{"$f":"Form!M31","v":0},{"$f":"Form!O31","v":0},{"$f":"Form!$M$5+Form!M$6","v":0},{"$f":"IF(C16+D16=Form!M$5+Form!M$6,1,0)","v":1},{"$f":"IF(A16<L16,1,0)","v":0},{"$f":"IF(A16>L16,2,0)","v":0},{"$f":"IF(AND(N16=1,N17=0),1,0)+IF(AND(O15=0,O16=2),2,0)","v":0}]
[{"$f":"C17+D17","v":0},{"$f":"P17","v":0},{"$f":"C16","v":0},{"$f":"Form!B32","v":0},{"$f":"Form!C32","v":0},{"$f":"Form!E32","v":0},{"$f":"Form!G32","v":0},{"$f":"Form!I32","v":0},{"$f":"Form!K32","v":0},{"$f":"Form!M32","v":0},{"$f":"Form!O32","v":0},{"$f":"Form!$M$5+Form!M$6","v":0},{"$f":"IF(C17+D17=Form!M$5+Form!M$6,1,0)","v":1},{"$f":"IF(A17<L17,1,0)","v":0},{"$f":"IF(A17>L17,2,0)","v":0},{"$f":"IF(AND(N17=1,N18=0),1,0)+IF(AND(O16=0,O17=2),2,0)","v":0}]
[0,0,{"$f":"C17","v":0},{"$f":"Form!B33","v":0},{"$f":"Form!C33","v":0},{"$f":"Form!E33","v":0},{"$f":"Form!G33","v":0},{"$f":"Form!I33","v":0},{"$f":"Form!K33","v":0},{"$f":"Form!M33","v":0},{"$f":"Form!O33","v":0},{"$f":"Form!$M$5+Form!M$6","v":0},{"$f":"IF(C18+D18=Form!M$5+Form!M$6,1,0)","v":1},0,{"$f":"IF(A18>L18,2,0)","v":0},{"$f":"IF(AND(N18=1,N19=0),1,0)+IF(AND(O17=0,O18=2),2,0)","v":0}]
[0,0,{"$f":"C18","v":0},{"$f":"Form!B34","v":0},{"$f":"Form!C34","v":0},{"$f":"Form!E34","v":0},{"$f":"Form!G34","v":0},{"$f":"Form!I34","v":0},{"$f":"Form!K34","v":0},{"$f":"Form!M34","v":0},{"$f":"Form!O34","v":0},{"$f":"Form!$M$5+Form!M$6","v":0},{"$f":"IF(C19+D19=Form!M$5+Form!M$6,1,0)","v":1},0,{"$f":"IF(A19>L19,2,0)","v":0},{"$f":"IF(AND(N19=1,N20=0),1,0)+IF(AND(O18=0,O19=2),2,0)","v":0}]
[0,0,{"$f":"Form!A35","v":0},{"$f":"Form!B35","v":0},{"$f":"Form!C35","v":0},{"$f":"Form!E35","v":0},{"$f":"Form!G35","v":0},{"$f":"Form!I35","v":0},{"$f":"Form!K35","v":0},{"$f":"Form!M35","v":0},{"$f":"Form!O35","v":0},{"$f":"Form!$M$5+Form!M$6","v":0},{"$f":"IF(C20+D20=Form!M$5+Form!M$6,1,0)","v":1},0,{"$f":"IF(A20>L20,2,0)","v":0},{"$f":"IF(AND(N20=1,N21=0),1,0)+IF(AND(O19=0,O20=2),2,0)","v":0}]
[0,0,{"$f":"C20","v":0},{"$f":"Form!B36","v":0},{"$f":"Form!C36","v":0},{"$f":"Form!E36","v":0},{"$f":"Form!G36","v":0},{"$f":"Form!I36","v":0},{"$f":"Form!K36","v":0},{"$f":"Form!M36","v":0},{"$f":"Form!O36","v":0},{"$f":"Form!$M$5+Form!M$6","v":0},{"$f":"IF(C21+D21=Form!M$5+Form!M$6,1,0)","v":1},0,{"$f":"IF(A21>L21,2,0)","v":0},{"$f":"IF(AND(N21=1,N22=0),1,0)+IF(AND(O20=0,O21=2),2,0)","v":0}]
[0,0,{"$f":"C21","v":0},{"$f":"Form!B37","v":0},{"$f":"Form!C37","v":0},{"$f":"Form!E37","v":0},{"$f":"Form!G37","v":0},{"$f":"Form!I37","v":0},{"$f":"Form!K37","v":0},{"$f":"Form!M37","v":0},{"$f":"Form!O37","v":0},{"$f":"Form!$M$5+Form!M$6","v":0},{"$f":"IF(C22+D22=Form!M$5+Form!M$6,1,0)","v":1},0,0,0]
[0,0,{"$f":"C22","v":0},{"$f":"Form!B38","v":0},{"$f":"Form!C38","v":0},{"$f":"Form!E38","v":0},{"$f":"Form!G38","v":0},{"$f":"Form!I38","v":0},{"$f":"Form!K38","v":0},{"$f":"Form!M38","v":0},{"$f":"Form!O38","v":0},{"$f":"Form!$M$5+Form!M$6","v":0},{"$f":"IF(C23+D23=Form!M$5+Form!M$6,1,0)","v":1},0,0,0]
[0,0,{"$f":"Form!A39","v":0},{"$f":"Form!B39","v":0},{"$f":"Form!C39","v":0},{"$f":"Form!E39","v":0},{"$f":"Form!G39","v":0},{"$f":"Form!I39","v":0},{"$f":"Form!K39","v":0},{"$f":"Form!M39","v":0},{"$f":"Form!O39","v":0},{"$f":"Form!$M$5+Form!M$6","v":0},{"$f":"IF(C24+D24=Form!M$5+Form!M$6,1,0)","v":1},0,0,0]
[0,0,{"$f":"C24","v":0},{"$f":"Form!B40","v":0},{"$f":"Form!C40","v":0},{"$f":"Form!E40","v":0},{"$f":"Form!G40","v":0},{"$f":"Form!I40","v":0},{"$f":"Form!K40","v":0},{"$f":"Form!M40","v":0},{"$f":"Form!O40","v":0},{"$f":"Form!$M$5+Form!M$6","v":0},{"$f":"IF(C25+D25=Form!M$5+Form!M$6,1,0)","v":1},0,0,0]
[0,0,{"$f":"C25","v":0},{"$f":"Form!B41","v":0},{"$f":"Form!C41","v":0},{"$f":"Form!E41","v":0},{"$f":"Form!G41","v":0},{"$f":"Form!I41","v":0},{"$f":"Form!K41","v":0},{"$f":"Form!M41","v":0},{"$f":"Form!O41","v":0},{"$f":"Form!$M$5+Form!M$6","v":0},{"$f":"IF(C26+D26=Form!M$5+Form!M$6,1,0)","v":1},0,0,0]
[0,0,{"$f":"C26","v":0},{"$f":"Form!B42","v":0},{"$f":"Form!C42","v":0},{"$f":"Form!E42","v":0},{"$f":"Form!G42","v":0},{"$f":"Form!I42","v":0},{"$f":"Form!K42","v":0},{"$f":"Form!M42","v":0},{"$f":"Form!O42","v":0},{"$f":"Form!$M$5+Form!M$6","v":0},{"$f":"IF(C27+D27=Form!M$5+Form!M$6,1,0)","v":1},0,0,0]
[0,{"$f":"SUM(B16:B27)","v":0}]
[null,null,null,null,null,{"$f":"IF(AND(F15>Form!$M$4,E15<Form!$M$4),2,0)","v":0},{"$f":"IF(AND(G15>Form!$M$4,F15<Form!$M$4),2,0)","v":0},{"$f":"IF(AND(H15>Form!$M$4,G15<Form!$M$4),2,0)","v":0},{"$f":"IF(AND(I15>Form!$M$4,H15<Form!$M$4),2,0)","v":0},{"$f":"IF(AND(J15>Form!$M$4,I15<Form!$M$4),2,0)","v":0},{"$f":"IF(AND(K15>Form!$M$4,J15<Form!$M$4),2,0)","v":0}]
[null,null,{"$f":"HLOOKUP(1,E14:K15,2,FALSE)","v":{"$error":"#N/A"}},null,{"$f":"IF(F29=2,1,0)","v":0},{"$f":"IF(G29=2,1,0)","v":0},0,0,0,0,0]
[null,null,{"$f":"HLOOKUP(2,E14:K15,2,FALSE)","v":{"$error":"#N/A"}},null,{"$f":"SUM(E29:E30)","v":0},0,0,0,0,0,0]
[null,{"$f":"(VLOOKUP(1,B14:K27,3,FALSE))","v":{"$error":"#N/A"}},{"$f":"IF(ISERROR(B32),0,B32)","v":0},null,{"$f":"(C34-C35)/(C32-C33)*(Form!$M$6-C33)+C35","v":{"$error":"#N/A"}},{"$f":"(C36-C37)/(C32-C33)*(Form!M6-C33)+C37","v":{"$error":"#N/A"}}]
[null,{"$f":"VLOOKUP(2,B14:K27,3,FALSE)","v":{"$error":"#N/A"}},{"$f":"IF(ISERROR(B33),0,B33)","v":0},null,{"$f":"IF(AND(B28=0,L14=3),VLOOKUP(Form!$M$5+Form!$M$6,notes!A14:K27,MATCH(1,notes!A14:K14,FALSE),FALSE),0)","v":0},{"$f":"IF(AND(B28=0,L14=3),VLOOKUP(Form!$M$5+Form!$M$6,notes!A14:K27,MATCH(2,notes!A14:K14,FALSE),FALSE),0)","v":0},null,null,"exactly"]
[null,{"$f":"VLOOKUP(1,B14:K27,MATCH(1,B14:K14,FALSE),FALSE)","v":{"$error":"#N/A"}},{"$f":"MIN(B34,B36)","v":{"$error":"#N/A"}},null,{"$f":"IF(ISERROR(E32),E33,E32)","v":0},{"$f":"IF(ISERROR(F32),F33,F32)","v":0},null,null,"x","y","err1","err2","err3","ans"]
[null,{"$f":"VLOOKUP(2,B14:K27,MATCH(1,B14:K14,FALSE),FALSE)","v":{"$error":"#N/A"}},{"$f":"MAX(B35,B37)","v":{"$error":"#N/A"}},null,{"$f":"MIN(E34:F34)","v":0},{"$f":"MAX(E34:F34)","v":0},null,null,"y","y",{"$f":"IF(ISERROR(VLOOKUP(Form!$M$5+Form!$M$6,notes!A15:K27,MATCH(Form!$M$4,notes!A15:K15,FALSE),FALSE)),0,VLOOKUP(Form!$M$5+Form!$M$6,notes!A15:K27,MATCH(Form!$M$4,notes!A15:K15,FALSE),FALSE))","v":0},null,null,{"$f":"SUM(K35:M35)","v":0}]
[null,{"$f":"VLOOKUP(1,B14:K27,MATCH(2,B14:K14,FALSE),FALSE)","v":{"$error":"#N/A"}},{"$f":"MAX(B36,B34)","v":{"$error":"#N/A"}},null,{"$f":"(E35-F35)/(C31-C30)*(Form!$M$4-C30)+F35","v":{"$error":"#N/A"}},null,null,null,"y","n",null,null,null,{"$f":"SUM(K36:M36)","v":0}]
[null,{"$f":"VLOOKUP(2,B14:K27,MATCH(2,B14:K14,FALSE),FALSE)","v":{"$error":"#N/A"}},{"$f":"MIN(B35,B37)","v":{"$error":"#N/A"}},null,null,null,null,null,"n","n",{"$f":"IF(OR(E36>100000,E36<=0),0,E36)","v":{"$error":"#N/A"}},{"$f":"IF(K37<>0,0,MIN(E32:F32))","v":{"$error":"#N/A"}},{"$f":"IF(AND(L37=0,K37=0),C34,0)","v":{"$error":"#N/A"}},{"$f":"SUM(K37:M37)","v":{"$error":"#N/A"}}]
[null,null,null,null,null,null,null,null,null,null,null,null,null,{"$f":"IF(ISERROR(N37),N35,N37)","v":0}]
[]
[]
["sens",null,null,null,{"$f":"E58","v":0},{"$f":"F58","v":0},0,0,0,0,0,{"$f":"SUM(E41:K41)","v":0}]
[null,null,null,null,{"$f":"E15","v":85},{"$f":"F15","v":90},95,100,105,110,115]
[{"$f":"C43+D43","v":0},{"$f":"P43","v":0},{"$f":"C16","v":0},{"$f":"D16","v":0},{"$f":"Form!D31","v":0},{"$f":"Form!F31","v":0},{"$f":"Form!H31","v":0},{"$f":"Form!J31","v":0},{"$f":"Form!L31","v":0},{"$f":"Form!N31","v":0},{"$f":"Form!P31","v":0},{"$f":"Form!$M$5+Form!M$6","v":0},{"$f":"IF(C43+D43=Form!M$5+Form!M$6,1,0)","v":1},{"$f":"IF(A43<L43,1,0)","v":0},{"$f":"IF(A43>L43,2,0)","v":0},{"$f":"IF(AND(N43=1,N44=0),1,0)+IF(AND(O42=0,O43=2),2,0)","v":0}]
[{"$f":"C44+D44","v":0},{"$f":"P44","v":0},{"$f":"C17","v":0},{"$f":"D17","v":0},{"$f":"Form!D32","v":0},{"$f":"Form!F32","v":0},{"$f":"Form!H32","v":0},{"$f":"Form!J32","v":0},{"$f":"Form!L32","v":0},{"$f":"Form!N32","v":0},{"$f":"Form!P32","v":0},{"$f":"Form!$M$5+Form!M$6","v":0},{"$f":"IF(C44+D44=Form!M$5+Form!M$6,1,0)","v":1},{"$f":"IF(A44<L44,1,0)","v":0},{"$f":"IF(A44>L44,2,0)","v":0},{"$f":"IF(AND(N44=1,N45=0),1,0)+IF(AND(O43=0,O44=2),2,0)","v":0}]
[{"$f":"C45+D45","v":0},0,0,0,{"$f":"Form!D33","v":0},{"$f":"Form!F33","v":0},{"$f":"Form!H33","v":0},{"$f":"Form!J33","v":0},{"$f":"Form!L33","v":0},{"$f":"Form!N33","v":0},{"$f":"Form!P33","v":0},{"$f":"Form!$M$5+Form!M$6","v":0},{"$f":"IF(C45+D45=Form!M$5+Form!M$6,1,0)","v":1},0,{"$f":"IF(A45>L45,2,0)","v":0},{"$f":"IF(AND(N45=1,N46=0),1,0)+IF(AND(O44=0,O45=2),2,0)","v":0}]
[0,0,0,0,{"$f":"Form!D34","v":0},{"$f":"Form!F34","v":0},{"$f":"Form!H34","v":0},{"$f":"Form!J34","v":0},{"$f":"Form!L34","v":0},{"$f":"Form!N34","v":0},{"$f":"Form!P34","v":0},{"$f":"Form!$M$5+Form!M$6","v":0},{"$f":"IF(C46+D46=Form!M$5+Form!M$6,1,0)","v":1},0,{"$f":"IF(A46>L46,2,0)","v":0},{"$f":"IF(AND(N46=1,N47=0),1,0)+IF(AND(O45=0,O46=2),2,0)","v":0}]
[0,0,0,0,{"$f":"Form!D35","v":0},{"$f":"Form!F35","v":0},{"$f":"Form!H35","v":0},{"$f":"Form!J35","v":0},{"$f":"Form!L35","v":0},{"$f":"Form!N35","v":0},{"$f":"Form!P35","v":0},{"$f":"Form!$M$5+Form!M$6","v":0},{"$f":"IF(C47+D47=Form!M$5+Form!M$6,1,0)","v":1},0,{"$f":"IF(A47>L47,2,0)","v":0},{"$f":"IF(AND(N47=1,N48=0),1,0)+IF(AND(O46=0,O47=2),2,0)","v":0}]
[0,0,0,0,{"$f":"Form!D36","v":0},{"$f":"Form!F36","v":0},{"$f":"Form!H36","v":0},{"$f":"Form!J36","v":0},{"$f":"Form!L36","v":0},{"$f":"Form!N36","v":0},{"$f":"Form!P36","v":0},{"$f":"Form!$M$5+Form!M$6","v":0},{"$f":"IF(C48+D48=Form!M$5+Form!M$6,1,0)","v":1},0,{"$f":"IF(A48>L48,2,0)","v":0},{"$f":"IF(AND(N48=1,N49=0),1,0)+IF(AND(O47=0,O48=2),2,0)","v":0}]
[0,0,0,0,{"$f":"Form!D37","v":0},{"$f":"Form!F37","v":0},{"$f":"Form!H37","v":0},{"$f":"Form!J37","v":0},{"$f":"Form!L37","v":0},{"$f":"Form!N37","v":0},{"$f":"Form!P37","v":0},{"$f":"Form!$M$5+Form!M$6","v":0},{"$f":"IF(C49+D49=Form!M$5+Form!M$6,1,0)","v":1},0,0,0]
[0,0,0,0,{"$f":"Form!D38","v":0},{"$f":"Form!F38","v":0},{"$f":"Form!H38","v":0},{"$f":"Form!J38","v":0},{"$f":"Form!L38","v":0},{"$f":"Form!N38","v":0},{"$f":"Form!P38","v":0},{"$f":"Form!$M$5+Form!M$6","v":0},{"$f":"IF(C50+D50=Form!M$5+Form!M$6,1,0)","v":1},0,0,0]
[0,0,0,0,{"$f":"Form!D39","v":0},{"$f":"Form!F39","v":0},{"$f":"Form!H39","v":0},{"$f":"Form!J39","v":0},{"$f":"Form!L39","v":0},{"$f":"Form!N39","v":0},{"$f":"Form!P39","v":0},{"$f":"Form!$M$5+Form!M$6","v":0},{"$f":"IF(C51+D51=Form!M$5+Form!M$6,1,0)","v":1},0,0,0]
[0,0,0,0,{"$f":"Form!D40","v":0},{"$f":"Form!F40","v":0},{"$f":"Form!H40","v":0},{"$f":"Form!J40","v":0},{"$f":"Form!L40","v":0},{"$f":"Form!N40","v":0},{"$f":"Form!P40","v":0},{"$f":"Form!$M$5+Form!M$6","v":0},{"$f":"IF(C52+D52=Form!M$5+Form!M$6,1,0)","v":1},0,0,0]
[0,0,0,0,{"$f":"Form!D41","v":0},{"$f":"Form!F41","v":0},{"$f":"Form!H41","v":0},{"$f":"Form!J41","v":0},{"$f":"Form!L41","v":0},{"$f":"Form!N41","v":0},{"$f":"Form!P41","v":0},{"$f":"Form!$M$5+Form!M$6","v":0},{"$f":"IF(C53+D53=Form!M$5+Form!M$6,1,0)","v":1},0,0,0]
[0,0,0,0,{"$f":"Form!D42","v":0},{"$f":"Form!F42","v":0},{"$f":"Form!H42","v":0},{"$f":"Form!J42","v":0},{"$f":"Form!L42","v":0},{"$f":"Form!N42","v":0},{"$f":"Form!P42","v":0},{"$f":"Form!$M$5+Form!M$6","v":0},{"$f":"IF(C54+D54=Form!M$5+Form!M$6,1,0)","v":1},0,0,0]
[0,{"$f":"SUM(B43:B54)","v":0}]
[null,null,null,null,null,{"$f":"IF(AND(F42>Form!$M$4,E42<Form!$M$4),2,0)","v":0},{"$f":"IF(AND(G42>Form!$M$4,F42<Form!$M$4),2,0)","v":0},{"$f":"IF(AND(H42>Form!$M$4,G42<Form!$M$4),2,0)","v":0},{"$f":"IF(AND(I42>Form!$M$4,H42<Form!$M$4),2,0)","v":0},{"$f":"IF(AND(J42>Form!$M$4,I42<Form!$M$4),2,0)","v":0},{"$f":"IF(AND(K42>Form!$M$4,J42<Form!$M$4),2,0)","v":0}]
[null,null,{"$f":"HLOOKUP(1,E41:K42,2,FALSE)","v":{"$error":"#N/A"}},null,{"$f":"IF(F56=2,1,0)","v":0},{"$f":"IF(G56=2,1,0)","v":0},0,0,0,0,0]
[null,null,{"$f":"HLOOKUP(2,E41:K42,2,FALSE)","v":{"$error":"#N/A"}},null,{"$f":"SUM(E56:E57)","v":0},0,0,0,0,0,0]
[null,{"$f":"(VLOOKUP(1,B41:K54,3,FALSE))","v":{"$error":"#N/A"}},{"$f":"IF(ISERROR(B59),0,B59)","v":0},null,{"$f":"(C61-C62)/(C59-C60)*(Form!$M$6-C60)+C62","v":{"$error":"#N/A"}},{"$f":"(C63-C64)/(C59-C60)*(Form!M6-C60)+C64","v":{"$error":"#N/A"}}]
[null,{"$f":"VLOOKUP(2,B41:K54,3,FALSE)","v":{"$error":"#N/A"}},{"$f":"IF(ISERROR(B60),0,B60)","v":0},null,{"$f":"IF(AND(B55=0,L41=3),VLOOKUP(Form!$M$5+Form!$M$6,notes!A41:K54,MATCH(1,notes!A41:K41,FALSE),FALSE),0)","v":0},{"$f":"IF(AND(B55=0,L41=3),VLOOKUP(Form!$M$5+Form!$M$6,notes!A41:K54,MATCH(2,notes!A41:K41,FALSE),FALSE),0)","v":0},null,null,"exactly"]
[null,{"$f":"VLOOKUP(1,B41:K54,MATCH(1,B41:K41,FALSE),FALSE)","v":{"$error":"#N/A"}},{"$f":"MIN(B61,B63)","v":{"$error":"#N/A"}},null,{"$f":"IF(ISERROR(E59),E60,E59)","v":0},{"$f":"IF(ISERROR(F59),F60,F59)","v":0},null,null,"x","y","err1","err2","err3","ans"]
[null,{"$f":"VLOOKUP(2,B41:K54,MATCH(1,B41:K41,FALSE),FALSE)","v":{"$error":"#N/A"}},{"$f":"MAX(B62,B64)","v":{"$error":"#N/A"}},null,{"$f":"MIN(E61:F61)","v":0},{"$f":"MAX(E61:F61)","v":0},null,null,"y","y",{"$f":"IF(ISERROR(VLOOKUP(Form!$M$5+Form!$M$6,notes!A42:K54,MATCH(Form!$M$4,notes!A42:K42,FALSE),FALSE)),0,VLOOKUP(Form!$M$5+Form!$M$6,notes!A42:K54,MATCH(Form!$M$4,notes!A42:K42,FALSE),FALSE))","v":0},null,null,{"$f":"SUM(K62:M62)","v":0}]
[null,{"$f":"VLOOKUP(1,B41:K54,MATCH(2,B41:K41,FALSE),FALSE)","v":{"$error":"#N/A"}},{"$f":"MAX(B63,B61)","v":{"$error":"#N/A"}},null,{"$f":"(E62-F62)/(C58-C57)*(Form!$M$4-C57)+F62","v":{"$error":"#N/A"}},null,null,null,"y","n",null,null,null,{"$f":"SUM(K63:M63)","v":0}]
[null,{"$f":"VLOOKUP(2,B41:K54,MATCH(2,B41:K41,FALSE),FALSE)","v":{"$error":"#N/A"}},{"$f":"MIN(B62,B64)","v":{"$error":"#N/A"}},null,null,null,null,null,"n","n",{"$f":"IF(OR(E63>100000,E63<=0),0,E63)","v":{"$error":"#N/A"}},{"$f":"IF(K64<>0,0,MIN(E59:F59))","v":{"$error":"#N/A"}},{"$f":"IF(AND(L64=0,K64=0),C61,0)","v":{"$error":"#N/A"}},{"$f":"SUM(K64:M64)","v":{"$error":"#N/A"}}]
[null,{"$f":"VLOOKUP(Form!M32+Form!M33,A41:K54,MATCH(2,A41:K41,FALSE),FALSE)","v":{"$error":"#N/A"}},null,null,null,null,null,null,null,null,null,null,null,{"$f":"IF(ISERROR(N64),N62,N64)","v":0}]

{"sheet":"Options","index":1,"n_rows":11,"n_cols":1,"rows_kept":11,"cut":false,"hidden":true,"merged":[]}
["13AJN"]
["14AJM"]
["16AJL"]
["RA13"]
["RA14"]
["RA16"]
["RA17"]
["RANL"]
["RAPM"]
["RARL"]
["RASL"]

{"sheet":"Calcs","index":2,"n_rows":21,"n_cols":7,"rows_kept":21,"cut":false,"hidden":true,"merged":[[0,4,0,9],[1,4,1,9]]}
[null,null,null,"Condenser :  "]
[null,null,null,"ADP Evaporator:  "]
[null,null,null,"Condenser Entering Air Temperature: ",100,"(°F) Dry Bulb, 85°F to 115°F"]
[null,null,null,"Evaporator Air Flow:",1265,"CFM"]
[null,null,null,"Entering Evaporator Air (DB):  ",77.5,"(°F) Dry Bulb"]
[null,null,null,"Entering Evaporator Air (WB):  ",60.6,"(°F) Wet Bulb, 63°F to 71°F"]
[]
[]
["Total"]
[28.549999999999997,"1200 60.6"]
[]
[null,"Diff 200",{"$f":"A10-A14","v":0.30799999999999983},"Diff 1 cfm",{"$f":"C12/200","v":1.5399999999999991E-3},"  1265 total",{"$f":"A10-(65*E12)","v":28.449899999999996}]
[]
[28.241999999999997,"1400 60.6"]
[]
["Sens"]
[25.319999999999997,"1200 60.6"]
[]
[null,"Diff 200",{"$f":"A17-A21","v":0.55439999999999756},"Diff 1 cfm",{"$f":"C19/200","v":2.771999999999988E-3},"  1265 Sens",{"$f":"A17-(65*E19)","v":25.139819999999997}]
[]
[24.765599999999999,"1400 60.6"]

{"sheet":"RASL_24","index":3,"n_rows":19,"n_cols":45,"rows_kept":19,"cut":false,"hidden":true,"merged":[[2,0,2,1],[2,2,2,15],[3,2,3,3],[3,4,3,5],[3,6,3,7],[3,8,3,9],[3,10,3,11],[3,12,3,13],[3,14,3,15],[5,2,6,2],[5,3,6,3],[5,4,6,4],[5,5,6,5],[5,6,6,6],[5,7,6,7],[5,8,6,8],[4,0,6,0],[4,1,6,1],[4,2,4,3],[4,4,4,5],[4,6,4,7],[4,8,4,9],[5,9,6,9],[5,10,6,10],[5,11,6,11],[5,12,6,12],[5,13,6,13],[5,14,6,14],[5,15,6,15],[4,10,4,11],[4,12,4,13],[4,14,4,15],[41,4,41,15],[42,4,42,5],[42,6,42,7],[42,8,42,9],[42,10,42,11],[42,12,42,13],[42,14,42,15],[7,0,10,0],[11,0,14,0],[15,0,18,0],[31,0,34,0],[35,0,38,0],[41,0,42,1],[44,12,45,12],[44,13,45,13],[44,14,45,14],[44,15,45,15],[46,0,49,0],[50,0,53,0],[43,12,43,13],[43,14,43,15],[44,4,45,4],[44,5,45,5],[44,6,45,6],[44,7,45,7],[44,8,45,8],[44,9,45,9],[44,10,45,10],[44,11,45,11],[43,0,45,0],[43,1,45,1],[43,4,43,5],[43,6,43,7],[43,8,43,9],[43,10,43,11],[54,0,57,0],[60,0,61,1],[60,4,60,15],[61,4,61,5],[61,6,61,7],[61,8,61,9],[61,10,61,11],[61,12,61,13],[61,14,61,15],[63,12,64,12],[63,13,64,13],[63,14,64,14],[63,15,64,15],[65,0,68,0],[69,0,72,0],[62,12,62,13],[62,14,62,15],[63,4,64,4],[63,5,64,5],[63,6,64,6],[63,7,64,7],[63,8,64,8],[63,9,64,9],[63,10,64,10],[63,11,64,11],[62,0,64,0],[62,1,64,1],[62,4,62,5],[62,6,62,7],[62,8,62,9],[62,10,62,11],[73,0,76,0],[79,0,80,1],[79,4,79,15],[80,4,80,5],[80,6,80,7],[80,8,80,9],[80,10,80,11],[80,12,80,13],[80,14,80,15],[82,12,83,12],[82,13,83,13],[82,14,83,14],[82,15,83,15],[84,0,87,0],[88,0,91,0],[81,12,81,13],[81,14,81,15],[82,4,83,4],[82,5,83,5],[82,6,83,6],[82,7,83,7],[82,8,83,8],[82,9,83,9],[82,10,83,10],[82,11,83,11],[81,0,83,0],[81,1,83,1],[81,4,81,5],[81,6,81,7],[81,8,81,9],[81,10,81,11],[92,0,95,0],[98,0,99,1],[98,4,98,15],[99,4,99,5],[99,6,99,7],[99,8,99,9],[99,10,99,11],[99,12,99,13],[99,14,99,15],[101,12,102,12],[101,13,102,13],[101,14,102,14],[101,15,102,15],[103,0,106,0],[107,0,110,0],[100,12,100,13],[100,14,100,15],[101,4,102,4],[101,5,102,5],[101,6,102,6],[101,7,102,7],[101,8,102,8],[101,9,102,9],[101,10,102,10],[101,11,102,11],[100,0,102,0],[100,1,102,1],[100,4,100,5],[100,6,100,7],[100,8,100,9],[100,10,100,11],[111,0,114,0],[117,0,118,1],[117,4,117,15],[118,4,118,5],[118,6,118,7],[118,8,118,9],[118,10,118,11],[118,12,118,13],[118,14,118,15],[130,0,133,0],[120,12,121,12],[120,13,121,13],[120,14,121,14],[120,15,121,15],[122,0,125,0],[126,0,129,0],[119,12,119,13],[119,14,119,15],[120,4,121,4],[120,5,121,5],[120,6,121,6],[120,7,121,7],[120,8,121,8],[120,9,121,9],[120,10,121,10],[120,11,121,11],[119,0,121,0],[119,1,121,1],[119,4,119,5],[119,6,119,7],[119,8,119,9],[119,10,119,11]]}
[]
["RASL_24"]
["Evaporator Air Flow",null,"Condenser  Entering Air Temperature ˚F"]
[775,"CFM",85,null,90,null,95,null,100,null,105,null,110,null,115]
["Evap. Air °F DB","EWB†\n˚F","Capacity Mbtuh",null,"Capacity Mbtuh",null,"Capacity Mbtuh",null,"Capacity Mbtuh",null,"Capacity Mbtuh",null,"Capacity Mbtuh",null,"Capacity Mbtuh"]
[null,null,"Total","Sens.","Total","Sens.","Total","Sens.","Total","Sens.","Total","Sens.","Total","Sens.","Total","Sens."]
[null,null,null,null,null,null,null,null,null,null,null,null,null,null,null,null,null,"Total Factors",null,null,null,null,null,null,"Sens. %",null,null,null,null,null,null,"IDB Adj",null,null,null,null,null,null,"Sens Calc"]
[72,71,{"$f":"R8*$G$17","v":23.670833333333331},{"$f":"IF(AM8>C8,C8,AM8)","v":8.1458333333333321},{"$f":"S8*$G$17","v":23.143750000000001},{"$f":"IF(AN8>E8,E8,AN8)","v":8.0020833333333332},{"$f":"T8*$G$17","v":22.616666666666667},{"$f":"IF(AO8>G8,G8,AO8)","v":7.8583333333333343},{"$f":"U8*$G$17","v":22.137499999999999},{"$f":"IF(AP8>I8,I8,AP8)","v":7.7625000000000002},{"$f":"V8*$G$17","v":21.658333333333331},{"$f":"IF(AQ8>K8,K8,AQ8)","v":7.6666666666666661},{"$f":"W8*$G$17","v":21.179166666666667},{"$f":"IF(AR8>M8,M8,AR8)","v":7.5229166666666671},{"$f":"X8*$G$17","v":20.7},{"$f":"IF(AS8>O8,O8,AS8)","v":7.3791666666666655},null,1.0291666666666666,1.0062500000000001,0.98333333333333328,0.96250000000000002,0.94166666666666665,0.92083333333333328,0.9,0.34412955465587042,0.34575569358178054,0.34745762711864409,0.35064935064935066,0.35398230088495575,0.35520361990950228,0.35648148148148145,1,1,1,1,1,1,1,{"$f":"Y8*C8*AF8","v":8.1458333333333321},{"$f":"Z8*E8*AG8","v":8.0020833333333332},{"$f":"AA8*G8*AH8","v":7.8583333333333343},{"$f":"AB8*I8*AI8","v":7.7625000000000002},{"$f":"AC8*K8*AJ8","v":7.6666666666666661},{"$f":"AD8*M8*AK8","v":7.5229166666666671},{"$f":"AE8*O8*AL8","v":7.3791666666666655}]
[null,67,{"$f":"R9*$G$17","v":22.041666666666668},11.116666666666667,{"$f":"S9*$G$17","v":21.514583333333334},{"$f":"IF(AN9>E9,E9,AN9)","v":10.972916666666668},{"$f":"T9*$G$17","v":20.987500000000001},{"$f":"IF(AO9>G9,G9,AO9)","v":10.829166666666667},{"$f":"U9*$G$17","v":20.508333333333333},{"$f":"IF(AP9>I9,I9,AP9)","v":10.685416666666667},{"$f":"V9*$G$17","v":20.029166666666669},{"$f":"IF(AQ9>K9,K9,AQ9)","v":10.541666666666668},{"$f":"W9*$G$17","v":19.502083333333331},{"$f":"IF(AR9>M9,M9,AR9)","v":10.397916666666665},{"$f":"X9*$G$17","v":18.974999999999998},{"$f":"IF(AS9>O9,O9,AS9)","v":10.254166666666666},null,0.95833333333333337,0.93541666666666667,0.91249999999999998,0.89166666666666672,0.87083333333333335,0.84791666666666665,0.82499999999999996,0.5043478260869565,0.51002227171492209,0.51598173515981738,0.5210280373831776,0.52631578947368418,0.53316953316953319,0.54040404040404044,1,1,1,1,1,1,1,{"$f":"Y9*C9*AF9","v":11.116666666666667},{"$f":"Z9*E9*AG9","v":10.972916666666668},{"$f":"AA9*G9*AH9","v":10.829166666666667},{"$f":"AB9*I9*AI9","v":10.685416666666667},{"$f":"AC9*K9*AJ9","v":10.541666666666668},{"$f":"AD9*M9*AK9","v":10.397916666666665},{"$f":"AE9*O9*AL9","v":10.254166666666666}]
[null,63,23,14.950000000000001,22.329166666666666,14.758333333333333,21.658333333333331,14.566666666666666,21.131249999999998,14.422916666666666,20.604166666666668,14.279166666666669,19.981249999999999,14.039583333333333,19.358333333333334,13.8,null,1,0.97083333333333333,0.94166666666666665,0.91874999999999996,0.89583333333333337,0.86875000000000002,0.84166666666666667,0.65,0.66094420600858372,0.67256637168141598,0.68253968253968256,0.69302325581395352,0.70263788968824936,0.71287128712871284,1,1,1,1,1,1,1,14.950000000000001,14.758333333333333,14.566666666666666,14.422916666666666,14.279166666666669,14.039583333333333,13.8]
[null,59,22.041666666666668,18.6875,21.418749999999999,18.447916666666668,20.795833333333334,18.208333333333332,20.316666666666666,17.872916666666669,19.837500000000002,17.537500000000001,19.310416666666669,17.058333333333334,18.783333333333331,16.579166666666666,null,0.95833333333333337,0.93125000000000002,0.90416666666666667,0.8833333333333333,0.86250000000000004,0.83958333333333335,0.81666666666666665,0.84782608695652173,0.86129753914988816,0.87557603686635943,0.87971698113207553,0.88405797101449279,0.88337468982630274,0.88265306122448983,1,1,1,1,1,1,1,18.6875,18.447916666666668,18.208333333333332,17.872916666666669,17.537500000000001,17.058333333333334,16.579166666666666]
[76,71,26.114583333333336,10.781250000000002,25.587500000000002,10.589583333333335,25.012499999999999,10.397916666666667,24.4375,10.206250000000001,23.862500000000001,10.014583333333334,23.335416666666667,9.7750000000000004,22.808333333333334,9.5833333333333339,null,1.1354166666666667,1.1125,1.0874999999999999,1.0625,1.0375000000000001,1.0145833333333334,0.9916666666666667,0.41284403669724773,0.41385767790262173,0.41570881226053641,0.41764705882352943,0.41967871485943775,0.41889117043121149,0.42016806722689076,1,1,1,1,1,1,1,10.781250000000002,10.589583333333335,10.397916666666667,10.206250000000001,10.014583333333334,9.7750000000000004,9.5833333333333339]
[null,67,24.341666666666669,13.991666666666667,23.71875,13.799999999999999,{"$f":"T13*$G$17","v":23.095833333333331},13.560416666666667,22.568749999999998,13.416666666666664,22.041666666666668,13.272916666666667,21.514583333333334,13.033333333333333,20.987500000000001,12.841666666666667,null,1.0583333333333333,1.03125,1.0041666666666667,0.98124999999999996,0.95833333333333337,0.93541666666666667,0.91249999999999998,0.57480314960629919,0.58181818181818179,0.58713692946058094,0.59447983014861994,0.60217391304347823,0.60579064587973275,0.61187214611872143,1,1,1,1,1,1,1,13.991666666666667,13.799999999999999,13.560416666666667,13.416666666666664,13.272916666666667,13.033333333333333,12.841666666666667]
[null,63,22.952083333333334,18.112500000000001,22.377083333333331,17.920833333333334,21.802083333333332,17.681249999999999,21.227083333333333,17.441666666666666,20.652083333333334,17.202083333333334,20.125,16.962499999999999,19.597916666666666,16.722916666666666,null,0.99791666666666667,0.97291666666666665,0.94791666666666663,0.92291666666666672,0.8979166666666667,0.875,0.8520833333333333,0.78914405010438415,0.80085653104925059,0.81098901098901099,0.82167042889390518,0.83294663573085848,0.84285714285714286,0.85330073349633251,1,1,1,1,1,1,1,18.112500000000001,17.920833333333334,17.681249999999999,17.441666666666666,17.202083333333334,16.962499999999999,16.722916666666666]
[null,59,21.993750000000002,20.939583333333335,21.466666666666669,20.652083333333334,20.891666666666666,20.364583333333332,20.316666666666666,19.885416666666664,19.741666666666667,19.40625,19.214583333333334,18.879166666666666,18.6875,18.352083333333333,null,0.95625000000000004,0.93333333333333335,0.90833333333333333,0.8833333333333333,0.85833333333333328,0.8354166666666667,0.8125,0.95206971677559915,0.9620535714285714,0.97477064220183485,0.97877358490566035,0.98300970873786409,0.98254364089775559,0.982051282051282,1,1,1,1,1,1,1,20.939583333333335,20.652083333333334,20.364583333333332,19.885416666666664,19.40625,18.879166666666666,18.352083333333333]
[80,71,26.066666666666666,14.183333333333332,25.491666666666667,13.94375,24.916666666666664,13.704166666666666,24.341666666666669,13.416666666666668,23.766666666666669,13.129166666666666,23.287499999999998,12.889583333333333,22.808333333333334,12.65,null,1.1333333333333333,1.1083333333333334,1.0833333333333333,1.0583333333333333,1.0333333333333334,1.0125,0.9916666666666667,0.54411764705882348,0.54699248120300747,0.55000000000000004,0.55118110236220474,0.55241935483870963,0.55349794238683125,0.55462184873949583,1,1,1,1,1,1,1,14.183333333333332,13.94375,13.704166666666666,13.416666666666668,13.129166666666666,12.889583333333333,12.65]
[null,67,24.245833333333334,17.058333333333334,23.622916666666669,16.770833333333332,23,16.483333333333334,22.520833333333332,16.243749999999999,22.041666666666668,16.004166666666666,21.514583333333334,15.764583333333334,20.987500000000001,15.525,null,1.0541666666666667,1.0270833333333333,1,0.97916666666666663,0.95833333333333337,0.93541666666666667,0.91249999999999998,0.70355731225296447,0.70993914807302227,0.71666666666666667,0.72127659574468084,0.72608695652173916,0.732739420935412,0.73972602739726023,1,1,1,1,1,1,1,17.058333333333334,16.770833333333332,16.483333333333334,16.243749999999999,16.004166666666666,15.764583333333334,15.525]
[null,63,22.904166666666669,19.454166666666669,22.329166666666666,19.21458333333333,{"$f":"T18*$G$17","v":21.754166666666666},18.975000000000001,21.179166666666667,18.6875,20.604166666666668,18.400000000000002,20.077083333333334,18.160416666666666,19.55,17.920833333333334,null,0.99583333333333335,0.97083333333333333,0.9458333333333333,0.92083333333333328,0.89583333333333337,0.87291666666666667,0.85,0.84937238493723854,0.86051502145922742,0.8722466960352423,0.88235294117647056,0.89302325581395348,0.90453460620525061,0.91666666666666663,1,1,1,1,1,1,1,19.454166666666669,19.21458333333333,18.975000000000001,18.6875,18.400000000000002,18.160416666666666,17.920833333333334]
[null,59,21.945833333333333,20.987500000000001,21.418749999999999,20.747916666666665,{"$f":"T19*$G$17","v":20.891666666666666},20.508333333333333,20.268750000000001,20.029166666666669,19.645833333333332,19.549999999999997,19.118750000000002,19.022916666666667,18.591666666666669,18.495833333333337,null,0.95416666666666672,0.93125000000000002,0.90833333333333333,0.88124999999999998,0.85416666666666663,0.83125000000000004,0.80833333333333335,0.95633187772925765,0.96868008948545858,0.98165137614678899,0.98817966903073284,0.99512195121951219,0.9949874686716792,0.99484536082474229,1,1,1,1,1,1,1,20.987500000000001,20.747916666666665,20.508333333333333,20.029166666666669,19.549999999999997,19.022916666666667,18.495833333333337]

{"sheet":"RASL_25","index":4,"n_rows":19,"n_cols":45,"rows_kept":19,"cut":false,"hidden":true,"merged":[[2,0,2,1],[2,2,2,15],[3,2,3,3],[3,4,3,5],[3,6,3,7],[3,8,3,9],[3,10,3,11],[3,12,3,13],[3,14,3,15],[5,2,6,2],[5,3,6,3],[5,4,6,4],[5,5,6,5],[5,6,6,6],[5,7,6,7],[5,8,6,8],[4,0,6,0],[4,1,6,1],[4,2,4,3],[4,4,4,5],[4,6,4,7],[4,8,4,9],[5,9,6,9],[5,10,6,10],[5,11,6,11],[5,12,6,12],[5,13,6,13],[5,14,6,14],[5,15,6,15],[4,10,4,11],[4,12,4,13],[4,14,4,15],[41,4,41,15],[42,4,42,5],[42,6,42,7],[42,8,42,9],[42,10,42,11],[42,12,42,13],[42,14,42,15],[7,0,10,0],[11,0,14,0],[15,0,18,0],[31,0,34,0],[35,0,38,0],[41,0,42,1],[44,12,45,12],[44,13,45,13],[44,14,45,14],[44,15,45,15],[46,0,49,0],[50,0,53,0],[43,12,43,13],[43,14,43,15],[44,4,45,4],[44,5,45,5],[44,6,45,6],[44,7,45,7],[44,8,45,8],[44,9,45,9],[44,10,45,10],[44,11,45,11],[43,0,45,0],[43,1,45,1],[43,4,43,5],[43,6,43,7],[43,8,43,9],[43,10,43,11],[54,0,57,0],[60,0,61,1],[60,4,60,15],[61,4,61,5],[61,6,61,7],[61,8,61,9],[61,10,61,11],[61,12,61,13],[61,14,61,15],[63,12,64,12],[63,13,64,13],[63,14,64,14],[63,15,64,15],[65,0,68,0],[69,0,72,0],[62,12,62,13],[62,14,62,15],[63,4,64,4],[63,5,64,5],[63,6,64,6],[63,7,64,7],[63,8,64,8],[63,9,64,9],[63,10,64,10],[63,11,64,11],[62,0,64,0],[62,1,64,1],[62,4,62,5],[62,6,62,7],[62,8,62,9],[62,10,62,11],[73,0,76,0],[79,0,80,1],[79,4,79,15],[80,4,80,5],[80,6,80,7],[80,8,80,9],[80,10,80,11],[80,12,80,13],[80,14,80,15],[82,12,83,12],[82,13,83,13],[82,14,83,14],[82,15,83,15],[84,0,87,0],[88,0,91,0],[81,12,81,13],[81,14,81,15],[82,4,83,4],[82,5,83,5],[82,6,83,6],[82,7,83,7],[82,8,83,8],[82,9,83,9],[82,10,83,10],[82,11,83,11],[81,0,83,0],[81,1,83,1],[81,4,81,5],[81,6,81,7],[81,8,81,9],[81,10,81,11],[92,0,95,0],[98,0,99,1],[98,4,98,15],[99,4,99,5],[99,6,99,7],[99,8,99,9],[99,10,99,11],[99,12,99,13],[99,14,99,15],[101,12,102,12],[101,13,102,13],[101,14,102,14],[101,15,102,15],[103,0,106,0],[107,0,110,0],[100,12,100,13],[100,14,100,15],[101,4,102,4],[101,5,102,5],[101,6,102,6],[101,7,102,7],[101,8,102,8],[101,9,102,9],[101,10,102,10],[101,11,102,11],[100,0,102,0],[100,1,102,1],[100,4,100,5],[100,6,100,7],[100,8,100,9],[100,10,100,11],[111,0,114,0],[117,0,118,1],[117,4,117,15],[118,4,118,5],[118,6,118,7],[118,8,118,9],[118,10,118,11],[118,12,118,13],[118,14,118,15],[130,0,133,0],[120,12,121,12],[120,13,121,13],[120,14,121,14],[120,15,121,15],[122,0,125,0],[126,0,129,0],[119,12,119,13],[119,14,119,15],[120,4,121,4],[120,5,121,5],[120,6,121,6],[120,7,121,7],[120,8,121,8],[120,9,121,9],[120,10,121,10],[120,11,121,11],[119,0,121,0],[119,1,121,1],[119,4,119,5],[119,6,119,7],[119,8,119,9],[119,10,119,11]]}
[]
["RASL_25"]
["Evaporator Air Flow",null,"Condenser  Entering Air Temperature ˚F"]
[800,"CFM",85,null,90,null,95,null,100,null,105,null,110,null,115]
["Evap. Air °F DB","EWB†\n˚F","Capacity Mbtuh",null,"Capacity Mbtuh",null,"Capacity Mbtuh",null,"Capacity Mbtuh",null,"Capacity Mbtuh",null,"Capacity Mbtuh",null,"Capacity Mbtuh"]
[null,null,"Total","Sens.","Total","Sens.","Total","Sens.","Total","Sens.","Total","Sens.","Total","Sens.","Total","Sens."]
[null,null,null,null,null,null,null,null,null,null,null,null,null,null,null,null,null,"Total Factors",null,null,null,null,null,null,"Sens. %",null,null,null,null,null,null,"IDB Adj",null,null,null,null,null,null,"Sens Calc"]
[72,71,{"$f":"R8*$G$17","v":24.290322580645164},{"$f":"IF(AM8>C8,C8,AM8)","v":8.6129032258064537},{"$f":"S8*$G$17","v":23.758064516129032},{"$f":"IF(AN8>E8,E8,AN8)","v":8.5161290322580641},{"$f":"T8*$G$17","v":23.225806451612904},{"$f":"IF(AO8>G8,G8,AO8)","v":8.4193548387096779},{"$f":"U8*$G$17","v":22.645161290322584},{"$f":"IF(AP8>I8,I8,AP8)","v":8.2741935483870979},{"$f":"V8*$G$17","v":22.064516129032256},{"$f":"IF(AQ8>K8,K8,AQ8)","v":8.1290322580645142},{"$f":"W8*$G$17","v":21.435483870967744},{"$f":"IF(AR8>M8,M8,AR8)","v":7.935483870967742},{"$f":"X8*$G$17","v":20.806451612903224},{"$f":"IF(AS8>O8,O8,AS8)","v":7.7419354838709671},null,1.0120967741935485,0.98991935483870963,0.967741935483871,0.94354838709677424,0.91935483870967738,0.89314516129032262,0.86693548387096775,0.35458167330677293,0.35845213849287166,0.36249999999999999,0.36538461538461536,0.36842105263157893,0.37020316027088035,0.37209302325581395,1,1,1,1,1,1,1,{"$f":"Y8*C8*AF8","v":8.6129032258064537},{"$f":"Z8*E8*AG8","v":8.5161290322580641},{"$f":"AA8*G8*AH8","v":8.4193548387096779},{"$f":"AB8*I8*AI8","v":8.2741935483870979},{"$f":"AC8*K8*AJ8","v":8.1290322580645142},{"$f":"AD8*M8*AK8","v":7.935483870967742},{"$f":"AE8*O8*AL8","v":7.7419354838709671}]
[null,67,{"$f":"R9*$G$17","v":22.838709677419356},11.516129032258064,{"$f":"S9*$G$17","v":22.306451612903224},{"$f":"IF(AN9>E9,E9,AN9)","v":11.370967741935484},{"$f":"T9*$G$17","v":21.774193548387096},{"$f":"IF(AO9>G9,G9,AO9)","v":11.225806451612902},{"$f":"U9*$G$17","v":21.193548387096776},{"$f":"IF(AP9>I9,I9,AP9)","v":11.080645161290324},{"$f":"V9*$G$17","v":20.612903225806452},{"$f":"IF(AQ9>K9,K9,AQ9)","v":10.935483870967742},{"$f":"W9*$G$17","v":19.983870967741936},{"$f":"IF(AR9>M9,M9,AR9)","v":10.79032258064516},{"$f":"X9*$G$17","v":19.354838709677416},{"$f":"IF(AS9>O9,O9,AS9)","v":10.64516129032258},null,0.95161290322580649,0.92943548387096775,0.907258064516129,0.88306451612903225,0.8588709677419355,0.83266129032258063,0.80645161290322576,0.50423728813559321,0.50976138828633411,0.51555555555555554,0.52283105022831056,0.53051643192488263,0.53995157384987891,0.55000000000000004,1,1,1,1,1,1,1,{"$f":"Y9*C9*AF9","v":11.516129032258064},{"$f":"Z9*E9*AG9","v":11.370967741935484},{"$f":"AA9*G9*AH9","v":11.225806451612902},{"$f":"AB9*I9*AI9","v":11.080645161290324},{"$f":"AC9*K9*AJ9","v":10.935483870967742},{"$f":"AD9*M9*AK9","v":10.79032258064516},{"$f":"AE9*O9*AL9","v":10.64516129032258}]
[null,63,23.612903225806452,15.387096774193548,23.032258064516128,15.241935483870966,22.451612903225804,15.096774193548386,21.774193548387096,14.903225806451612,21.096774193548388,14.70967741935484,20.274193548387096,14.419354838709676,19.451612903225804,14.129032258064514,null,0.9838709677419355,0.95967741935483875,0.93548387096774188,0.907258064516129,0.87903225806451613,0.844758064516129,0.81048387096774188,0.65163934426229508,0.66176470588235292,0.67241379310344829,0.68444444444444441,0.69724770642201839,0.71121718377088305,0.72636815920398012,1,1,1,1,1,1,1,15.387096774193548,15.241935483870966,15.096774193548386,14.903225806451612,14.70967741935484,14.419354838709676,14.129032258064514]
[null,59,22.064516129032256,19.161290322580644,21.58064516129032,18.7258064516129,21.096774193548388,18.290322580645164,20.41935483870968,17.70967741935484,19.741935483870968,17.129032258064516,19.064516129032256,16.548387096774192,18.387096774193548,15.967741935483872,null,0.91935483870967738,0.89919354838709675,0.87903225806451613,0.85080645161290325,0.82258064516129037,0.79435483870967738,0.7661290322580645,0.86842105263157898,0.86771300448430488,0.8669724770642202,0.86729857819905209,0.86764705882352944,0.86802030456852797,0.86842105263157898,1,1,1,1,1,1,1,19.161290322580644,18.7258064516129,18.290322580645164,17.70967741935484,17.129032258064516,16.548387096774192,15.967741935483872]
[76,71,26.758064516129032,11.274193548387096,26.129032258064512,11.08064516129032,25.5,10.887096774193548,24.91935483870968,10.741935483870968,24.290322580645164,10.548387096774194,23.564516129032256,10.306451612903224,22.887096774193548,10.064516129032258,null,1.1149193548387097,1.0887096774193548,1.0625,1.0383064516129032,1.0120967741935485,0.98185483870967738,0.9536290322580645,0.42133815551537068,0.42407407407407405,0.42694497153700189,0.43106796116504853,0.43426294820717132,0.43737166324435317,0.43974630021141647,1,1,1,1,1,1,1,11.274193548387096,11.08064516129032,10.887096774193548,10.741935483870968,10.548387096774194,10.306451612903224,10.064516129032258]
[null,67,25.161290322580644,14.516129032258062,24.629032258064512,14.37096774193548,{"$f":"T13*$G$17","v":24.048387096774192},14.177419354838708,23.41935483870968,13.983870967741936,22.741935483870968,13.790322580645162,22.064516129032256,13.548387096774192,21.387096774193548,13.306451612903226,null,1.0483870967741935,1.0262096774193548,1.002016129032258,0.97580645161290325,0.94758064516129037,0.91935483870967738,0.8911290322580645,0.57692307692307687,0.58349705304518662,0.58953722334004022,0.59710743801652888,0.6063829787234043,0.61403508771929827,0.62217194570135748,1,1,1,1,1,1,1,14.516129032258062,14.37096774193548,14.177419354838708,13.983870967741936,13.790322580645162,13.548387096774192,13.306451612903226]
[null,63,23.612903225806452,18.629032258064516,23.032258064516128,18.387096774193548,22.451612903225804,18.193548387096772,21.822580645161292,17.951612903225808,21.193548387096776,17.758064516129032,20.467741935483872,17.467741935483872,19.79032258064516,17.177419354838708,null,0.9838709677419355,0.95967741935483875,0.93548387096774188,0.90927419354838712,0.88306451612903225,0.85282258064516125,0.82459677419354838,0.78893442622950816,0.79831932773109249,0.81034482758620685,0.82261640798226165,0.83789954337899542,0.85342789598108748,0.86797066014669921,1,1,1,1,1,1,1,18.629032258064516,18.387096774193548,18.193548387096772,17.951612903225808,17.758064516129032,17.467741935483872,17.177419354838708]
[null,59,22.161290322580644,21.532258064516128,21.629032258064516,20.951612903225804,21.048387096774196,20.41935483870968,20.41935483870968,19.790322580645164,19.741935483870968,19.161290322580644,19.064516129032256,18.532258064516128,18.387096774193548,17.85483870967742,null,0.92338709677419351,0.90120967741935487,0.87701612903225812,0.85080645161290325,0.82258064516129037,0.79435483870967738,0.7661290322580645,0.97161572052401746,0.96868008948545858,0.97011494252873565,0.96919431279620849,0.97058823529411764,0.97208121827411165,0.97105263157894739,1,1,1,1,1,1,1,21.532258064516128,20.951612903225804,20.41935483870968,19.790322580645164,19.161290322580644,18.532258064516128,17.85483870967742]
[80,71,26.709677419354836,14.806451612903224,26.129032258064512,14.564516129032258,25.548387096774192,14.322580645161288,24.967741935483872,14.080645161290324,24.387096774193548,13.838709677419354,23.661290322580644,13.5,22.935483870967744,13.161290322580646,null,1.1129032258064515,1.0887096774193548,1.064516129032258,1.0403225806451613,1.0161290322580645,0.98588709677419351,0.95564516129032262,0.55434782608695654,0.55740740740740746,0.56060606060606055,0.56395348837209303,0.56746031746031744,0.57055214723926384,0.57383966244725737,1,1,1,1,1,1,1,14.806451612903224,14.564516129032258,14.322580645161288,14.080645161290324,13.838709677419354,13.5,13.161290322580646]
[null,67,25.161290322580644,17.70967741935484,24.58064516129032,17.467741935483868,24,17.225806451612904,23.370967741935484,16.93548387096774,22.741935483870968,16.64516129032258,22.016129032258064,16.306451612903228,21.29032258064516,15.96774193548387,null,1.0483870967741935,1.0241935483870968,1,0.97379032258064513,0.94758064516129037,0.91733870967741937,0.88709677419354838,0.7038461538461539,0.71062992125984248,0.717741935483871,0.72463768115942029,0.73191489361702122,0.74065934065934069,0.75,1,1,1,1,1,1,1,17.70967741935484,17.467741935483868,17.225806451612904,16.93548387096774,16.64516129032258,16.306451612903228,15.96774193548387]
[null,63,23.612903225806452,20.032258064516128,23.032258064516128,19.79032258064516,{"$f":"T18*$G$17","v":22.451612903225804},19.548387096774192,21.822580645161292,19.306451612903228,21.193548387096776,19.06451612903226,20.516129032258064,18.725806451612904,19.838709677419356,18.387096774193552,null,0.9838709677419355,0.95967741935483875,0.93548387096774188,0.90927419354838712,0.88306451612903225,0.85483870967741937,0.82661290322580649,0.84836065573770492,0.85924369747899154,0.87068965517241381,0.88470066518847001,0.8995433789954338,0.91273584905660377,0.92682926829268297,1,1,1,1,1,1,1,20.032258064516128,19.79032258064516,19.548387096774192,19.306451612903228,19.06451612903226,18.725806451612904,18.387096774193552]
[null,59,22.161290322580644,21.580645161290324,21.58064516129032,21.048387096774192,{"$f":"T19*$G$17","v":21},20.516129032258064,20.370967741935484,19.887096774193548,19.741935483870968,19.258064516129032,19.064516129032256,18.58064516129032,18.387096774193548,17.903225806451612,null,0.92338709677419351,0.89919354838709675,0.875,0.84879032258064513,0.82258064516129037,0.79435483870967738,0.7661290322580645,0.97379912663755464,0.9753363228699552,0.97695852534562211,0.97624703087885989,0.97549019607843135,0.97461928934010156,0.97368421052631582,1,1,1,1,1,1,1,21.580645161290324,21.048387096774192,20.516129032258064,19.887096774193548,19.258064516129032,18.58064516129032,17.903225806451612]

{"sheet":"RASL_36","index":5,"n_rows":19,"n_cols":45,"rows_kept":19,"cut":false,"hidden":true,"merged":[[2,0,2,1],[2,2,2,15],[3,2,3,3],[3,4,3,5],[3,6,3,7],[3,8,3,9],[3,10,3,11],[3,12,3,13],[3,14,3,15],[5,2,6,2],[5,3,6,3],[5,4,6,4],[5,5,6,5],[5,6,6,6],[5,7,6,7],[5,8,6,8],[4,0,6,0],[4,1,6,1],[4,2,4,3],[4,4,4,5],[4,6,4,7],[4,8,4,9],[5,9,6,9],[5,10,6,10],[5,11,6,11],[5,12,6,12],[5,13,6,13],[5,14,6,14],[5,15,6,15],[4,10,4,11],[4,12,4,13],[4,14,4,15],[41,4,41,15],[42,4,42,5],[42,6,42,7],[42,8,42,9],[42,10,42,11],[42,12,42,13],[42,14,42,15],[7,0,10,0],[11,0,14,0],[15,0,18,0],[31,0,34,0],[35,0,38,0],[41,0,42,1],[44,12,45,12],[44,13,45,13],[44,14,45,14],[44,15,45,15],[46,0,49,0],[50,0,53,0],[43,12,43,13],[43,14,43,15],[44,4,45,4],[44,5,45,5],[44,6,45,6],[44,7,45,7],[44,8,45,8],[44,9,45,9],[44,10,45,10],[44,11,45,11],[43,0,45,0],[43,1,45,1],[43,4,43,5],[43,6,43,7],[43,8,43,9],[43,10,43,11],[54,0,57,0],[60,0,61,1],[60,4,60,15],[61,4,61,5],[61,6,61,7],[61,8,61,9],[61,10,61,11],[61,12,61,13],[61,14,61,15],[63,12,64,12],[63,13,64,13],[63,14,64,14],[63,15,64,15],[65,0,68,0],[69,0,72,0],[62,12,62,13],[62,14,62,15],[63,4,64,4],[63,5,64,5],[63,6,64,6],[63,7,64,7],[63,8,64,8],[63,9,64,9],[63,10,64,10],[63,11,64,11],[62,0,64,0],[62,1,64,1],[62,4,62,5],[62,6,62,7],[62,8,62,9],[62,10,62,11],[73,0,76,0],[79,0,80,1],[79,4,79,15],[80,4,80,5],[80,6,80,7],[80,8,80,9],[80,10,80,11],[80,12,80,13],[80,14,80,15],[82,12,83,12],[82,13,83,13],[82,14,83,14],[82,15,83,15],[84,0,87,0],[88,0,91,0],[81,12,81,13],[81,14,81,15],[82,4,83,4],[82,5,83,5],[82,6,83,6],[82,7,83,7],[82,8,83,8],[82,9,83,9],[82,10,83,10],[82,11,83,11],[81,0,83,0],[81,1,83,1],[81,4,81,5],[81,6,81,7],[81,8,81,9],[81,10,81,11],[92,0,95,0],[98,0,99,1],[98,4,98,15],[99,4,99,5],[99,6,99,7],[99,8,99,9],[99,10,99,11],[99,12,99,13],[99,14,99,15],[101,12,102,12],[101,13,102,13],[101,14,102,14],[101,15,102,15],[103,0,106,0],[107,0,110,0],[100,12,100,13],[100,14,100,15],[101,4,102,4],[101,5,102,5],[101,6,102,6],[101,7,102,7],[101,8,102,8],[101,9,102,9],[101,10,102,10],[101,11,102,11],[100,0,102,0],[100,1,102,1],[100,4,100,5],[100,6,100,7],[100,8,100,9],[100,10,100,11],[111,0,114,0],[117,0,118,1],[117,4,117,15],[118,4,118,5],[118,6,118,7],[118,8,118,9],[118,10,118,11],[118,12,118,13],[118,14,118,15],[130,0,133,0],[120,12,121,12],[120,13,121,13],[120,14,121,14],[120,15,121,15],[122,0,125,0],[126,0,129,0],[119,12,119,13],[119,14,119,15],[120,4,121,4],[120,5,121,5],[120,6,121,6],[120,7,121,7],[120,8,121,8],[120,9,121,9],[120,10,121,10],[120,11,121,11],[119,0,121,0],[119,1,121,1],[119,4,119,5],[119,6,119,7],[119,8,119,9],[119,10,119,11]]}
[]
["RASL_36"]
["Evaporator Air Flow",null,"Condenser  Entering Air Temperature ˚F"]
[1150,"CFM",85,null,90,null,95,null,100,null,105,null,110,null,115]
["Evap. Air °F DB","EWB†\n˚F","Capacity Mbtuh",null,"Capacity Mbtuh",null,"Capacity Mbtuh",null,"Capacity Mbtuh",null,"Capacity Mbtuh",null,"Capacity Mbtuh",null,"Capacity Mbtuh"]
[null,null,"Total","Sens.","Total","Sens.","Total","Sens.","Total","Sens.","Total","Sens.","Total","Sens.","Total","Sens."]
[null,null,null,null,null,null,null,null,null,null,null,null,null,null,null,null,null,"Total Factors",null,null,null,null,null,null,"Sens. %",null,null,null,null,null,null,"IDB Adj",null,null,null,null,null,null,"Sens Calc"]
[72,71,{"$f":"R8*$G$17","v":36.101694915254235},{"$f":"IF(AM8>C8,C8,AM8)","v":12.305084745762711},{"$f":"S8*$G$17","v":35.440677966101696},{"$f":"IF(AN8>E8,E8,AN8)","v":12.203389830508476},{"$f":"T8*$G$17","v":34.779661016949149},{"$f":"IF(AO8>G8,G8,AO8)","v":12.101694915254237},{"$f":"U8*$G$17","v":34.067796610169495},{"$f":"IF(AP8>I8,I8,AP8)","v":11.898305084745763},{"$f":"V8*$G$17","v":33.355932203389834},{"$f":"IF(AQ8>K8,K8,AQ8)","v":11.694915254237289},{"$f":"W8*$G$17","v":32.79661016949153},{"$f":"IF(AR8>M8,M8,AR8)","v":11.491525423728815},{"$f":"X8*$G$17","v":32.237288135593218},{"$f":"IF(AS8>O8,O8,AS8)","v":11.288135593220337},null,1.0028248587570621,0.9844632768361582,0.96610169491525422,0.9463276836158192,0.92655367231638419,0.91101694915254239,0.89548022598870058,0.3408450704225352,0.34433285509325684,0.34795321637426901,0.34925373134328358,0.35060975609756095,0.35038759689922483,0.35015772870662459,1,1,1,1,1,1,1,{"$f":"Y8*C8*AF8","v":12.305084745762711},{"$f":"Z8*E8*AG8","v":12.203389830508476},{"$f":"AA8*G8*AH8","v":12.101694915254237},{"$f":"AB8*I8*AI8","v":11.898305084745763},{"$f":"AC8*K8*AJ8","v":11.694915254237289},{"$f":"AD8*M8*AK8","v":11.491525423728815},{"$f":"AE8*O8*AL8","v":11.288135593220337}]
[null,67,{"$f":"R9*$G$17","v":36.813559322033896},18.101694915254235,{"$f":"S9*$G$17","v":34.932203389830505},{"$f":"IF(AN9>E9,E9,AN9)","v":17.389830508474574},{"$f":"T9*$G$17","v":33.050847457627121},{"$f":"IF(AO9>G9,G9,AO9)","v":16.677966101694917},{"$f":"U9*$G$17","v":32.186440677966097},{"$f":"IF(AP9>I9,I9,AP9)","v":16.423728813559318},{"$f":"V9*$G$17","v":31.322033898305083},{"$f":"IF(AQ9>K9,K9,AQ9)","v":16.16949152542373},{"$f":"W9*$G$17","v":30.711864406779661},{"$f":"IF(AR9>M9,M9,AR9)","v":15.966101694915254},{"$f":"X9*$G$17","v":30.101694915254235},{"$f":"IF(AS9>O9,O9,AS9)","v":15.76271186440678},null,1.0225988700564972,0.97033898305084743,0.91807909604519777,0.89406779661016944,0.87005649717514122,0.85310734463276838,0.83615819209039544,0.49171270718232046,0.49781659388646288,0.50461538461538458,0.51026856240126384,0.51623376623376627,0.51986754966887416,0.52364864864864868,1,1,1,1,1,1,1,{"$f":"Y9*C9*AF9","v":18.101694915254235},{"$f":"Z9*E9*AG9","v":17.389830508474574},{"$f":"AA9*G9*AH9","v":16.677966101694917},{"$f":"AB9*I9*AI9","v":16.423728813559318},{"$f":"AC9*K9*AJ9","v":16.16949152542373},{"$f":"AD9*M9*AK9","v":15.966101694915254},{"$f":"AE9*O9*AL9","v":15.76271186440678}]
[null,63,35.186440677966104,22.881355932203391,34.423728813559322,22.728813559322035,33.66101694915254,22.576271186440675,32.898305084745765,22.372881355932204,32.135593220338983,22.16949152542373,31.423728813559322,21.915254237288135,30.711864406779661,21.661016949152543,null,0.97740112994350281,0.95621468926553677,0.93502824858757061,0.91384180790960456,0.89265536723163841,0.8728813559322034,0.85310734463276838,0.6502890173410405,0.66026587887740029,0.67069486404833834,0.68006182380216385,0.689873417721519,0.69741100323624594,0.70529801324503316,1,1,1,1,1,1,1,22.881355932203391,22.728813559322035,22.576271186440675,22.372881355932204,22.16949152542373,21.915254237288135,21.661016949152543]
[null,59,32.745762711864401,28.576271186440675,32.084745762711869,28.016949152542377,31.423728813559322,27.457627118644066,30.711864406779661,26.796610169491522,30,26.135593220338983,29.338983050847457,25.576271186440675,28.677966101694913,25.016949152542374,null,0.90960451977401124,0.89124293785310738,0.8728813559322034,0.85310734463276838,0.83333333333333337,0.81497175141242939,0.79661016949152541,0.87267080745341619,0.87321711568938198,0.87378640776699024,0.87251655629139069,0.87118644067796613,0.87175043327556323,0.87234042553191493,1,1,1,1,1,1,1,28.576271186440675,28.016949152542377,27.457627118644066,26.796610169491522,26.135593220338983,25.576271186440675,25.016949152542374]
[76,71,39.813559322033896,16.220338983050844,39.101694915254242,16.016949152542374,38.338983050847453,15.864406779661016,37.627118644067799,15.661016949152545,36.966101694915253,15.406779661016948,36.254237288135592,15.152542372881355,35.593220338983052,14.847457627118645,null,1.1059322033898304,1.0861581920903955,1.0649717514124293,1.0451977401129944,1.0268361581920904,1.0070621468926553,0.98870056497175141,0.40740740740740738,0.4096228868660598,0.41379310344827586,0.41621621621621624,0.41678129298486932,0.41795231416549788,0.41714285714285715,1,1,1,1,1,1,1,16.220338983050844,16.016949152542374,15.864406779661016,15.661016949152545,15.406779661016948,15.152542372881355,14.847457627118645]
[null,67,37.576271186440678,21.203389830508474,36.762711864406775,20.999999999999996,{"$f":"T13*$G$17","v":36},20.796610169491526,35.288135593220339,20.542372881355931,34.576271186440678,20.338983050847457,33.915254237288138,20.084745762711865,33.254237288135592,19.779661016949152,null,1.0437853107344632,1.021186440677966,1,0.98022598870056499,0.96045197740112997,0.94209039548022599,0.92372881355932202,0.56427604871447901,0.57123098201936373,0.57768361581920902,0.58213256484149856,0.58823529411764708,0.59220389805097451,0.59480122324159024,1,1,1,1,1,1,1,21.203389830508474,20.999999999999996,20.796610169491526,20.542372881355931,20.338983050847457,20.084745762711865,19.779661016949152]
[null,63,35.135593220338983,27.711864406779661,34.423728813559322,27.508474576271187,33.66101694915254,27.305084745762709,32.949152542372879,26.999999999999996,32.186440677966097,26.694915254237284,31.525423728813561,26.389830508474574,30.864406779661017,26.084745762711865,null,0.97598870056497178,0.95621468926553677,0.93502824858757061,0.9152542372881356,0.89406779661016944,0.87570621468926557,0.85734463276836159,0.78871201157742399,0.7991137370753324,0.81117824773413894,0.81944444444444442,0.82938388625592419,0.83709677419354833,0.84514003294892914,1,1,1,1,1,1,1,27.711864406779661,27.508474576271187,27.305084745762709,26.999999999999996,26.694915254237284,26.389830508474574,26.084745762711865]
[null,59,32.898305084745765,32.033898305084747,32.135593220338983,31.322033898305083,31.372881355932204,30.559322033898308,30.66101694915254,29.84745762711864,29.898305084745765,29.135593220338986,29.237288135593218,28.474576271186439,28.576271186440678,27.8135593220339,null,0.91384180790960456,0.89265536723163841,0.87146892655367236,0.85169491525423724,0.83050847457627119,0.81214689265536721,0.79378531073446323,0.97372488408037094,0.97468354430379744,0.97406807131280393,0.9734660033167496,0.97448979591836737,0.97391304347826091,0.9733096085409253,1,1,1,1,1,1,1,32.033898305084747,31.322033898305083,30.559322033898308,29.84745762711864,29.135593220338986,28.474576271186439,27.8135593220339]
[80,71,39.864406779661017,21.559322033898308,39.101694915254242,21.254237288135595,38.338983050847453,20.949152542372879,37.627118644067799,20.64406779661017,36.915254237288131,20.338983050847457,36.254237288135592,19.983050847457626,35.593220338983052,19.627118644067796,null,1.1073446327683616,1.0861581920903955,1.0649717514124293,1.0451977401129944,1.0254237288135593,1.0070621468926553,0.98870056497175141,0.54081632653061229,0.54356306892067618,0.54641909814323608,0.5486486486486486,0.55096418732782371,0.55119214586255261,0.55142857142857138,1,1,1,1,1,1,1,21.559322033898308,21.254237288135595,20.949152542372879,20.64406779661017,20.338983050847457,19.983050847457626,19.627118644067796]
[null,67,37.423728813559322,25.83050847457627,36.711864406779668,25.576271186440682,36,25.322033898305087,35.288135593220339,25.016949152542374,34.576271186440678,24.711864406779661,33.915254237288138,24.35593220338983,33.254237288135592,23.999999999999996,null,1.03954802259887,1.0197740112994351,1,0.98022598870056499,0.96045197740112997,0.94209039548022599,0.92372881355932202,0.69021739130434778,0.69667590027700832,0.70338983050847459,0.70893371757925072,0.71470588235294119,0.71814092953523234,0.72171253822629966,1,1,1,1,1,1,1,25.83050847457627,25.576271186440682,25.322033898305087,25.016949152542374,24.711864406779661,24.35593220338983,23.999999999999996]
[null,63,35.084745762711862,29.796610169491522,34.372881355932201,29.542372881355931,{"$f":"T18*$G$17","v":33.66101694915254},29.288135593220336,32.949152542372879,28.983050847457626,32.237288135593218,28.677966101694913,31.576271186440678,28.322033898305083,30.915254237288135,27.966101694915253,null,0.97457627118644063,0.95480225988700562,0.93502824858757061,0.9152542372881356,0.89548022598870058,0.8771186440677966,0.85875706214689262,0.8492753623188406,0.85946745562130178,0.87009063444108758,0.87962962962962965,0.88958990536277605,0.8969404186795491,0.90460526315789469,1,1,1,1,1,1,1,29.796610169491522,29.542372881355931,29.288135593220336,28.983050847457626,28.677966101694913,28.322033898305083,27.966101694915253]
[null,59,32.847457627118644,32.237288135593218,32.084745762711869,31.474576271186443,{"$f":"T19*$G$17","v":31.322033898305083},30.711864406779661,30.610169491525422,29.999999999999996,29.898305084745765,29.288135593220339,29.237288135593218,28.677966101694913,28.576271186440678,28.067796610169491,null,0.91242937853107342,0.89124293785310738,0.87005649717514122,0.85028248587570621,0.83050847457627119,0.81214689265536721,0.79378531073446323,0.98142414860681115,0.98098256735340728,0.98051948051948057,0.98006644518272423,0.97959183673469385,0.98086956521739133,0.98220640569395012,1,1,1,1,1,1,1,32.237288135593218,31.474576271186443,30.711864406779661,29.999999999999996,29.288135593220339,28.677966101694913,28.067796610169491]

{"sheet":"RASL_37","index":6,"n_rows":19,"n_cols":45,"rows_kept":19,"cut":false,"hidden":true,"merged":[[2,0,2,1],[2,2,2,15],[3,2,3,3],[3,4,3,5],[3,6,3,7],[3,8,3,9],[3,10,3,11],[3,12,3,13],[3,14,3,15],[5,15,6,15],[4,10,4,11],[4,12,4,13],[4,14,4,15],[5,2,6,2],[5,3,6,3],[5,4,6,4],[5,5,6,5],[5,6,6,6],[5,7,6,7],[5,8,6,8],[4,2,4,3],[4,4,4,5],[4,6,4,7],[4,8,4,9],[5,9,6,9],[31,0,34,0],[7,0,10,0],[11,0,14,0],[15,0,18,0],[5,10,6,10],[5,11,6,11],[5,12,6,12],[5,13,6,13],[5,14,6,14],[4,0,6,0],[4,1,6,1],[35,0,38,0],[41,0,42,1],[41,4,41,15],[42,4,42,5],[42,6,42,7],[42,8,42,9],[42,10,42,11],[42,12,42,13],[42,14,42,15],[44,12,45,12],[44,13,45,13],[44,14,45,14],[44,15,45,15],[46,0,49,0],[50,0,53,0],[43,12,43,13],[43,14,43,15],[44,4,45,4],[44,5,45,5],[44,6,45,6],[44,7,45,7],[44,8,45,8],[44,9,45,9],[44,10,45,10],[44,11,45,11],[43,0,45,0],[43,1,45,1],[43,4,43,5],[43,6,43,7],[43,8,43,9],[43,10,43,11],[54,0,57,0],[60,0,61,1],[60,4,60,15],[61,4,61,5],[61,6,61,7],[61,8,61,9],[61,10,61,11],[61,12,61,13],[61,14,61,15],[63,12,64,12],[63,13,64,13],[63,14,64,14],[63,15,64,15],[65,0,68,0],[69,0,72,0],[62,12,62,13],[62,14,62,15],[63,4,64,4],[63,5,64,5],[63,6,64,6],[63,7,64,7],[63,8,64,8],[63,9,64,9],[63,10,64,10],[63,11,64,11],[62,0,64,0],[62,1,64,1],[62,4,62,5],[62,6,62,7],[62,8,62,9],[62,10,62,11],[73,0,76,0],[79,0,80,1],[79,4,79,15],[80,4,80,5],[80,6,80,7],[80,8,80,9],[80,10,80,11],[80,12,80,13],[80,14,80,15],[82,12,83,12],[82,13,83,13],[82,14,83,14],[82,15,83,15],[84,0,87,0],[88,0,91,0],[81,12,81,13],[81,14,81,15],[82,4,83,4],[82,5,83,5],[82,6,83,6],[82,7,83,7],[82,8,83,8],[82,9,83,9],[82,10,83,10],[82,11,83,11],[81,0,83,0],[81,1,83,1],[81,4,81,5],[81,6,81,7],[81,8,81,9],[81,10,81,11],[92,0,95,0],[98,0,99,1],[98,4,98,15],[99,4,99,5],[99,6,99,7],[99,8,99,9],[99,10,99,11],[99,12,99,13],[99,14,99,15],[101,12,102,12],[101,13,102,13],[101,14,102,14],[101,15,102,15],[103,0,106,0],[107,0,110,0],[100,12,100,13],[100,14,100,15],[101,4,102,4],[101,5,102,5],[101,6,102,6],[101,7,102,7],[101,8,102,8],[101,9,102,9],[101,10,102,10],[101,11,102,11],[100,0,102,0],[100,1,102,1],[100,4,100,5],[100,6,100,7],[100,8,100,9],[100,10,100,11],[111,0,114,0],[117,0,118,1],[117,4,117,15],[118,4,118,5],[118,6,118,7],[118,8,118,9],[118,10,118,11],[118,12,118,13],[118,14,118,15],[130,0,133,0],[120,12,121,12],[120,13,121,13],[120,14,121,14],[120,15,121,15],[122,0,125,0],[126,0,129,0],[119,12,119,13],[119,14,119,15],[120,4,121,4],[120,5,121,5],[120,6,121,6],[120,7,121,7],[120,8,121,8],[120,9,121,9],[120,10,121,10],[120,11,121,11],[119,0,121,0],[119,1,121,1],[119,4,119,5],[119,6,119,7],[119,8,119,9],[119,10,119,11]]}
[]
["RASL_37"]
["Evaporator Air Flow",null,"Condenser  Entering Air Temperature ˚F"]
[1125,"CFM",85,null,90,null,95,null,100,null,105,null,110,null,115]
["Evap. Air °F DB","EWB†\n˚F","Capacity Mbtuh",null,"Capacity Mbtuh",null,"Capacity Mbtuh",null,"Capacity Mbtuh",null,"Capacity Mbtuh",null,"Capacity Mbtuh",null,"Capacity Mbtuh"]
[null,null,"Total","Sens.","Total","Sens.","Total","Sens.","Total","Sens.","Total","Sens.","Total","Sens.","Total","Sens."]
[null,null,null,null,null,null,null,null,null,null,null,null,null,null,null,null,null,"Total Factors",null,null,null,null,null,null,"Sens. %",null,null,null,null,null,null,"IDB Adj",null,null,null,null,null,null,"Sens Calc"]
[72,71,{"$f":"R8*$G$17","v":37.6},{"$f":"IF(AM8>C8,C8,AM8)","v":12.9},{"$f":"S8*$G$17","v":36.85},{"$f":"IF(AN8>E8,E8,AN8)","v":12.75},{"$f":"T8*$G$17","v":36.1},{"$f":"IF(AO8>G8,G8,AO8)","v":12.6},{"$f":"U8*$G$17","v":35.25},{"$f":"IF(AP8>I8,I8,AP8)","v":12.35},{"$f":"V8*$G$17","v":34.4},{"$f":"IF(AQ8>K8,K8,AQ8)","v":12.1},{"$f":"W8*$G$17","v":33.450000000000003},{"$f":"IF(AR8>M8,M8,AR8)","v":11.8},{"$f":"X8*$G$17","v":32.5},{"$f":"IF(AS8>O8,O8,AS8)","v":11.5},null,1,0.98005319148936165,0.96010638297872342,0.9375,0.91489361702127658,0.8896276595744681,0.86436170212765961,0.34308510638297873,0.34599728629579374,0.34903047091412742,0.35035460992907802,0.35174418604651164,0.35276532137518685,0.35384615384615387,1,1,1,1,1,1,1,{"$f":"Y8*C8*AF8","v":12.9},{"$f":"Z8*E8*AG8","v":12.75},{"$f":"AA8*G8*AH8","v":12.6},{"$f":"AB8*I8*AI8","v":12.35},{"$f":"AC8*K8*AJ8","v":12.1},{"$f":"AD8*M8*AK8","v":11.8},{"$f":"AE8*O8*AL8","v":11.5}]
[null,67,{"$f":"R9*$G$17","v":36.300000000000004},17.700000000000003,{"$f":"S9*$G$17","v":35.150000000000006},{"$f":"IF(AN9>E9,E9,AN9)","v":17.350000000000001},{"$f":"T9*$G$17","v":34},{"$f":"IF(AO9>G9,G9,AO9)","v":17},{"$f":"U9*$G$17","v":33.200000000000003},{"$f":"IF(AP9>I9,I9,AP9)","v":16.8},{"$f":"V9*$G$17","v":32.4},{"$f":"IF(AQ9>K9,K9,AQ9)","v":16.600000000000001},{"$f":"W9*$G$17","v":31.400000000000002},{"$f":"IF(AR9>M9,M9,AR9)","v":16.250000000000004},{"$f":"X9*$G$17","v":30.4},{"$f":"IF(AS9>O9,O9,AS9)","v":15.899999999999999},null,0.96542553191489366,0.93484042553191493,0.9042553191489362,0.88297872340425532,0.86170212765957444,0.83510638297872342,0.80851063829787229,0.48760330578512395,0.49359886201991465,0.5,0.50602409638554213,0.51234567901234573,0.51751592356687903,0.52302631578947367,1,1,1,1,1,1,1,{"$f":"Y9*C9*AF9","v":17.700000000000003},{"$f":"Z9*E9*AG9","v":17.350000000000001},{"$f":"AA9*G9*AH9","v":17},{"$f":"AB9*I9*AI9","v":16.8},{"$f":"AC9*K9*AJ9","v":16.600000000000001},{"$f":"AD9*M9*AK9","v":16.250000000000004},{"$f":"AE9*O9*AL9","v":15.899999999999999}]
[null,63,36.5,23.3,35.65,23.1,34.799999999999997,22.9,33.9,22.650000000000002,33,22.400000000000002,31.700000000000003,21.900000000000002,30.4,21.4,null,0.9707446808510638,0.94813829787234039,0.92553191489361697,0.90159574468085102,0.87765957446808507,0.84308510638297873,0.80851063829787229,0.63835616438356169,0.64796633941093973,0.65804597701149425,0.66814159292035402,0.67878787878787883,0.69085173501577291,0.70394736842105265,1,1,1,1,1,1,1,23.3,23.1,22.9,22.650000000000002,22.400000000000002,21.900000000000002,21.4]
[null,59,32.9,28.499999999999996,32.449999999999996,28.099999999999994,32,27.7,31.05,26.9,30.099999999999998,26.099999999999998,29.05,25.150000000000002,28,24.200000000000003,null,0.875,0.86303191489361697,0.85106382978723405,0.82579787234042556,0.80053191489361697,0.77260638297872342,0.74468085106382975,0.86626139817629177,0.86594761171032353,0.86562499999999998,0.86634460547504022,0.86710963455149503,0.86574870912220314,0.86428571428571432,1,1,1,1,1,1,1,28.499999999999996,28.099999999999994,27.7,26.9,26.099999999999998,25.150000000000002,24.200000000000003]
[76,71,41.45,16.950000000000003,40.699999999999996,16.749999999999996,39.900000000000006,16.550000000000004,38.949999999999996,16.25,38.000000000000007,15.950000000000001,36.950000000000003,15.5,35.85,15.05,null,1.1023936170212767,1.0824468085106382,1.0611702127659575,1.0359042553191489,1.0106382978723405,0.98271276595744683,0.95345744680851063,0.4089264173703257,0.41154791154791154,0.41478696741854637,0.41720154043645702,0.41973684210526313,0.41948579161028415,0.41980474198047418,1,1,1,1,1,1,1,16.950000000000003,16.749999999999996,16.550000000000004,16.25,15.950000000000001,15.5,15.05]
[null,67,39.150000000000006,21.950000000000003,38.35,21.75,{"$f":"T13*$G$17","v":37.6},21.55,36.700000000000003,21.25,35.75,20.95,34.65,20.45,33.5,20,null,1.0412234042553192,1.0199468085106382,1,0.97606382978723405,0.95079787234042556,0.92154255319148937,0.89095744680851063,0.56066411238825031,0.56714471968709257,0.57313829787234039,0.57901907356948223,0.58601398601398602,0.59018759018759015,0.59701492537313428,1,1,1,1,1,1,1,21.950000000000003,21.75,21.55,21.25,20.95,20.45,20]
[null,63,36.450000000000003,28.3,35.6,28.000000000000004,34.799999999999997,27.7,33.85,27.3,32.9,26.95,31.849999999999998,26.45,30.85,26,null,0.96941489361702127,0.94680851063829785,0.92553191489361697,0.90026595744680848,0.875,0.84707446808510634,0.82047872340425532,0.77640603566529487,0.7865168539325843,0.79597701149425293,0.80649926144756279,0.81914893617021278,0.8304552590266876,0.84278768233387358,1,1,1,1,1,1,1,28.3,28.000000000000004,27.7,27.3,26.95,26.45,26]
[null,59,33.450000000000003,32.450000000000003,32.700000000000003,31.700000000000003,31.950000000000003,31.000000000000004,31.05,30.1,30.150000000000002,29.250000000000004,29.05,28.150000000000002,27.95,27.1,null,0.8896276595744681,0.86968085106382975,0.84973404255319152,0.82579787234042556,0.80186170212765961,0.77260638297872342,0.74335106382978722,0.97010463378176381,0.96941896024464835,0.97026604068857591,0.96940418679549112,0.97014925373134331,0.96901893287435459,0.96958855098389984,1,1,1,1,1,1,1,32.450000000000003,31.700000000000003,31.000000000000004,30.1,29.250000000000004,28.150000000000002,27.1]
[80,71,41.4,22.4,40.6,22.099999999999998,39.800000000000004,21.800000000000004,38.9,21.4,38.000000000000007,21.000000000000007,36.900000000000006,20.400000000000002,35.800000000000004,19.800000000000004,null,1.1010638297872339,1.0797872340425532,1.0585106382978724,1.0345744680851063,1.0106382978723405,0.9813829787234043,0.9521276595744681,0.54106280193236711,0.54433497536945807,0.54773869346733672,0.55012853470437018,0.55263157894736847,0.55284552845528456,0.55307262569832405,1,1,1,1,1,1,1,22.4,22.099999999999998,21.800000000000004,21.4,21.000000000000007,20.400000000000002,19.800000000000004]
[null,67,39.100000000000009,26.900000000000006,38.35,26.599999999999998,37.6,26.300000000000004,36.650000000000006,25.85,35.700000000000003,25.400000000000002,34.65,24.849999999999998,33.6,24.3,null,1.0398936170212767,1.0199468085106382,1,0.97473404255319152,0.94946808510638303,0.92154255319148937,0.8936170212765957,0.68797953964194369,0.69361147327249018,0.69946808510638303,0.70532060027285126,0.71148459383753504,0.71717171717171713,0.7232142857142857,1,1,1,1,1,1,1,26.900000000000006,26.599999999999998,26.300000000000004,25.85,25.400000000000002,24.849999999999998,24.3]
[null,63,36.4,30.5,35.65,30.2,{"$f":"T18*$G$17","v":34.9},29.9,34,29.5,33.1,29.1,32,28.5,30.900000000000002,27.900000000000002,null,0.96808510638297873,0.94813829787234039,0.92819148936170215,0.9042553191489362,0.88031914893617025,0.85106382978723405,0.82180851063829785,0.83791208791208793,0.84712482468443195,0.85673352435530081,0.86764705882352944,0.87915407854984895,0.890625,0.90291262135922334,1,1,1,1,1,1,1,30.5,30.2,29.9,29.5,29.1,28.5,27.900000000000002]
[null,59,33.5,32.6,32.700000000000003,31.85,{"$f":"T19*$G$17","v":31.900000000000002},31.1,31.000000000000004,30.200000000000006,30.099999999999998,29.3,29.000000000000004,28.250000000000004,27.900000000000002,27.200000000000003,null,0.89095744680851063,0.86968085106382975,0.84840425531914898,0.82446808510638303,0.80053191489361697,0.77127659574468088,0.74202127659574468,0.9731343283582089,0.97400611620795108,0.97492163009404387,0.97419354838709682,0.97342192691029905,0.97413793103448276,0.97491039426523296,1,1,1,1,1,1,1,32.6,31.85,31.1,30.200000000000006,29.3,28.250000000000004,27.200000000000003]

{"sheet":"RASL_39","index":7,"n_rows":19,"n_cols":45,"rows_kept":19,"cut":false,"hidden":true,"merged":[[2,0,2,1],[2,2,2,15],[3,2,3,3],[3,4,3,5],[3,6,3,7],[3,8,3,9],[3,10,3,11],[3,12,3,13],[3,14,3,15],[5,2,6,2],[5,3,6,3],[5,4,6,4],[5,5,6,5],[5,6,6,6],[5,7,6,7],[5,8,6,8],[4,0,6,0],[4,1,6,1],[4,2,4,3],[4,4,4,5],[4,6,4,7],[4,8,4,9],[5,9,6,9],[5,10,6,10],[5,11,6,11],[5,12,6,12],[5,13,6,13],[5,14,6,14],[5,15,6,15],[4,10,4,11],[4,12,4,13],[4,14,4,15],[41,4,41,15],[42,4,42,5],[42,6,42,7],[42,8,42,9],[42,10,42,11],[42,12,42,13],[42,14,42,15],[7,0,10,0],[11,0,14,0],[15,0,18,0],[31,0,34,0],[35,0,38,0],[41,0,42,1],[44,12,45,12],[44,13,45,13],[44,14,45,14],[44,15,45,15],[46,0,49,0],[50,0,53,0],[43,12,43,13],[43,14,43,15],[44,4,45,4],[44,5,45,5],[44,6,45,6],[44,7,45,7],[44,8,45,8],[44,9,45,9],[44,10,45,10],[44,11,45,11],[43,0,45,0],[43,1,45,1],[43,4,43,5],[43,6,43,7],[43,8,43,9],[43,10,43,11],[54,0,57,0],[60,0,61,1],[60,4,60,15],[61,4,61,5],[61,6,61,7],[61,8,61,9],[61,10,61,11],[61,12,61,13],[61,14,61,15],[63,12,64,12],[63,13,64,13],[63,14,64,14],[63,15,64,15],[65,0,68,0],[69,0,72,0],[62,12,62,13],[62,14,62,15],[63,4,64,4],[63,5,64,5],[63,6,64,6],[63,7,64,7],[63,8,64,8],[63,9,64,9],[63,10,64,10],[63,11,64,11],[62,0,64,0],[62,1,64,1],[62,4,62,5],[62,6,62,7],[62,8,62,9],[62,10,62,11],[73,0,76,0],[79,0,80,1],[79,4,79,15],[80,4,80,5],[80,6,80,7],[80,8,80,9],[80,10,80,11],[80,12,80,13],[80,14,80,15],[82,12,83,12],[82,13,83,13],[82,14,83,14],[82,15,83,15],[84,0,87,0],[88,0,91,0],[81,12,81,13],[81,14,81,15],[82,4,83,4],[82,5,83,5],[82,6,83,6],[82,7,83,7],[82,8,83,8],[82,9,83,9],[82,10,83,10],[82,11,83,11],[81,0,83,0],[81,1,83,1],[81,4,81,5],[81,6,81,7],[81,8,81,9],[81,10,81,11],[92,0,95,0],[98,0,99,1],[98,4,98,15],[99,4,99,5],[99,6,99,7],[99,8,99,9],[99,10,99,11],[99,12,99,13],[99,14,99,15],[101,12,102,12],[101,13,102,13],[101,14,102,14],[101,15,102,15],[103,0,106,0],[107,0,110,0],[100,12,100,13],[100,14,100,15],[101,4,102,4],[101,5,102,5],[101,6,102,6],[101,7,102,7],[101,8,102,8],[101,9,102,9],[101,10,102,10],[101,11,102,11],[100,0,102,0],[100,1,102,1],[100,4,100,5],[100,6,100,7],[100,8,100,9],[100,10,100,11],[111,0,114,0],[117,0,118,1],[117,4,117,15],[118,4,118,5],[118,6,118,7],[118,8,118,9],[118,10,118,11],[118,12,118,13],[118,14,118,15],[130,0,133,0],[120,12,121,12],[120,13,121,13],[120,14,121,14],[120,15,121,15],[122,0,125,0],[126,0,129,0],[119,12,119,13],[119,14,119,15],[120,4,121,4],[120,5,121,5],[120,6,121,6],[120,7,121,7],[120,8,121,8],[120,9,121,9],[120,10,121,10],[120,11,121,11],[119,0,121,0],[119,1,121,1],[119,4,119,5],[119,6,119,7],[119,8,119,9],[119,10,119,11]]}
[]
["RASL_39"]
["Evaporator Air Flow",null,"Condenser  Entering Air Temperature ˚F"]
[1150,"CFM",85,null,90,null,95,null,100,null,105,null,110,null,115]
["Evap. Air °F DB","EWB†\n˚F","Capacity Mbtuh",null,"Capacity Mbtuh",null,"Capacity Mbtuh",null,"Capacity Mbtuh",null,"Capacity Mbtuh",null,"Capacity Mbtuh",null,"Capacity Mbtuh"]
[null,null,"Total","Sens.","Total","Sens.","Total","Sens.","Total","Sens.","Total","Sens.","Total","Sens.","Total","Sens."]
[null,null,null,null,null,null,null,null,null,null,null,null,null,null,null,null,null,"Total Factors",null,null,null,null,null,null,"Sens. %",null,null,null,null,null,null,"IDB Adj",null,null,null,null,null,null,"Sens Calc"]
[72,71,{"$f":"R8*$G$17","v":42.8},{"$f":"IF(AM8>C8,C8,AM8)","v":13.799999999999999},{"$f":"S8*$G$17","v":40},{"$f":"IF(AN8>E8,E8,AN8)","v":13.149999999999999},{"$f":"T8*$G$17","v":37.200000000000003},{"$f":"IF(AO8>G8,G8,AO8)","v":12.5},{"$f":"U8*$G$17","v":36.200000000000003},{"$f":"IF(AP8>I8,I8,AP8)","v":12.200000000000003},{"$f":"V8*$G$17","v":35.200000000000003},{"$f":"IF(AQ8>K8,K8,AQ8)","v":11.9},{"$f":"W8*$G$17","v":34.150000000000006},{"$f":"IF(AR8>M8,M8,AR8)","v":11.400000000000002},{"$f":"X8*$G$17","v":33.1},{"$f":"IF(AS8>O8,O8,AS8)","v":10.9},null,1.1088082901554404,1.0362694300518134,0.96373056994818651,0.93782383419689119,0.91191709844559588,0.88471502590673579,0.8575129533678757,0.32242990654205606,0.32874999999999999,0.33602150537634407,0.33701657458563539,0.33806818181818182,0.33382137628111275,0.32930513595166161,1,1,1,1,1,1,1,{"$f":"Y8*C8*AF8","v":13.799999999999999},{"$f":"Z8*E8*AG8","v":13.149999999999999},{"$f":"AA8*G8*AH8","v":12.5},{"$f":"AB8*I8*AI8","v":12.200000000000003},{"$f":"AC8*K8*AJ8","v":11.9},{"$f":"AD8*M8*AK8","v":11.400000000000002},{"$f":"AE8*O8*AL8","v":10.9}]
[null,67,{"$f":"R9*$G$17","v":40.299999999999997},19.099999999999998,{"$f":"S9*$G$17","v":37.6},{"$f":"IF(AN9>E9,E9,AN9)","v":18.2},{"$f":"T9*$G$17","v":34.9},{"$f":"IF(AO9>G9,G9,AO9)","v":17.3},{"$f":"U9*$G$17","v":33.950000000000003},{"$f":"IF(AP9>I9,I9,AP9)","v":17.05},{"$f":"V9*$G$17","v":33},{"$f":"IF(AQ9>K9,K9,AQ9)","v":16.799999999999997},{"$f":"W9*$G$17","v":31.950000000000003},{"$f":"IF(AR9>M9,M9,AR9)","v":16.250000000000004},{"$f":"X9*$G$17","v":30.9},{"$f":"IF(AS9>O9,O9,AS9)","v":15.699999999999998},null,1.044041450777202,0.97409326424870468,0.90414507772020725,0.8795336787564767,0.85492227979274615,0.82772020725388606,0.80051813471502586,0.47394540942928037,0.48404255319148937,0.49570200573065903,0.50220913107511045,0.50909090909090904,0.50860719874804383,0.50809061488673135,1,1,1,1,1,1,1,{"$f":"Y9*C9*AF9","v":19.099999999999998},{"$f":"Z9*E9*AG9","v":18.2},{"$f":"AA9*G9*AH9","v":17.3},{"$f":"AB9*I9*AI9","v":17.05},{"$f":"AC9*K9*AJ9","v":16.799999999999997},{"$f":"AD9*M9*AK9","v":16.250000000000004},{"$f":"AE9*O9*AL9","v":15.699999999999998}]
[null,63,38.4,23.7,37.450000000000003,23.650000000000002,36.5,23.6,35.35,23.25,34.200000000000003,22.900000000000002,33.050000000000004,22.35,31.900000000000002,21.8,null,0.99481865284974091,0.97020725388601037,0.94559585492227982,0.91580310880829019,0.88601036269430056,0.85621761658031093,0.82642487046632129,0.6171875,0.63150867823765022,0.64657534246575343,0.65770862800565766,0.66959064327485385,0.67624810892586984,0.68338557993730409,1,1,1,1,1,1,1,23.7,23.650000000000002,23.6,23.25,22.900000000000002,22.35,21.8]
[null,59,36.6,29.900000000000002,35.6,29.75,34.6,29.6,33.6,28.950000000000003,32.6,28.3,31.400000000000002,27.25,30.200000000000003,26.200000000000003,null,0.94818652849740936,0.92227979274611394,0.89637305699481862,0.8704663212435233,0.84455958549222798,0.81347150259067358,0.78238341968911918,0.81693989071038253,0.8356741573033708,0.8554913294797688,0.8616071428571429,0.86809815950920244,0.86783439490445857,0.86754966887417218,1,1,1,1,1,1,1,29.900000000000002,29.75,29.6,28.950000000000003,28.3,27.25,26.200000000000003]
[76,71,42.95,16.700000000000003,42.050000000000004,16.600000000000001,41.1,16.5,40,16.100000000000001,38.900000000000006,15.750000000000002,37.700000000000003,15.05,36.5,14.4,null,1.1126943005181347,1.089378238341969,1.0647668393782384,1.0362694300518134,1.0077720207253886,0.97668393782383423,0.94559585492227982,0.38882421420256114,0.39476813317479192,0.40145985401459855,0.40250000000000002,0.40488431876606684,0.39920424403183025,0.39452054794520547,1,1,1,1,1,1,1,16.700000000000003,16.600000000000001,16.5,16.100000000000001,15.750000000000002,15.05,14.4]
[null,67,40.4,22.05,39.500000000000007,22.000000000000004,{"$f":"T13*$G$17","v":38.550000000000004},21.900000000000002,37.5,21.55,36.4,21.150000000000002,35.200000000000003,20.500000000000004,34,19.8,null,1.0466321243523315,1.0233160621761659,0.99870466321243523,0.97150259067357514,0.94300518134715028,0.91191709844559588,0.88082901554404147,0.54579207920792083,0.55696202531645567,0.56809338521400776,0.57466666666666666,0.58104395604395609,0.58238636363636365,0.58235294117647063,1,1,1,1,1,1,1,22.05,22.000000000000004,21.900000000000002,21.55,21.150000000000002,20.500000000000004,19.8]
[null,63,38.299999999999997,28.9,37.35,28.750000000000004,36.450000000000003,28.6,35.300000000000004,28.1,34.150000000000006,27.650000000000006,33,26.900000000000002,31.800000000000004,26.200000000000006,null,0.99222797927461137,0.96761658031088082,0.94430051813471505,0.91450777202072542,0.88471502590673579,0.85492227979274615,0.82383419689119175,0.75456919060052219,0.76974564926372158,0.78463648834019206,0.79603399433427757,0.80966325036603226,0.81515151515151518,0.82389937106918243,1,1,1,1,1,1,1,28.9,28.750000000000004,28.6,28.1,27.650000000000006,26.900000000000002,26.200000000000006]
[null,59,36.6,33.700000000000003,35.700000000000003,33.550000000000004,34.799999999999997,33.35,33.75,32.5,32.65,31.65,31.400000000000002,30.45,30.1,29.25,null,0.94818652849740936,0.92487046632124348,0.9015544041450777,0.87435233160621761,0.84585492227979275,0.81347150259067358,0.77979274611398963,0.92076502732240439,0.93977591036414565,0.95833333333333337,0.96296296296296291,0.96937212863705968,0.96974522292993626,0.97176079734219267,1,1,1,1,1,1,1,33.700000000000003,33.550000000000004,33.35,32.5,31.65,30.45,29.25]
[80,71,42.8,22.3,41.95,22.150000000000002,41.1,22,40,21.45,38.900000000000006,20.900000000000002,37.700000000000003,20.100000000000001,36.5,19.3,null,1.1088082901554404,1.0867875647668395,1.0647668393782384,1.0362694300518134,1.0077720207253886,0.97668393782383423,0.94559585492227982,0.5210280373831776,0.52800953516090587,0.53527980535279807,0.53625,0.53727506426735216,0.53315649867374004,0.52876712328767128,1,1,1,1,1,1,1,22.3,22.150000000000002,22,21.45,20.900000000000002,20.100000000000001,19.3]
[null,67,40.299999999999997,27.099999999999998,39.450000000000003,26.950000000000003,38.6,26.8,37.450000000000003,26.25,36.300000000000004,25.700000000000006,35.15,24.9,34,24.1,null,1.044041450777202,1.0220207253886011,1,0.97020725388601037,0.94041450777202074,0.9106217616580311,0.88082901554404147,0.67245657568238215,0.6831432192648923,0.69430051813471505,0.7009345794392523,0.70798898071625349,0.70839260312944519,0.70882352941176474,1,1,1,1,1,1,1,27.099999999999998,26.950000000000003,26.8,26.25,25.700000000000006,24.9,24.1]
[null,63,38.200000000000003,31.200000000000003,37.300000000000004,31.000000000000004,{"$f":"T18*$G$17","v":36.4},30.799999999999997,35.35,30.3,34.300000000000004,29.800000000000004,33.050000000000004,28.950000000000003,31.800000000000004,28.100000000000005,null,0.98963730569948183,0.96632124352331605,0.94300518134715028,0.91580310880829019,0.8886010362694301,0.85621761658031093,0.82383419689119175,0.81675392670157065,0.83109919571045576,0.84615384615384615,0.8571428571428571,0.86880466472303208,0.87594553706505296,0.88364779874213839,1,1,1,1,1,1,1,31.200000000000003,31.000000000000004,30.799999999999997,30.3,29.800000000000004,28.950000000000003,28.100000000000005]
[null,59,36.6,33.800000000000004,35.65,33.599999999999994,{"$f":"T19*$G$17","v":34.700000000000003},33.400000000000006,33.65,32.6,32.6,31.8,31.400000000000002,30.6,30.200000000000003,29.400000000000002,null,0.94818652849740936,0.92357512953367871,0.89896373056994816,0.87176165803108807,0.84455958549222798,0.81347150259067358,0.78238341968911918,0.92349726775956287,0.94249649368863953,0.96253602305475505,0.9687964338781575,0.97546012269938653,0.97452229299363058,0.97350993377483441,1,1,1,1,1,1,1,33.800000000000004,33.599999999999994,33.400000000000006,32.6,31.8,30.6,29.400000000000002]

{"sheet":"RASL_48","index":8,"n_rows":19,"n_cols":45,"rows_kept":19,"cut":false,"hidden":true,"merged":[[2,0,2,1],[2,2,2,15],[3,2,3,3],[3,4,3,5],[3,6,3,7],[3,8,3,9],[3,10,3,11],[3,12,3,13],[3,14,3,15],[5,2,6,2],[5,3,6,3],[5,4,6,4],[5,5,6,5],[5,6,6,6],[5,7,6,7],[5,8,6,8],[4,0,6,0],[4,1,6,1],[4,2,4,3],[4,4,4,5],[4,6,4,7],[4,8,4,9],[5,9,6,9],[5,10,6,10],[5,11,6,11],[5,12,6,12],[5,13,6,13],[5,14,6,14],[5,15,6,15],[4,10,4,11],[4,12,4,13],[4,14,4,15],[41,4,41,15],[42,4,42,5],[42,6,42,7],[42,8,42,9],[42,10,42,11],[42,12,42,13],[42,14,42,15],[7,0,10,0],[11,0,14,0],[15,0,18,0],[31,0,34,0],[35,0,38,0],[41,0,42,1],[44,12,45,12],[44,13,45,13],[44,14,45,14],[44,15,45,15],[46,0,49,0],[50,0,53,0],[43,12,43,13],[43,14,43,15],[44,4,45,4],[44,5,45,5],[44,6,45,6],[44,7,45,7],[44,8,45,8],[44,9,45,9],[44,10,45,10],[44,11,45,11],[43,0,45,0],[43,1,45,1],[43,4,43,5],[43,6,43,7],[43,8,43,9],[43,10,43,11],[54,0,57,0],[60,0,61,1],[60,4,60,15],[61,4,61,5],[61,6,61,7],[61,8,61,9],[61,10,61,11],[61,12,61,13],[61,14,61,15],[63,12,64,12],[63,13,64,13],[63,14,64,14],[63,15,64,15],[65,0,68,0],[69,0,72,0],[62,12,62,13],[62,14,62,15],[63,4,64,4],[63,5,64,5],[63,6,64,6],[63,7,64,7],[63,8,64,8],[63,9,64,9],[63,10,64,10],[63,11,64,11],[62,0,64,0],[62,1,64,1],[62,4,62,5],[62,6,62,7],[62,8,62,9],[62,10,62,11],[73,0,76,0],[79,0,80,1],[79,4,79,15],[80,4,80,5],[80,6,80,7],[80,8,80,9],[80,10,80,11],[80,12,80,13],[80,14,80,15],[82,12,83,12],[82,13,83,13],[82,14,83,14],[82,15,83,15],[84,0,87,0],[88,0,91,0],[81,12,81,13],[81,14,81,15],[82,4,83,4],[82,5,83,5],[82,6,83,6],[82,7,83,7],[82,8,83,8],[82,9,83,9],[82,10,83,10],[82,11,83,11],[81,0,83,0],[81,1,83,1],[81,4,81,5],[81,6,81,7],[81,8,81,9],[81,10,81,11],[92,0,95,0],[98,0,99,1],[98,4,98,15],[99,4,99,5],[99,6,99,7],[99,8,99,9],[99,10,99,11],[99,12,99,13],[99,14,99,15],[101,12,102,12],[101,13,102,13],[101,14,102,14],[101,15,102,15],[103,0,106,0],[107,0,110,0],[100,12,100,13],[100,14,100,15],[101,4,102,4],[101,5,102,5],[101,6,102,6],[101,7,102,7],[101,8,102,8],[101,9,102,9],[101,10,102,10],[101,11,102,11],[100,0,102,0],[100,1,102,1],[100,4,100,5],[100,6,100,7],[100,8,100,9],[100,10,100,11],[111,0,114,0],[117,0,118,1],[117,4,117,15],[118,4,118,5],[118,6,118,7],[118,8,118,9],[118,10,118,11],[118,12,118,13],[118,14,118,15],[130,0,133,0],[120,12,121,12],[120,13,121,13],[120,14,121,14],[120,15,121,15],[122,0,125,0],[126,0,129,0],[119,12,119,13],[119,14,119,15],[120,4,121,4],[120,5,121,5],[120,6,121,6],[120,7,121,7],[120,8,121,8],[120,9,121,9],[120,10,121,10],[120,11,121,11],[119,0,121,0],[119,1,121,1],[119,4,119,5],[119,6,119,7],[119,8,119,9],[119,10,119,11]]}
[]
["RASL_48"]
["Evaporator Air Flow",null,"Condenser  Entering Air Temperature ˚F"]
[1225,"CFM",85,null,90,null,95,null,100,null,105,null,110,null,115]
["Evap. Air °F DB","EWB†\n˚F","Capacity Mbtuh",null,"Capacity Mbtuh",null,"Capacity Mbtuh",null,"Capacity Mbtuh",null,"Capacity Mbtuh",null,"Capacity Mbtuh",null,"Capacity Mbtuh"]
[null,null,"Total","Sens.","Total","Sens.","Total","Sens.","Total","Sens.","Total","Sens.","Total","Sens.","Total","Sens."]
[null,null,null,null,null,null,null,null,null,null,null,null,null,null,null,null,null,"Total Factors",null,null,null,null,null,null,"Sens. %",null,null,null,null,null,null,"IDB Adj",null,null,null,null,null,null,"Sens Calc"]
[72,71,{"$f":"R8*$G$17","v":48.599999999999994},{"$f":"IF(AM8>C8,C8,AM8)","v":13.299999999999997},{"$f":"S8*$G$17","v":47.65},{"$f":"IF(AN8>E8,E8,AN8)","v":13.200000000000001},{"$f":"T8*$G$17","v":46.699999999999996},{"$f":"IF(AO8>G8,G8,AO8)","v":13.1},{"$f":"U8*$G$17","v":45.5},{"$f":"IF(AP8>I8,I8,AP8)","v":12.8},{"$f":"V8*$G$17","v":44.3},{"$f":"IF(AQ8>K8,K8,AQ8)","v":12.5},{"$f":"W8*$G$17","v":42.849999999999994},{"$f":"IF(AR8>M8,M8,AR8)","v":12.049999999999999},{"$f":"X8*$G$17","v":41.4},{"$f":"IF(AS8>O8,O8,AS8)","v":11.600000000000001},null,1.1095890410958904,1.0878995433789955,1.0662100456621004,1.0388127853881279,1.0114155251141552,0.97831050228310501,0.9452054794520548,0.27366255144032919,0.27701993704092343,0.28051391862955033,0.28131868131868132,0.28216704288939054,0.28121353558926487,0.28019323671497587,1,1,1,1,1,1,1,{"$f":"Y8*C8*AF8","v":13.299999999999997},{"$f":"Z8*E8*AG8","v":13.200000000000001},{"$f":"AA8*G8*AH8","v":13.1},{"$f":"AB8*I8*AI8","v":12.8},{"$f":"AC8*K8*AJ8","v":12.5},{"$f":"AD8*M8*AK8","v":12.049999999999999},{"$f":"AE8*O8*AL8","v":11.600000000000001}]
[null,67,{"$f":"R9*$G$17","v":45.800000000000004},19.400000000000002,{"$f":"S9*$G$17","v":44.849999999999994},{"$f":"IF(AN9>E9,E9,AN9)","v":19.299999999999997},{"$f":"T9*$G$17","v":43.9},{"$f":"IF(AO9>G9,G9,AO9)","v":19.2},{"$f":"U9*$G$17","v":42.699999999999996},{"$f":"IF(AP9>I9,I9,AP9)","v":18.899999999999999},{"$f":"V9*$G$17","v":41.499999999999993},{"$f":"IF(AQ9>K9,K9,AQ9)","v":18.599999999999998},{"$f":"W9*$G$17","v":40.049999999999997},{"$f":"IF(AR9>M9,M9,AR9)","v":18.149999999999999},{"$f":"X9*$G$17","v":38.599999999999994},{"$f":"IF(AS9>O9,O9,AS9)","v":17.7},null,1.0456621004566211,1.023972602739726,1.0022831050228311,0.97488584474885842,0.94748858447488582,0.91438356164383561,0.88127853881278539,0.42358078602620086,0.43032329988851725,0.43735763097949887,0.44262295081967212,0.44819277108433736,0.45318352059925093,0.45854922279792748,1,1,1,1,1,1,1,{"$f":"Y9*C9*AF9","v":19.400000000000002},{"$f":"Z9*E9*AG9","v":19.299999999999997},{"$f":"AA9*G9*AH9","v":19.2},{"$f":"AB9*I9*AI9","v":18.899999999999999},{"$f":"AC9*K9*AJ9","v":18.599999999999998},{"$f":"AD9*M9*AK9","v":18.149999999999999},{"$f":"AE9*O9*AL9","v":17.7}]
[null,63,43.3,24.8,42.35,24.7,41.4,24.599999999999998,40.199999999999996,24.299999999999997,39,24,37.549999999999997,23.55,36.1,23.1,null,0.98858447488584478,0.96689497716894979,0.9452054794520548,0.9178082191780822,0.8904109589041096,0.85730593607305938,0.82420091324200917,0.5727482678983834,0.5832349468713105,0.59420289855072461,0.60447761194029848,0.61538461538461542,0.6271637816245007,0.63988919667590027,1,1,1,1,1,1,1,24.8,24.7,24.599999999999998,24.299999999999997,24,23.55,23.1]
[null,59,41.3,32.799999999999997,40.199999999999996,32.5,39.099999999999994,32.199999999999996,37.999999999999993,31.499999999999996,36.9,30.799999999999997,35.5,29.6,34.1,28.400000000000002,null,0.94292237442922378,0.9178082191780822,0.89269406392694062,0.86757990867579904,0.84246575342465757,0.81050228310502281,0.77853881278538817,0.79418886198547212,0.80845771144278611,0.82352941176470584,0.82894736842105265,0.83468834688346882,0.83380281690140845,0.83284457478005869,1,1,1,1,1,1,1,32.799999999999997,32.5,32.199999999999996,31.499999999999996,30.799999999999997,29.6,28.400000000000002]
[76,71,48.499999999999993,16.499999999999996,47.6,16.350000000000001,46.649999999999991,16.149999999999999,45.449999999999996,15.799999999999999,44.249999999999993,15.449999999999998,42.849999999999994,14.899999999999997,41.449999999999996,14.399999999999999,null,1.1073059360730593,1.08675799086758,1.0650684931506849,1.0376712328767124,1.0102739726027397,0.97831050228310501,0.94634703196347036,0.34020618556701032,0.34348739495798319,0.3461950696677385,0.34763476347634764,0.34915254237288135,0.34772462077012833,0.34740651387213511,1,1,1,1,1,1,1,16.499999999999996,16.350000000000001,16.149999999999999,15.799999999999999,15.449999999999998,14.899999999999997,14.399999999999999]
[null,67,45.800000000000004,22.750000000000004,44.8,22.55,{"$f":"T13*$G$17","v":43.8},22.35,42.65,21.999999999999996,41.499999999999993,21.649999999999995,40.1,21.15,38.699999999999996,20.599999999999998,null,1.0456621004566211,1.0228310502283104,1,0.97374429223744297,0.94748858447488582,0.91552511415525117,0.88356164383561642,0.49672489082969434,0.5033482142857143,0.51027397260273977,0.51582649472450171,0.52168674698795181,0.527431421446384,0.53229974160206717,1,1,1,1,1,1,1,22.750000000000004,22.55,22.35,21.999999999999996,21.649999999999995,21.15,20.599999999999998]
[null,63,43.25,30.75,42.3,30.549999999999997,41.349999999999994,30.299999999999994,40.15,29.849999999999998,38.949999999999996,29.4,37.549999999999997,28.749999999999996,36.1,28.150000000000002,null,0.98744292237442921,0.96575342465753422,0.94406392694063923,0.91666666666666663,0.88926940639269403,0.85730593607305938,0.82420091324200917,0.71098265895953761,0.72222222222222221,0.73276904474002413,0.74346201743462015,0.754813863928113,0.76564580559254325,0.77977839335180055,1,1,1,1,1,1,1,30.75,30.549999999999997,30.299999999999994,29.849999999999998,29.4,28.749999999999996,28.150000000000002]
[null,59,41.199999999999996,37.049999999999997,40.25,36.75,39.299999999999997,36.449999999999996,38.15,35.549999999999997,36.949999999999996,34.699999999999996,35.549999999999997,33.35,34.1,31.95,null,0.94063926940639264,0.91894977168949776,0.89726027397260277,0.87100456621004563,0.84360730593607303,0.81164383561643838,0.77853881278538817,0.89927184466019416,0.91304347826086951,0.9274809160305344,0.93184796854521623,0.939106901217862,0.93811533052039386,0.93695014662756593,1,1,1,1,1,1,1,37.049999999999997,36.75,36.449999999999996,35.549999999999997,34.699999999999996,33.35,31.95]
[80,71,48.499999999999993,22.999999999999996,47.55,22.65,46.6,22.3,45.4,21.8,44.2,21.3,42.8,20.599999999999998,41.4,19.900000000000002,null,1.1073059360730593,1.0856164383561644,1.0639269406392695,1.0365296803652968,1.0091324200913243,0.97716894977168944,0.9452054794520548,0.47422680412371132,0.47634069400630913,0.47854077253218885,0.48017621145374451,0.48190045248868779,0.48130841121495327,0.48067632850241548,1,1,1,1,1,1,1,22.999999999999996,22.65,22.3,21.8,21.3,20.599999999999998,19.900000000000002]
[null,67,45.699999999999996,28.5,44.749999999999993,28.199999999999996,43.8,27.9,42.599999999999994,27.349999999999998,41.4,26.799999999999997,39.999999999999993,26.099999999999994,38.599999999999994,25.399999999999995,null,1.04337899543379,1.0216894977168949,1,0.9726027397260274,0.9452054794520548,0.91324200913242004,0.88127853881278539,0.62363238512035013,0.63016759776536313,0.63698630136986301,0.642018779342723,0.64734299516908211,0.65249999999999997,0.65803108808290156,1,1,1,1,1,1,1,28.5,28.199999999999996,27.9,27.349999999999998,26.799999999999997,26.099999999999994,25.399999999999995]
[null,63,43.199999999999996,33.4,42.25,33.049999999999997,{"$f":"T18*$G$17","v":41.3},32.700000000000003,40.1,32.199999999999996,38.9,31.699999999999996,37.5,31,36.1,30.3,null,0.98630136986301364,0.96461187214611877,0.94292237442922378,0.91552511415525117,0.88812785388127857,0.85616438356164382,0.82420091324200917,0.77314814814814814,0.78224852071005913,0.79176755447941893,0.80299251870324184,0.81491002570694082,0.82666666666666666,0.83933518005540164,1,1,1,1,1,1,1,33.4,33.049999999999997,32.700000000000003,32.199999999999996,31.699999999999996,31,30.3]
[null,59,41.199999999999996,37.199999999999996,40.199999999999996,36.849999999999994,{"$f":"T19*$G$17","v":39.199999999999996},36.499999999999993,37.999999999999993,35.599999999999994,36.799999999999997,34.699999999999996,35.450000000000003,33.4,34.1,32.1,null,0.94063926940639264,0.9178082191780822,0.89497716894977164,0.86757990867579904,0.84018264840182644,0.80936073059360736,0.77853881278538817,0.90291262135922334,0.91666666666666663,0.93112244897959184,0.93684210526315792,0.94293478260869568,0.94217207334273623,0.94134897360703818,1,1,1,1,1,1,1,37.199999999999996,36.849999999999994,36.499999999999993,35.599999999999994,34.699999999999996,33.4,32.1]

{"sheet":"RASL_60","index":9,"n_rows":19,"n_cols":45,"rows_kept":19,"cut":false,"hidden":true,"merged":[[2,0,2,1],[2,2,2,15],[3,2,3,3],[3,4,3,5],[3,6,3,7],[3,8,3,9],[3,10,3,11],[3,12,3,13],[3,14,3,15],[5,2,6,2],[5,3,6,3],[5,4,6,4],[5,5,6,5],[5,6,6,6],[5,7,6,7],[5,8,6,8],[4,0,6,0],[4,1,6,1],[4,2,4,3],[4,4,4,5],[4,6,4,7],[4,8,4,9],[5,9,6,9],[5,10,6,10],[5,11,6,11],[5,12,6,12],[5,13,6,13],[5,14,6,14],[5,15,6,15],[4,10,4,11],[4,12,4,13],[4,14,4,15],[41,4,41,15],[42,4,42,5],[42,6,42,7],[42,8,42,9],[42,10,42,11],[42,12,42,13],[42,14,42,15],[7,0,10,0],[11,0,14,0],[15,0,18,0],[31,0,34,0],[35,0,38,0],[41,0,42,1],[44,12,45,12],[44,13,45,13],[44,14,45,14],[44,15,45,15],[46,0,49,0],[50,0,53,0],[43,12,43,13],[43,14,43,15],[44,4,45,4],[44,5,45,5],[44,6,45,6],[44,7,45,7],[44,8,45,8],[44,9,45,9],[44,10,45,10],[44,11,45,11],[43,0,45,0],[43,1,45,1],[43,4,43,5],[43,6,43,7],[43,8,43,9],[43,10,43,11],[54,0,57,0],[60,0,61,1],[60,4,60,15],[61,4,61,5],[61,6,61,7],[61,8,61,9],[61,10,61,11],[61,12,61,13],[61,14,61,15],[63,12,64,12],[63,13,64,13],[63,14,64,14],[63,15,64,15],[65,0,68,0],[69,0,72,0],[62,12,62,13],[62,14,62,15],[63,4,64,4],[63,5,64,5],[63,6,64,6],[63,7,64,7],[63,8,64,8],[63,9,64,9],[63,10,64,10],[63,11,64,11],[62,0,64,0],[62,1,64,1],[62,4,62,5],[62,6,62,7],[62,8,62,9],[62,10,62,11],[73,0,76,0],[79,0,80,1],[79,4,79,15],[80,4,80,5],[80,6,80,7],[80,8,80,9],[80,10,80,11],[80,12,80,13],[80,14,80,15],[82,12,83,12],[82,13,83,13],[82,14,83,14],[82,15,83,15],[84,0,87,0],[88,0,91,0],[81,12,81,13],[81,14,81,15],[82,4,83,4],[82,5,83,5],[82,6,83,6],[82,7,83,7],[82,8,83,8],[82,9,83,9],[82,10,83,10],[82,11,83,11],[81,0,83,0],[81,1,83,1],[81,4,81,5],[81,6,81,7],[81,8,81,9],[81,10,81,11],[92,0,95,0],[98,0,99,1],[98,4,98,15],[99,4,99,5],[99,6,99,7],[99,8,99,9],[99,10,99,11],[99,12,99,13],[99,14,99,15],[101,12,102,12],[101,13,102,13],[101,14,102,14],[101,15,102,15],[103,0,106,0],[107,0,110,0],[100,12,100,13],[100,14,100,15],[101,4,102,4],[101,5,102,5],[101,6,102,6],[101,7,102,7],[101,8,102,8],[101,9,102,9],[101,10,102,10],[101,11,102,11],[100,0,102,0],[100,1,102,1],[100,4,100,5],[100,6,100,7],[100,8,100,9],[100,10,100,11],[111,0,114,0],[117,0,118,1],[117,4,117,15],[118,4,118,5],[118,6,118,7],[118,8,118,9],[118,10,118,11],[118,12,118,13],[118,14,118,15],[130,0,133,0],[120,12,121,12],[120,13,121,13],[120,14,121,14],[120,15,121,15],[122,0,125,0],[126,0,129,0],[119,12,119,13],[119,14,119,15],[120,4,121,4],[120,5,121,5],[120,6,121,6],[120,7,121,7],[120,8,121,8],[120,9,121,9],[120,10,121,10],[120,11,121,11],[119,0,121,0],[119,1,121,1],[119,4,119,5],[119,6,119,7],[119,8,119,9],[119,10,119,11]]}
[]
["RASL_60"]
["Evaporator Air Flow",null,"Condenser  Entering Air Temperature ˚F"]
[1575,"CFM",85,null,90,null,95,null,100,null,105,null,110,null,115]
["Evap. Air °F DB","EWB†\n˚F","Capacity Mbtuh",null,"Capacity Mbtuh",null,"Capacity Mbtuh",null,"Capacity Mbtuh",null,"Capacity Mbtuh",null,"Capacity Mbtuh",null,"Capacity Mbtuh"]
[null,null,"Total","Sens.","Total","Sens.","Total","Sens.","Total","Sens.","Total","Sens.","Total","Sens.","Total","Sens."]
[null,null,null,null,null,null,null,null,null,null,null,null,null,null,null,null,null,"Total Factors",null,null,null,null,null,null,"Sens. %",null,null,null,null,null,null,"IDB Adj",null,null,null,null,null,null,"Sens Calc"]
[72,71,{"$f":"R8*$G$17","v":62.8},{"$f":"IF(AM8>C8,C8,AM8)","v":19.899999999999999},{"$f":"S8*$G$17","v":58.7},{"$f":"IF(AN8>E8,E8,AN8)","v":18.95},{"$f":"T8*$G$17","v":54.6},{"$f":"IF(AO8>G8,G8,AO8)","v":18},{"$f":"U8*$G$17","v":53.45},{"$f":"IF(AP8>I8,I8,AP8)","v":17.600000000000001},{"$f":"V8*$G$17","v":52.3},{"$f":"IF(AQ8>K8,K8,AQ8)","v":17.2},{"$f":"W8*$G$17","v":53.75},{"$f":"IF(AR8>M8,M8,AR8)","v":17.3},{"$f":"X8*$G$17","v":55.2},{"$f":"IF(AS8>O8,O8,AS8)","v":17.400000000000002},null,1.1194295900178253,1.0463458110516934,0.9732620320855615,0.95276292335115864,0.93226381461675578,0.95811051693404636,0.98395721925133695,0.31687898089171973,0.32282793867120951,0.32967032967032966,0.3292797006548176,0.32887189292543023,0.32186046511627908,0.31521739130434784,1,1,1,1,1,1,1,{"$f":"Y8*C8*AF8","v":19.899999999999999},{"$f":"Z8*E8*AG8","v":18.95},{"$f":"AA8*G8*AH8","v":18},{"$f":"AB8*I8*AI8","v":17.600000000000001},{"$f":"AC8*K8*AJ8","v":17.2},{"$f":"AD8*M8*AK8","v":17.3},{"$f":"AE8*O8*AL8","v":17.400000000000002}]
[null,67,{"$f":"R9*$G$17","v":58.400000000000006},27.100000000000005,{"$f":"S9*$G$17","v":55.400000000000006},{"$f":"IF(AN9>E9,E9,AN9)","v":26.250000000000004},{"$f":"T9*$G$17","v":52.400000000000006},{"$f":"IF(AO9>G9,G9,AO9)","v":25.400000000000002},{"$f":"U9*$G$17","v":50.65},{"$f":"IF(AP9>I9,I9,AP9)","v":24.75},{"$f":"V9*$G$17","v":48.900000000000006},{"$f":"IF(AQ9>K9,K9,AQ9)","v":24.1},{"$f":"W9*$G$17","v":50},{"$f":"IF(AR9>M9,M9,AR9)","v":24.45},{"$f":"X9*$G$17","v":51.1},{"$f":"IF(AS9>O9,O9,AS9)","v":24.8},null,1.0409982174688057,0.98752228163992872,0.93404634581105173,0.90285204991087342,0.87165775401069523,0.89126559714795006,0.910873440285205,0.46404109589041098,0.47382671480144406,0.48473282442748089,0.48864758144126358,0.49284253578732107,0.48899999999999999,0.48532289628180036,1,1,1,1,1,1,1,{"$f":"Y9*C9*AF9","v":27.100000000000005},{"$f":"Z9*E9*AG9","v":26.250000000000004},{"$f":"AA9*G9*AH9","v":25.400000000000002},{"$f":"AB9*I9*AI9","v":24.75},{"$f":"AC9*K9*AJ9","v":24.1},{"$f":"AD9*M9*AK9","v":24.45},{"$f":"AE9*O9*AL9","v":24.8}]
[null,63,55.7,34.000000000000007,54.3,33.9,52.900000000000006,33.800000000000004,51.699999999999996,33.4,50.5,33,49.400000000000006,32.300000000000004,48.300000000000004,31.600000000000005,null,0.99286987522281644,0.96791443850267378,0.94295900178253123,0.92156862745098034,0.90017825311942956,0.88057040998217473,0.86096256684491979,0.61041292639138245,0.62430939226519333,0.63894139886578449,0.64603481624758219,0.65346534653465349,0.65384615384615385,0.65424430641821951,1,1,1,1,1,1,1,34.000000000000007,33.9,33.800000000000004,33.4,33,32.300000000000004,31.600000000000005]
[null,59,52.3,42.8,50,41.75,47.699999999999996,40.699999999999996,46.800000000000004,40.250000000000007,45.900000000000006,39.800000000000004,45.900000000000006,39.800000000000004,45.900000000000006,39.800000000000004,null,0.93226381461675578,0.89126559714795006,0.85026737967914434,0.83422459893048129,0.81818181818181823,0.81818181818181823,0.81818181818181823,0.8183556405353728,0.83499999999999996,0.85324947589098532,0.8600427350427351,0.86710239651416121,0.86710239651416121,0.86710239651416121,1,1,1,1,1,1,1,42.8,41.75,40.699999999999996,40.250000000000007,39.800000000000004,39.800000000000004,39.800000000000004]
[76,71,62.750000000000007,24.000000000000004,61.5,23.9,60.199999999999996,23.799999999999997,59.000000000000007,23.35,57.8,22.849999999999998,56.600000000000009,22.000000000000004,55.400000000000006,21.150000000000002,null,1.1185383244206775,1.0962566844919786,1.0730837789661318,1.0516934046345812,1.0303030303030303,1.0089126559714796,0.98752228163992872,0.38247011952191234,0.38861788617886178,0.39534883720930231,0.39576271186440676,0.3953287197231834,0.38869257950530034,0.38176895306859204,1,1,1,1,1,1,1,24.000000000000004,23.9,23.799999999999997,23.35,22.849999999999998,22.000000000000004,21.150000000000002]
[null,67,58.65,31.55,57.400000000000006,31.4,{"$f":"T13*$G$17","v":56.150000000000006},31.3,54.95,30.850000000000005,53.7,30.35,52.5,29.5,51.300000000000004,28.6,null,1.0454545454545454,1.0231729055258467,1.000891265597148,0.97950089126559714,0.95721925133689845,0.93582887700534756,0.91443850267379678,0.53793691389599319,0.54703832752613235,0.55743544078361529,0.56141947224749778,0.56517690875232773,0.56190476190476191,0.55750487329434695,1,1,1,1,1,1,1,31.55,31.4,31.3,30.850000000000005,30.35,29.5,28.6]
[null,63,55.6,41.6,54.050000000000004,41.2,52.550000000000004,40.800000000000004,51.400000000000006,40.300000000000004,50.25,39.800000000000004,49.300000000000004,39.050000000000004,48.300000000000004,38.25,null,0.9910873440285205,0.96345811051693409,0.93672014260249559,0.91622103386809273,0.89572192513368987,0.87878787878787878,0.86096256684491979,0.74820143884892087,0.7622571692876966,0.77640342530922934,0.78404669260700388,0.79203980099502491,0.7920892494929006,0.79192546583850931,1,1,1,1,1,1,1,41.6,41.2,40.800000000000004,40.300000000000004,39.800000000000004,39.050000000000004,38.25]
[null,59,53.45,49.300000000000004,51.800000000000004,48.65,50.15,48.050000000000004,49.199999999999996,47.449999999999996,48.25,46.85,47.55,46.15,46.85,45.45,null,0.95276292335115864,0.92335115864527628,0.89393939393939392,0.87700534759358284,0.86007130124777187,0.84759358288770048,0.8351158645276292,0.92235734331150609,0.93918918918918914,0.95812562313060823,0.96443089430894313,0.97098445595854921,0.97055730809674023,0.97011739594450375,1,1,1,1,1,1,1,49.300000000000004,48.65,48.050000000000004,47.449999999999996,46.85,46.15,45.45]
[80,71,62.7,32.299999999999997,61.45,32.049999999999997,60.199999999999996,31.799999999999997,58.95,31.150000000000002,57.7,30.5,56.5,29.500000000000004,55.3,28.5,null,1.1176470588235294,1.0953654188948307,1.0730837789661318,1.0508021390374331,1.0285204991087344,1.0071301247771836,0.98573975044563278,0.51515151515151514,0.52156224572823429,0.52823920265780733,0.52841391009329941,0.52859618717504331,0.52212389380530977,0.51537070524412298,1,1,1,1,1,1,1,32.299999999999997,32.049999999999997,31.799999999999997,31.150000000000002,30.5,29.500000000000004,28.5]
[null,67,58.600000000000009,38.900000000000006,57.35,38.65,56.1,38.4,54.900000000000006,37.750000000000007,53.7,37.1,52.5,36.099999999999994,51.300000000000004,35.1,null,1.0445632798573976,1.0222816399286987,1,0.97860962566844922,0.95721925133689845,0.93582887700534756,0.91443850267379678,0.66382252559726962,0.67393199651264168,0.68449197860962563,0.68761384335154829,0.69087523277467411,0.68761904761904757,0.68421052631578949,1,1,1,1,1,1,1,38.900000000000006,38.65,38.4,37.750000000000007,37.1,36.099999999999994,35.1]
[null,63,55.6,45,54.35,44.75,{"$f":"T18*$G$17","v":53.1},44.5,51.900000000000006,43.850000000000009,50.699999999999996,43.199999999999996,49.5,42.2,48.300000000000004,41.2,null,0.9910873440285205,0.9688057040998217,0.946524064171123,0.92513368983957223,0.90374331550802134,0.88235294117647056,0.86096256684491979,0.80935251798561147,0.82336706531738735,0.83804143126177022,0.84489402697495186,0.85207100591715978,0.85252525252525257,0.85300207039337472,1,1,1,1,1,1,1,45,44.75,44.5,43.850000000000009,43.199999999999996,42.2,41.2]
[null,59,54.2,50.2,52.95,49.95,{"$f":"T19*$G$17","v":51.699999999999996},49.699999999999996,50.5,48.9,49.300000000000004,48.1,48.15,46.949999999999996,47,45.8,null,0.96613190730837795,0.94385026737967914,0.92156862745098034,0.90017825311942956,0.87878787878787878,0.85828877005347592,0.83778966131907306,0.92619926199261993,0.943342776203966,0.96131528046421666,0.96831683168316829,0.97565922920892489,0.97507788161993769,0.97446808510638294,1,1,1,1,1,1,1,50.2,49.95,49.699999999999996,48.9,48.1,46.949999999999996,45.8]

{"sheet":"14AJM_18","index":10,"n_rows":19,"n_cols":45,"rows_kept":19,"cut":false,"hidden":true,"merged":[[2,0,2,1],[2,2,2,15],[3,2,3,3],[3,4,3,5],[3,6,3,7],[3,8,3,9],[3,10,3,11],[3,12,3,13],[3,14,3,15],[5,2,6,2],[5,3,6,3],[5,4,6,4],[5,5,6,5],[5,6,6,6],[5,7,6,7],[5,8,6,8],[4,0,6,0],[4,1,6,1],[4,2,4,3],[4,4,4,5],[4,6,4,7],[4,8,4,9],[5,9,6,9],[5,10,6,10],[5,11,6,11],[5,12,6,12],[5,13,6,13],[5,14,6,14],[5,15,6,15],[4,10,4,11],[4,12,4,13],[4,14,4,15],[41,4,41,15],[42,4,42,5],[42,6,42,7],[42,8,42,9],[42,10,42,11],[42,12,42,13],[42,14,42,15],[7,0,10,0],[11,0,14,0],[15,0,18,0],[31,0,34,0],[35,0,38,0],[41,0,42,1],[44,12,45,12],[44,13,45,13],[44,14,45,14],[44,15,45,15],[46,0,49,0],[50,0,53,0],[43,12,43,13],[43,14,43,15],[44,4,45,4],[44,5,45,5],[44,6,45,6],[44,7,45,7],[44,8,45,8],[44,9,45,9],[44,10,45,10],[44,11,45,11],[43,0,45,0],[43,1,45,1],[43,4,43,5],[43,6,43,7],[43,8,43,9],[43,10,43,11],[54,0,57,0],[60,0,61,1],[60,4,60,15],[61,4,61,5],[61,6,61,7],[61,8,61,9],[61,10,61,11],[61,12,61,13],[61,14,61,15],[63,12,64,12],[63,13,64,13],[63,14,64,14],[63,15,64,15],[65,0,68,0],[69,0,72,0],[62,12,62,13],[62,14,62,15],[63,4,64,4],[63,5,64,5],[63,6,64,6],[63,7,64,7],[63,8,64,8],[63,9,64,9],[63,10,64,10],[63,11,64,11],[62,0,64,0],[62,1,64,1],[62,4,62,5],[62,6,62,7],[62,8,62,9],[62,10,62,11],[73,0,76,0],[79,0,80,1],[79,4,79,15],[80,4,80,5],[80,6,80,7],[80,8,80,9],[80,10,80,11],[80,12,80,13],[80,14,80,15],[82,12,83,12],[82,13,83,13],[82,14,83,14],[82,15,83,15],[84,0,87,0],[88,0,91,0],[81,12,81,13],[81,14,81,15],[82,4,83,4],[82,5,83,5],[82,6,83,6],[82,7,83,7],[82,8,83,8],[82,9,83,9],[82,10,83,10],[82,11,83,11],[81,0,83,0],[81,1,83,1],[81,4,81,5],[81,6,81,7],[81,8,81,9],[81,10,81,11],[92,0,95,0],[98,0,99,1],[98,4,98,15],[99,4,99,5],[99,6,99,7],[99,8,99,9],[99,10,99,11],[99,12,99,13],[99,14,99,15],[101,12,102,12],[101,13,102,13],[101,14,102,14],[101,15,102,15],[103,0,106,0],[107,0,110,0],[100,12,100,13],[100,14,100,15],[101,4,102,4],[101,5,102,5],[101,6,102,6],[101,7,102,7],[101,8,102,8],[101,9,102,9],[101,10,102,10],[101,11,102,11],[100,0,102,0],[100,1,102,1],[100,4,100,5],[100,6,100,7],[100,8,100,9],[100,10,100,11],[111,0,114,0],[117,0,118,1],[117,4,117,15],[118,4,118,5],[118,6,118,7],[118,8,118,9],[118,10,118,11],[118,12,118,13],[118,14,118,15],[130,0,133,0],[120,12,121,12],[120,13,121,13],[120,14,121,14],[120,15,121,15],[122,0,125,0],[126,0,129,0],[119,12,119,13],[119,14,119,15],[120,4,121,4],[120,5,121,5],[120,6,121,6],[120,7,121,7],[120,8,121,8],[120,9,121,9],[120,10,121,10],[120,11,121,11],[119,0,121,0],[119,1,121,1],[119,4,119,5],[119,6,119,7],[119,8,119,9],[119,10,119,11]]}
[]
["14AJM_18"]
["Evaporator Air Flow",null,"Condenser  Entering Air Temperature ˚F"]
[575,"CFM",85,null,90,null,95,null,100,null,105,null,110,null,115]
["Evap. Air °F DB","EWB†\n˚F","Capacity Mbtuh",null,"Capacity Mbtuh",null,"Capacity Mbtuh",null,"Capacity Mbtuh",null,"Capacity Mbtuh",null,"Capacity Mbtuh",null,"Capacity Mbtuh"]
[null,null,"Total","Sens.","Total","Sens.","Total","Sens.","Total","Sens.","Total","Sens.","Total","Sens.","Total","Sens."]
[null,null,null,null,null,null,null,null,null,null,null,null,null,null,null,null,null,"Total Factors",null,null,null,null,null,null,"Sens. %",null,null,null,null,null,null,"IDB Adj",null,null,null,null,null,null,"Sens Calc"]
[72,71,{"$f":"R8*$G$17","v":19.400000000000002},{"$f":"IF(AM8>C8,C8,AM8)","v":6.8000000000000007},{"$f":"S8*$G$17","v":19},{"$f":"IF(AN8>E8,E8,AN8)","v":6.6999999999999993},{"$f":"T8*$G$17","v":18.599999999999998},{"$f":"IF(AO8>G8,G8,AO8)","v":6.6},{"$f":"U8*$G$17","v":18.100000000000001},{"$f":"IF(AP8>I8,I8,AP8)","v":6.5000000000000009},{"$f":"V8*$G$17","v":17.599999999999998},{"$f":"IF(AQ8>K8,K8,AQ8)","v":6.3999999999999995},{"$f":"W8*$G$17","v":17.099999999999998},{"$f":"IF(AR8>M8,M8,AR8)","v":6.2499999999999991},{"$f":"X8*$G$17","v":16.600000000000001},{"$f":"IF(AS8>O8,O8,AS8)","v":6.1000000000000005},null,1.0104166666666667,0.98958333333333337,0.96875,0.94270833333333337,0.91666666666666663,0.890625,0.86458333333333337,0.35051546391752575,0.35263157894736841,0.35483870967741937,0.35911602209944754,0.36363636363636365,0.36549707602339182,0.36746987951807231,1,1,1,1,1,1,1,{"$f":"Y8*C8*AF8","v":6.8000000000000007},{"$f":"Z8*E8*AG8","v":6.6999999999999993},{"$f":"AA8*G8*AH8","v":6.6},{"$f":"AB8*I8*AI8","v":6.5000000000000009},{"$f":"AC8*K8*AJ8","v":6.3999999999999995},{"$f":"AD8*M8*AK8","v":6.2499999999999991},{"$f":"AE8*O8*AL8","v":6.1000000000000005}]
[null,67,{"$f":"R9*$G$17","v":18.3},9.1,{"$f":"S9*$G$17","v":17.849999999999998},{"$f":"IF(AN9>E9,E9,AN9)","v":8.9999999999999982},{"$f":"T9*$G$17","v":17.399999999999999},{"$f":"IF(AO9>G9,G9,AO9)","v":8.8999999999999986},{"$f":"U9*$G$17","v":16.95},{"$f":"IF(AP9>I9,I9,AP9)","v":8.7999999999999989},{"$f":"V9*$G$17","v":16.5},{"$f":"IF(AQ9>K9,K9,AQ9)","v":8.6999999999999993},{"$f":"W9*$G$17","v":16},{"$f":"IF(AR9>M9,M9,AR9)","v":8.5500000000000007},{"$f":"X9*$G$17","v":15.499999999999998},{"$f":"IF(AS9>O9,O9,AS9)","v":8.4},null,0.953125,0.9296875,0.90625,0.8828125,0.859375,0.83333333333333337,0.80729166666666663,0.49726775956284153,0.50420168067226889,0.5114942528735632,0.5191740412979351,0.52727272727272723,0.53437500000000004,0.54193548387096779,1,1,1,1,1,1,1,{"$f":"Y9*C9*AF9","v":9.1},{"$f":"Z9*E9*AG9","v":8.9999999999999982},{"$f":"AA9*G9*AH9","v":8.8999999999999986},{"$f":"AB9*I9*AI9","v":8.7999999999999989},{"$f":"AC9*K9*AJ9","v":8.6999999999999993},{"$f":"AD9*M9*AK9","v":8.5500000000000007},{"$f":"AE9*O9*AL9","v":8.4}]
[null,63,19,12.3,18.3,12.049999999999999,17.599999999999998,11.799999999999997,16.8,11.450000000000001,16,11.1,15.25,10.799999999999999,14.5,10.5,null,0.98958333333333337,0.953125,0.91666666666666663,0.875,0.83333333333333337,0.79427083333333337,0.75520833333333337,0.64736842105263159,0.65846994535519121,0.67045454545454541,0.68154761904761907,0.69374999999999998,0.70819672131147537,0.72413793103448276,1,1,1,1,1,1,1,12.3,12.049999999999999,11.799999999999997,11.450000000000001,11.1,10.799999999999999,10.5]
[null,59,16.600000000000001,14.500000000000002,16.600000000000001,14.500000000000002,16.600000000000001,14.500000000000002,16.25,14.2,15.899999999999999,13.899999999999999,15.349999999999998,13.399999999999999,14.8,12.9,null,0.86458333333333337,0.86458333333333337,0.86458333333333337,0.84635416666666663,0.828125,0.79947916666666663,0.77083333333333337,0.87349397590361444,0.87349397590361444,0.87349397590361444,0.87384615384615383,0.87421383647798745,0.87296416938110755,0.8716216216216216,1,1,1,1,1,1,1,14.500000000000002,14.500000000000002,14.500000000000002,14.2,13.899999999999999,13.399999999999999,12.9]
[76,71,21.45,8.9500000000000011,20.95,8.7999999999999989,20.45,8.65,19.95,8.5,19.45,8.35,18.850000000000001,8.15,18.25,7.95,null,1.1171875,1.0911458333333333,1.0651041666666667,1.0390625,1.0130208333333333,0.98177083333333337,0.95052083333333337,0.41724941724941728,0.42004773269689738,0.42298288508557458,0.42606516290726815,0.42930591259640105,0.43236074270557029,0.43561643835616437,1,1,1,1,1,1,1,8.9500000000000011,8.7999999999999989,8.65,8.5,8.35,8.15,7.95]
[null,67,20.2,11.499999999999998,19.749999999999996,11.349999999999998,{"$f":"T13*$G$17","v":19.25},11.25,18.75,11.05,18.25,10.9,17.7,10.7,17.099999999999998,10.499999999999998,null,1.0520833333333333,1.0286458333333333,1.0026041666666667,0.9765625,0.95052083333333337,0.921875,0.890625,0.56930693069306926,0.57468354430379742,0.58441558441558439,0.58933333333333338,0.59726027397260273,0.60451977401129942,0.61403508771929827,1,1,1,1,1,1,1,11.499999999999998,11.349999999999998,11.25,11.05,10.9,10.7,10.499999999999998]
[null,63,18.75,14.700000000000001,18.149999999999999,14.45,17.599999999999998,14.199999999999998,17.05,13.950000000000001,16.45,13.75,15.899999999999999,13.5,15.349999999999998,13.249999999999998,null,0.9765625,0.9453125,0.91666666666666663,0.88802083333333337,0.85677083333333337,0.828125,0.79947916666666663,0.78400000000000003,0.79614325068870528,0.80681818181818177,0.81818181818181823,0.83586626139817632,0.84905660377358494,0.8631921824104235,1,1,1,1,1,1,1,14.700000000000001,14.45,14.199999999999998,13.950000000000001,13.75,13.5,13.249999999999998]
[null,59,17.45,17,17.2,16.7,16.899999999999999,16.45,16.349999999999998,15.899999999999999,15.799999999999999,15.399999999999999,15.25,14.85,14.7,14.299999999999999,null,0.90885416666666663,0.89583333333333337,0.88020833333333337,0.8515625,0.82291666666666663,0.79427083333333337,0.765625,0.97421203438395421,0.97093023255813948,0.97337278106508873,0.97247706422018354,0.97468354430379744,0.97377049180327868,0.97278911564625847,1,1,1,1,1,1,1,17,16.7,16.45,15.899999999999999,15.399999999999999,14.85,14.299999999999999]
[80,71,21.3,11.700000000000001,20.849999999999998,11.499999999999998,20.399999999999999,11.3,19.899999999999999,11.099999999999998,19.400000000000002,10.9,18.850000000000001,10.65,18.3,10.4,null,1.109375,1.0859375,1.0625,1.0364583333333333,1.0104166666666667,0.98177083333333337,0.953125,0.54929577464788737,0.55155875299760193,0.55392156862745101,0.55778894472361806,0.56185567010309279,0.56498673740053051,0.56830601092896171,1,1,1,1,1,1,1,11.700000000000001,11.499999999999998,11.3,11.099999999999998,10.9,10.65,10.4]
[null,67,20.099999999999998,14,19.649999999999999,13.799999999999997,19.2,13.6,18.7,13.399999999999999,18.2,13.2,17.649999999999999,12.949999999999998,17.099999999999998,12.7,null,1.046875,1.0234375,1,0.97395833333333337,0.94791666666666663,0.91927083333333337,0.890625,0.69651741293532343,0.70229007633587781,0.70833333333333337,0.71657754010695185,0.72527472527472525,0.73371104815864019,0.74269005847953218,1,1,1,1,1,1,1,14,13.799999999999997,13.6,13.399999999999999,13.2,12.949999999999998,12.7]
[null,63,19,16.099999999999998,18.5,15.85,{"$f":"T18*$G$17","v":18},15.600000000000001,17.5,15.4,17,15.200000000000001,16.45,14.95,15.899999999999999,14.7,null,0.98958333333333337,0.96354166666666663,0.9375,0.91145833333333337,0.88541666666666663,0.85677083333333337,0.828125,0.84736842105263155,0.85675675675675678,0.8666666666666667,0.88,0.89411764705882357,0.90881458966565354,0.92452830188679247,1,1,1,1,1,1,1,16.099999999999998,15.85,15.600000000000001,15.4,15.200000000000001,14.95,14.7]
[null,59,17.8,17.5,17.299999999999997,16.999999999999996,{"$f":"T19*$G$17","v":16.8},16.5,16.3,16,15.799999999999999,15.499999999999998,15.25,14.950000000000001,14.7,14.399999999999999,null,0.92708333333333337,0.90104166666666663,0.875,0.84895833333333337,0.82291666666666663,0.79427083333333337,0.765625,0.9831460674157303,0.98265895953757221,0.9821428571428571,0.98159509202453987,0.98101265822784811,0.98032786885245904,0.97959183673469385,1,1,1,1,1,1,1,17.5,16.999999999999996,16.5,16,15.499999999999998,14.950000000000001,14.399999999999999]

{"sheet":"14AJM_24","index":11,"n_rows":19,"n_cols":45,"rows_kept":19,"cut":false,"hidden":true,"merged":[[2,0,2,1],[2,2,2,15],[3,2,3,3],[3,4,3,5],[3,6,3,7],[3,8,3,9],[3,10,3,11],[3,12,3,13],[3,14,3,15],[5,2,6,2],[5,3,6,3],[5,4,6,4],[5,5,6,5],[5,6,6,6],[5,7,6,7],[5,8,6,8],[4,0,6,0],[4,1,6,1],[4,2,4,3],[4,4,4,5],[4,6,4,7],[4,8,4,9],[5,9,6,9],[5,10,6,10],[5,11,6,11],[5,12,6,12],[5,13,6,13],[5,14,6,14],[5,15,6,15],[4,10,4,11],[4,12,4,13],[4,14,4,15],[41,4,41,15],[42,4,42,5],[42,6,42,7],[42,8,42,9],[42,10,42,11],[42,12,42,13],[42,14,42,15],[7,0,10,0],[11,0,14,0],[15,0,18,0],[31,0,34,0],[35,0,38,0],[41,0,42,1],[44,12,45,12],[44,13,45,13],[44,14,45,14],[44,15,45,15],[46,0,49,0],[50,0,53,0],[43,12,43,13],[43,14,43,15],[44,4,45,4],[44,5,45,5],[44,6,45,6],[44,7,45,7],[44,8,45,8],[44,9,45,9],[44,10,45,10],[44,11,45,11],[43,0,45,0],[43,1,45,1],[43,4,43,5],[43,6,43,7],[43,8,43,9],[43,10,43,11],[54,0,57,0],[60,0,61,1],[60,4,60,15],[61,4,61,5],[61,6,61,7],[61,8,61,9],[61,10,61,11],[61,12,61,13],[61,14,61,15],[63,12,64,12],[63,13,64,13],[63,14,64,14],[63,15,64,15],[65,0,68,0],[69,0,72,0],[62,12,62,13],[62,14,62,15],[63,4,64,4],[63,5,64,5],[63,6,64,6],[63,7,64,7],[63,8,64,8],[63,9,64,9],[63,10,64,10],[63,11,64,11],[62,0,64,0],[62,1,64,1],[62,4,62,5],[62,6,62,7],[62,8,62,9],[62,10,62,11],[73,0,76,0],[79,0,80,1],[79,4,79,15],[80,4,80,5],[80,6,80,7],[80,8,80,9],[80,10,80,11],[80,12,80,13],[80,14,80,15],[82,12,83,12],[82,13,83,13],[82,14,83,14],[82,15,83,15],[84,0,87,0],[88,0,91,0],[81,12,81,13],[81,14,81,15],[82,4,83,4],[82,5,83,5],[82,6,83,6],[82,7,83,7],[82,8,83,8],[82,9,83,9],[82,10,83,10],[82,11,83,11],[81,0,83,0],[81,1,83,1],[81,4,81,5],[81,6,81,7],[81,8,81,9],[81,10,81,11],[92,0,95,0],[98,0,99,1],[98,4,98,15],[99,4,99,5],[99,6,99,7],[99,8,99,9],[99,10,99,11],[99,12,99,13],[99,14,99,15],[101,12,102,12],[101,13,102,13],[101,14,102,14],[101,15,102,15],[103,0,106,0],[107,0,110,0],[100,12,100,13],[100,14,100,15],[101,4,102,4],[101,5,102,5],[101,6,102,6],[101,7,102,7],[101,8,102,8],[101,9,102,9],[101,10,102,10],[101,11,102,11],[100,0,102,0],[100,1,102,1],[100,4,100,5],[100,6,100,7],[100,8,100,9],[100,10,100,11],[111,0,114,0],[117,0,118,1],[117,4,117,15],[118,4,118,5],[118,6,118,7],[118,8,118,9],[118,10,118,11],[118,12,118,13],[118,14,118,15],[130,0,133,0],[120,12,121,12],[120,13,121,13],[120,14,121,14],[120,15,121,15],[122,0,125,0],[126,0,129,0],[119,12,119,13],[119,14,119,15],[120,4,121,4],[120,5,121,5],[120,6,121,6],[120,7,121,7],[120,8,121,8],[120,9,121,9],[120,10,121,10],[120,11,121,11],[119,0,121,0],[119,1,121,1],[119,4,119,5],[119,6,119,7],[119,8,119,9],[119,10,119,11]]}
[]
["14AJM_24"]
["Evaporator Air Flow",null,"Condenser  Entering Air Temperature ˚F"]
[650,"CFM",85,null,90,null,95,null,100,null,105,null,110,null,115]
["Evap. Air °F DB","EWB†\n˚F","Capacity Mbtuh",null,"Capacity Mbtuh",null,"Capacity Mbtuh",null,"Capacity Mbtuh",null,"Capacity Mbtuh",null,"Capacity Mbtuh",null,"Capacity Mbtuh"]
[null,null,"Total","Sens.","Total","Sens.","Total","Sens.","Total","Sens.","Total","Sens.","Total","Sens.","Total","Sens."]
[null,null,null,null,null,null,null,null,null,null,null,null,null,null,null,null,null,"Total Factors",null,null,null,null,null,null,"Sens. %",null,null,null,null,null,null,"IDB Adj",null,null,null,null,null,null,"Sens Calc"]
[72,71,{"$f":"R8*$G$17","v":26.817391304347826},{"$f":"IF(AM8>C8,C8,AM8)","v":8.4521739130434774},{"$f":"S8*$G$17","v":26.139130434782608},{"$f":"IF(AN8>E8,E8,AN8)","v":8.2956521739130427},{"$f":"T8*$G$17","v":25.460869565217394},{"$f":"IF(AO8>G8,G8,AO8)","v":8.1391304347826097},{"$f":"U8*$G$17","v":23.68695652173913},{"$f":"IF(AP8>I8,I8,AP8)","v":7.6695652173913045},{"$f":"V8*$G$17","v":21.913043478260867},{"$f":"IF(AQ8>K8,K8,AQ8)","v":7.1999999999999993},{"$f":"W8*$G$17","v":21.182608695652174},{"$f":"IF(AR8>M8,M8,AR8)","v":6.9913043478260866},{"$f":"X8*$G$17","v":20.452173913043477},{"$f":"IF(AS8>O8,O8,AS8)","v":6.7826086956521729},null,1.1173913043478261,1.0891304347826087,1.0608695652173914,0.9869565217391304,0.91304347826086951,0.88260869565217392,0.85217391304347823,0.31517509727626458,0.31736526946107785,0.31967213114754101,0.32378854625550663,0.32857142857142857,0.33004926108374383,0.33163265306122447,1,1,1,1,1,1,1,{"$f":"Y8*C8*AF8","v":8.4521739130434774},{"$f":"Z8*E8*AG8","v":8.2956521739130427},{"$f":"AA8*G8*AH8","v":8.1391304347826097},{"$f":"AB8*I8*AI8","v":7.6695652173913045},{"$f":"AC8*K8*AJ8","v":7.1999999999999993},{"$f":"AD8*M8*AK8","v":6.9913043478260866},{"$f":"AE8*O8*AL8","v":6.7826086956521729}]
[null,67,{"$f":"R9*$G$17","v":25.356521739130432},11.582608695652173,{"$f":"S9*$G$17","v":24.678260869565214},{"$f":"IF(AN9>E9,E9,AN9)","v":11.426086956521738},{"$f":"T9*$G$17","v":24},{"$f":"IF(AO9>G9,G9,AO9)","v":11.269565217391305},{"$f":"U9*$G$17","v":23.321739130434786},{"$f":"IF(AP9>I9,I9,AP9)","v":11.11304347826087},{"$f":"V9*$G$17","v":22.643478260869564},{"$f":"IF(AQ9>K9,K9,AQ9)","v":10.956521739130435},{"$f":"W9*$G$17","v":21.07826086956522},{"$f":"IF(AR9>M9,M9,AR9)","v":10.382608695652175},{"$f":"X9*$G$17","v":19.513043478260869},{"$f":"IF(AS9>O9,O9,AS9)","v":9.8086956521739133},null,1.0565217391304347,1.0282608695652173,1,0.97173913043478266,0.94347826086956521,0.87826086956521743,0.81304347826086953,0.4567901234567901,0.46300211416490489,0.46956521739130436,0.47651006711409394,0.4838709677419355,0.49257425742574257,0.50267379679144386,1,1,1,1,1,1,1,{"$f":"Y9*C9*AF9","v":11.582608695652173},{"$f":"Z9*E9*AG9","v":11.426086956521738},{"$f":"AA9*G9*AH9","v":11.269565217391305},{"$f":"AB9*I9*AI9","v":11.11304347826087},{"$f":"AC9*K9*AJ9","v":10.956521739130435},{"$f":"AD9*M9*AK9","v":10.382608695652175},{"$f":"AE9*O9*AL9","v":9.8086956521739133}]
[null,63,24.104347826086958,14.504347826086958,23.478260869565219,14.4,22.85217391304348,14.295652173913044,22.173913043478262,14.13913043478261,21.495652173913044,13.982608695652175,20.660869565217393,13.721739130434784,19.826086956521738,13.46086956521739,null,1.0043478260869565,0.97826086956521741,0.95217391304347831,0.92391304347826086,0.89565217391304353,0.86086956521739133,0.82608695652173914,0.60173160173160178,0.61333333333333329,0.62557077625570778,0.63764705882352946,0.65048543689320393,0.66414141414141414,0.67894736842105263,1,1,1,1,1,1,1,14.504347826086958,14.4,14.295652173913044,14.13913043478261,13.982608695652175,13.721739130434784,13.46086956521739]
[null,59,22.330434782608695,18.365217391304345,22.017391304347825,18.104347826086954,21.704347826086956,17.843478260869563,21.07826086956522,17.321739130434782,20.452173913043477,16.799999999999997,19.721739130434784,16.173913043478262,18.991304347826087,15.547826086956523,null,0.93043478260869561,0.91739130434782612,0.90434782608695652,0.87826086956521743,0.85217391304347823,0.82173913043478264,0.79130434782608694,0.82242990654205606,0.82227488151658767,0.82211538461538458,0.82178217821782173,0.8214285714285714,0.82010582010582012,0.81868131868131866,1,1,1,1,1,1,1,18.365217391304345,18.104347826086954,17.843478260869563,17.321739130434782,16.799999999999997,16.173913043478262,15.547826086956523]
[76,71,26.765217391304347,10.226086956521739,26.191304347826083,10.069565217391302,25.565217391304351,9.913043478260871,24.88695652173913,9.7043478260869573,24.208695652173912,9.4956521739130419,23.42608695652174,9.2869565217391301,22.643478260869564,9.0260869565217394,null,1.1152173913043477,1.0913043478260869,1.0652173913043479,1.0369565217391303,1.008695652173913,0.97608695652173916,0.94347826086956521,0.38206627680311889,0.3844621513944223,0.38775510204081631,0.38993710691823902,0.39224137931034481,0.39643652561247217,0.39861751152073732,1,1,1,1,1,1,1,10.226086956521739,10.069565217391302,9.913043478260871,9.7043478260869573,9.4956521739130419,9.2869565217391301,9.0260869565217394]
[null,67,25.356521739130432,13.408695652173911,24.730434782608697,13.252173913043478,{"$f":"T13*$G$17","v":24.104347826086958},13.095652173913043,23.42608695652174,12.886956521739132,22.747826086956522,12.678260869565218,21.96521739130435,12.417391304347827,21.182608695652174,12.156521739130435,null,1.0565217391304347,1.0304347826086957,1.0043478260869565,0.97608695652173916,0.94782608695652171,0.91521739130434787,0.88260869565217392,0.5288065843621399,0.53586497890295359,0.54329004329004327,0.55011135857461024,0.55733944954128445,0.56532066508313539,0.57389162561576357,1,1,1,1,1,1,1,13.408695652173911,13.252173913043478,13.095652173913043,12.886956521739132,12.678260869565218,12.417391304347827,12.156521739130435]
[null,63,24.052173913043482,17.791304347826088,23.42608695652174,17.582608695652173,22.799999999999997,17.373913043478257,22.069565217391304,17.060869565217391,21.286956521739128,16.799999999999997,20.556521739130435,16.486956521739131,19.77391304347826,16.226086956521737,null,1.0021739130434784,0.97608695652173916,0.95,0.91956521739130437,0.88695652173913042,0.85652173913043483,0.82391304347826089,0.73969631236442512,0.75055679287305122,0.76201372997711669,0.77304964539007093,0.78921568627450978,0.80203045685279184,0.82058047493403696,1,1,1,1,1,1,1,17.791304347826088,17.582608695652173,17.373913043478257,17.060869565217391,16.799999999999997,16.486956521739131,16.226086956521737]
[null,59,22.799999999999997,21.130434782608692,22.330434782608695,20.660869565217389,21.808695652173913,20.191304347826087,21.130434782608695,19.565217391304348,20.452173913043477,18.939130434782605,19.721739130434784,18.208695652173915,18.939130434782609,17.478260869565219,null,0.95,0.93043478260869561,0.90869565217391302,0.88043478260869568,0.85217391304347823,0.82173913043478264,0.78913043478260869,0.92677345537757438,0.92523364485981308,0.92583732057416268,0.92592592592592593,0.92602040816326525,0.92328042328042326,0.92286501377410468,1,1,1,1,1,1,1,21.130434782608692,20.660869565217389,20.191304347826087,19.565217391304348,18.939130434782605,18.208695652173915,17.478260869565219]
[80,71,26.713043478260872,13.773913043478261,26.086956521739129,13.513043478260869,25.460869565217394,13.252173913043478,24.834782608695654,12.991304347826089,24.208695652173912,12.730434782608695,23.373913043478261,12.365217391304347,22.53913043478261,12.000000000000002,null,1.1130434782608696,1.0869565217391304,1.0608695652173914,1.0347826086956522,1.008695652173913,0.97391304347826091,0.93913043478260871,0.515625,0.51800000000000002,0.52049180327868849,0.52310924369747902,0.52586206896551724,0.5290178571428571,0.53240740740740744,1,1,1,1,1,1,1,13.773913043478261,13.513043478260869,13.252173913043478,12.991304347826089,12.730434782608695,12.365217391304347,12.000000000000002]
[null,67,25.252173913043478,16.591304347826089,24.626086956521739,16.330434782608695,24,16.069565217391304,23.373913043478261,15.808695652173913,22.747826086956522,15.547826086956523,21.913043478260867,15.182608695652172,21.07826086956522,14.817391304347828,null,1.0521739130434782,1.0260869565217392,1,0.97391304347826091,0.94782608695652171,0.91304347826086951,0.87826086956521743,0.65702479338842978,0.66313559322033899,0.66956521739130437,0.6763392857142857,0.6834862385321101,0.69285714285714284,0.70297029702970293,1,1,1,1,1,1,1,16.591304347826089,16.330434782608695,16.069565217391304,15.808695652173913,15.547826086956523,15.182608695652172,14.817391304347828]
[null,63,24,19.200000000000003,23.42608695652174,18.991304347826087,{"$f":"T18*$G$17","v":22.85217391304348},18.782608695652176,22.121739130434783,18.469565217391303,21.391304347826086,18.156521739130433,20.660869565217393,17.843478260869567,19.930434782608696,17.530434782608697,null,1,0.97608695652173916,0.95217391304347831,0.92173913043478262,0.89130434782608692,0.86086956521739133,0.83043478260869563,0.8,0.81069042316258355,0.82191780821917804,0.83490566037735847,0.84878048780487803,0.86363636363636365,0.87958115183246077,1,1,1,1,1,1,1,19.200000000000003,18.991304347826087,18.782608695652176,18.469565217391303,18.156521739130433,17.843478260869567,17.530434782608697]
[null,59,23.060869565217391,21.39130434782609,22.434782608695652,20.817391304347826,{"$f":"T19*$G$17","v":21.808695652173913},20.243478260869566,21.130434782608695,19.617391304347827,20.452173913043477,18.991304347826087,19.669565217391305,18.260869565217394,18.88695652173913,17.530434782608694,null,0.96086956521739131,0.93478260869565222,0.90869565217391302,0.88043478260869568,0.85217391304347823,0.81956521739130439,0.78695652173913044,0.92760180995475117,0.9279069767441861,0.92822966507177029,0.92839506172839503,0.9285714285714286,0.92838196286472152,0.92817679558011046,1,1,1,1,1,1,1,21.39130434782609,20.817391304347826,20.243478260869566,19.617391304347827,18.991304347826087,18.260869565217394,17.530434782608694]

{"sheet":"14AJM_25","index":12,"n_rows":19,"n_cols":45,"rows_kept":19,"cut":false,"hidden":true,"merged":[[130,0,133,0],[120,12,121,12],[120,13,121,13],[120,14,121,14],[120,15,121,15],[122,0,125,0],[126,0,129,0],[119,12,119,13],[119,14,119,15],[120,4,121,4],[120,5,121,5],[120,6,121,6],[120,7,121,7],[120,8,121,8],[120,9,121,9],[120,10,121,10],[120,11,121,11],[119,0,121,0],[119,1,121,1],[119,4,119,5],[119,6,119,7],[119,8,119,9],[119,10,119,11],[111,0,114,0],[117,0,118,1],[117,4,117,15],[118,4,118,5],[118,6,118,7],[118,8,118,9],[118,10,118,11],[118,12,118,13],[118,14,118,15],[101,12,102,12],[101,13,102,13],[101,14,102,14],[101,15,102,15],[103,0,106,0],[107,0,110,0],[100,12,100,13],[100,14,100,15],[101,4,102,4],[101,5,102,5],[101,6,102,6],[101,7,102,7],[101,8,102,8],[101,9,102,9],[101,10,102,10],[101,11,102,11],[100,0,102,0],[100,1,102,1],[100,4,100,5],[100,6,100,7],[100,8,100,9],[100,10,100,11],[92,0,95,0],[98,0,99,1],[98,4,98,15],[99,4,99,5],[99,6,99,7],[99,8,99,9],[99,10,99,11],[99,12,99,13],[99,14,99,15],[82,12,83,12],[82,13,83,13],[82,14,83,14],[82,15,83,15],[84,0,87,0],[88,0,91,0],[81,12,81,13],[81,14,81,15],[82,4,83,4],[82,5,83,5],[82,6,83,6],[82,7,83,7],[82,8,83,8],[82,9,83,9],[82,10,83,10],[82,11,83,11],[81,0,83,0],[81,1,83,1],[81,4,81,5],[81,6,81,7],[81,8,81,9],[81,10,81,11],[73,0,76,0],[79,0,80,1],[79,4,79,15],[80,4,80,5],[80,6,80,7],[80,8,80,9],[80,10,80,11],[80,12,80,13],[80,14,80,15],[63,12,64,12],[63,13,64,13],[63,14,64,14],[63,15,64,15],[65,0,68,0],[69,0,72,0],[62,12,62,13],[62,14,62,15],[63,4,64,4],[63,5,64,5],[63,6,64,6],[63,7,64,7],[63,8,64,8],[63,9,64,9],[63,10,64,10],[63,11,64,11],[62,0,64,0],[62,1,64,1],[62,4,62,5],[62,6,62,7],[62,8,62,9],[62,10,62,11],[54,0,57,0],[60,0,61,1],[60,4,60,15],[61,4,61,5],[61,6,61,7],[61,8,61,9],[61,10,61,11],[61,12,61,13],[61,14,61,15],[44,12,45,12],[44,13,45,13],[44,14,45,14],[44,15,45,15],[46,0,49,0],[50,0,53,0],[43,12,43,13],[43,14,43,15],[44,4,45,4],[44,5,45,5],[44,6,45,6],[44,7,45,7],[44,8,45,8],[44,9,45,9],[44,10,45,10],[44,11,45,11],[43,0,45,0],[43,1,45,1],[43,4,43,5],[43,6,43,7],[43,8,43,9],[43,10,43,11],[41,4,41,15],[42,4,42,5],[42,6,42,7],[42,8,42,9],[42,10,42,11],[42,12,42,13],[42,14,42,15],[7,0,10,0],[11,0,14,0],[15,0,18,0],[31,0,34,0],[35,0,38,0],[41,0,42,1],[5,10,6,10],[5,11,6,11],[5,12,6,12],[5,13,6,13],[5,14,6,14],[5,15,6,15],[4,10,4,11],[4,12,4,13],[4,14,4,15],[5,2,6,2],[5,3,6,3],[5,4,6,4],[5,5,6,5],[5,6,6,6],[5,7,6,7],[5,8,6,8],[4,0,6,0],[4,1,6,1],[4,2,4,3],[4,4,4,5],[4,6,4,7],[4,8,4,9],[5,9,6,9],[2,0,2,1],[2,2,2,15],[3,2,3,3],[3,4,3,5],[3,6,3,7],[3,8,3,9],[3,10,3,11],[3,12,3,13],[3,14,3,15]]}
[]
["14AJM_25"]
["Evaporator Air Flow",null,"Condenser  Entering Air Temperature ˚F"]
[650,"CFM",85,null,90,null,95,null,100,null,105,null,110,null,115]
["Evap. Air °F DB","EWB†\n˚F","Capacity Mbtuh",null,"Capacity Mbtuh",null,"Capacity Mbtuh",null,"Capacity Mbtuh",null,"Capacity Mbtuh",null,"Capacity Mbtuh",null,"Capacity Mbtuh"]
[null,null,"Total","Sens.","Total","Sens.","Total","Sens.","Total","Sens.","Total","Sens.","Total","Sens.","Total","Sens."]
[null,null,null,null,null,null,null,null,null,null,null,null,null,null,null,null,null,"Total Factors",null,null,null,null,null,null,"Sens. %",null,null,null,null,null,null,"IDB Adj",null,null,null,null,null,null,"Sens Calc"]
[72,71,{"$f":"R8*$G$17","v":27.934782608695652},{"$f":"IF(AM8>C8,C8,AM8)","v":8.804347826086957},{"$f":"S8*$G$17","v":27.228260869565219},{"$f":"IF(AN8>E8,E8,AN8)","v":8.6413043478260878},{"$f":"T8*$G$17","v":26.521739130434785},{"$f":"IF(AO8>G8,G8,AO8)","v":8.4782608695652186},{"$f":"U8*$G$17","v":24.673913043478262},{"$f":"IF(AP8>I8,I8,AP8)","v":7.9891304347826093},{"$f":"V8*$G$17","v":22.826086956521738},{"$f":"IF(AQ8>K8,K8,AQ8)","v":7.5},{"$f":"W8*$G$17","v":22.065217391304348},{"$f":"IF(AR8>M8,M8,AR8)","v":7.2826086956521738},{"$f":"X8*$G$17","v":21.304347826086957},{"$f":"IF(AS8>O8,O8,AS8)","v":7.0652173913043477},null,1.1173913043478261,1.0891304347826087,1.0608695652173914,0.9869565217391304,0.91304347826086951,0.88260869565217392,0.85217391304347823,0.31517509727626458,0.31736526946107785,0.31967213114754101,0.32378854625550663,0.32857142857142857,0.33004926108374383,0.33163265306122447,1,1,1,1,1,1,1,{"$f":"Y8*C8*AF8","v":8.804347826086957},{"$f":"Z8*E8*AG8","v":8.6413043478260878},{"$f":"AA8*G8*AH8","v":8.4782608695652186},{"$f":"AB8*I8*AI8","v":7.9891304347826093},{"$f":"AC8*K8*AJ8","v":7.5},{"$f":"AD8*M8*AK8","v":7.2826086956521738},{"$f":"AE8*O8*AL8","v":7.0652173913043477}]
[null,67,{"$f":"R9*$G$17","v":26.413043478260867},12.065217391304346,{"$f":"S9*$G$17","v":25.706521739130434},{"$f":"IF(AN9>E9,E9,AN9)","v":11.902173913043478},{"$f":"T9*$G$17","v":25},{"$f":"IF(AO9>G9,G9,AO9)","v":11.739130434782609},{"$f":"U9*$G$17","v":24.293478260869566},{"$f":"IF(AP9>I9,I9,AP9)","v":11.576086956521738},{"$f":"V9*$G$17","v":23.586956521739129},{"$f":"IF(AQ9>K9,K9,AQ9)","v":11.413043478260869},{"$f":"W9*$G$17","v":21.956521739130437},{"$f":"IF(AR9>M9,M9,AR9)","v":10.815217391304349},{"$f":"X9*$G$17","v":20.326086956521738},{"$f":"IF(AS9>O9,O9,AS9)","v":10.217391304347826},null,1.0565217391304347,1.0282608695652173,1,0.97173913043478266,0.94347826086956521,0.87826086956521743,0.81304347826086953,0.4567901234567901,0.46300211416490489,0.46956521739130436,0.47651006711409394,0.4838709677419355,0.49257425742574257,0.50267379679144386,1,1,1,1,1,1,1,{"$f":"Y9*C9*AF9","v":12.065217391304346},{"$f":"Z9*E9*AG9","v":11.902173913043478},{"$f":"AA9*G9*AH9","v":11.739130434782609},{"$f":"AB9*I9*AI9","v":11.576086956521738},{"$f":"AC9*K9*AJ9","v":11.413043478260869},{"$f":"AD9*M9*AK9","v":10.815217391304349},{"$f":"AE9*O9*AL9","v":10.217391304347826}]
[null,63,25.108695652173914,15.108695652173916,24.456521739130434,14.999999999999998,23.804347826086957,14.891304347826088,23.097826086956523,14.728260869565219,22.39130434782609,14.565217391304351,21.521739130434785,14.293478260869566,20.652173913043477,14.021739130434781,null,1.0043478260869565,0.97826086956521741,0.95217391304347831,0.92391304347826086,0.89565217391304353,0.86086956521739133,0.82608695652173914,0.60173160173160178,0.61333333333333329,0.62557077625570778,0.63764705882352946,0.65048543689320393,0.66414141414141414,0.67894736842105263,1,1,1,1,1,1,1,15.108695652173916,14.999999999999998,14.891304347826088,14.728260869565219,14.565217391304351,14.293478260869566,14.021739130434781]
[null,59,23.260869565217391,19.130434782608695,22.934782608695652,18.858695652173914,22.608695652173914,18.586956521739129,21.956521739130437,18.043478260869566,21.304347826086957,17.5,20.543478260869566,16.847826086956523,19.782608695652172,16.195652173913043,null,0.93043478260869561,0.91739130434782612,0.90434782608695652,0.87826086956521743,0.85217391304347823,0.82173913043478264,0.79130434782608694,0.82242990654205606,0.82227488151658767,0.82211538461538458,0.82178217821782173,0.8214285714285714,0.82010582010582012,0.81868131868131866,1,1,1,1,1,1,1,19.130434782608695,18.858695652173914,18.586956521739129,18.043478260869566,17.5,16.847826086956523,16.195652173913043]
[76,71,27.880434782608692,10.652173913043477,27.282608695652172,10.489130434782608,26.630434782608699,10.32608695652174,25.923913043478258,10.108695652173912,25.217391304347824,9.891304347826086,24.40217391304348,9.6739130434782616,23.586956521739129,9.4021739130434767,null,1.1152173913043477,1.0913043478260869,1.0652173913043479,1.0369565217391303,1.008695652173913,0.97608695652173916,0.94347826086956521,0.38206627680311889,0.3844621513944223,0.38775510204081631,0.38993710691823902,0.39224137931034481,0.39643652561247217,0.39861751152073732,1,1,1,1,1,1,1,10.652173913043477,10.489130434782608,10.32608695652174,10.108695652173912,9.891304347826086,9.6739130434782616,9.4021739130434767]
[null,67,26.413043478260867,13.967391304347824,25.760869565217391,13.804347826086957,{"$f":"T13*$G$17","v":25.108695652173914},13.641304347826086,24.40217391304348,13.423913043478262,23.695652173913043,13.206521739130435,22.880434782608695,12.934782608695652,22.065217391304348,12.663043478260869,null,1.0565217391304347,1.0304347826086957,1.0043478260869565,0.97608695652173916,0.94782608695652171,0.91521739130434787,0.88260869565217392,0.5288065843621399,0.53586497890295359,0.54329004329004327,0.55011135857461024,0.55733944954128445,0.56532066508313539,0.57389162561576357,1,1,1,1,1,1,1,13.967391304347824,13.804347826086957,13.641304347826086,13.423913043478262,13.206521739130435,12.934782608695652,12.663043478260869]
[null,63,25.054347826086961,18.532608695652176,24.40217391304348,18.315217391304348,23.75,18.09782608695652,22.989130434782609,17.771739130434785,22.173913043478262,17.5,21.413043478260871,17.173913043478262,20.597826086956523,16.90217391304348,null,1.0021739130434784,0.97608695652173916,0.95,0.91956521739130437,0.88695652173913042,0.85652173913043483,0.82391304347826089,0.73969631236442512,0.75055679287305122,0.76201372997711669,0.77304964539007093,0.78921568627450978,0.80203045685279184,0.82058047493403696,1,1,1,1,1,1,1,18.532608695652176,18.315217391304348,18.09782608695652,17.771739130434785,17.5,17.173913043478262,16.90217391304348]
[null,59,23.75,22.010869565217391,23.260869565217391,21.521739130434781,22.717391304347824,21.032608695652172,22.010869565217391,20.380434782608695,21.304347826086957,19.728260869565215,20.543478260869566,18.967391304347828,19.728260869565219,18.206521739130437,null,0.95,0.93043478260869561,0.90869565217391302,0.88043478260869568,0.85217391304347823,0.82173913043478264,0.78913043478260869,0.92677345537757438,0.92523364485981308,0.92583732057416268,0.92592592592592593,0.92602040816326525,0.92328042328042326,0.92286501377410468,1,1,1,1,1,1,1,22.010869565217391,21.521739130434781,21.032608695652172,20.380434782608695,19.728260869565215,18.967391304347828,18.206521739130437]
[80,71,27.826086956521738,14.347826086956522,27.173913043478258,14.076086956521738,26.521739130434785,13.804347826086957,25.869565217391305,13.532608695652176,25.217391304347824,13.260869565217391,24.347826086956523,12.880434782608695,23.478260869565219,12.500000000000002,null,1.1130434782608696,1.0869565217391304,1.0608695652173914,1.0347826086956522,1.008695652173913,0.97391304347826091,0.93913043478260871,0.515625,0.51800000000000002,0.52049180327868849,0.52310924369747902,0.52586206896551724,0.5290178571428571,0.53240740740740744,1,1,1,1,1,1,1,14.347826086956522,14.076086956521738,13.804347826086957,13.532608695652176,13.260869565217391,12.880434782608695,12.500000000000002]
[null,67,26.304347826086953,17.282608695652172,25.65217391304348,17.010869565217394,25,16.739130434782609,24.347826086956523,16.467391304347828,23.695652173913043,16.195652173913043,22.826086956521738,15.815217391304348,21.956521739130437,15.434782608695652,null,1.0521739130434782,1.0260869565217392,1,0.97391304347826091,0.94782608695652171,0.91304347826086951,0.87826086956521743,0.65702479338842978,0.66313559322033899,0.66956521739130437,0.6763392857142857,0.6834862385321101,0.69285714285714284,0.70297029702970293,1,1,1,1,1,1,1,17.282608695652172,17.010869565217394,16.739130434782609,16.467391304347828,16.195652173913043,15.815217391304348,15.434782608695652]
[null,63,25,20,24.40217391304348,19.782608695652176,{"$f":"T18*$G$17","v":23.804347826086957},19.565217391304348,23.043478260869566,19.239130434782609,22.282608695652172,18.913043478260867,21.521739130434785,18.586956521739133,20.760869565217391,18.260869565217391,null,1,0.97608695652173916,0.95217391304347831,0.92173913043478262,0.89130434782608692,0.86086956521739133,0.83043478260869563,0.8,0.81069042316258355,0.82191780821917804,0.83490566037735847,0.84878048780487803,0.86363636363636365,0.87958115183246077,1,1,1,1,1,1,1,20,19.782608695652176,19.565217391304348,19.239130434782609,18.913043478260867,18.586956521739133,18.260869565217391]
[null,59,24.021739130434781,22.282608695652172,23.369565217391305,21.684782608695652,{"$f":"T19*$G$17","v":22.717391304347824},21.086956521739129,22.010869565217391,20.434782608695652,21.304347826086957,19.782608695652176,20.489130434782609,19.021739130434785,19.673913043478262,18.260869565217391,null,0.96086956521739131,0.93478260869565222,0.90869565217391302,0.88043478260869568,0.85217391304347823,0.81956521739130439,0.78695652173913044,0.92760180995475117,0.9279069767441861,0.92822966507177029,0.92839506172839503,0.9285714285714286,0.92838196286472152,0.92817679558011046,1,1,1,1,1,1,1,22.282608695652172,21.684782608695652,21.086956521739129,20.434782608695652,19.782608695652176,19.021739130434785,18.260869565217391]

{"sheet":"14AJM_30","index":13,"n_rows":19,"n_cols":45,"rows_kept":19,"cut":false,"hidden":true,"merged":[[2,0,2,1],[2,2,2,15],[3,2,3,3],[3,4,3,5],[3,6,3,7],[3,8,3,9],[3,10,3,11],[3,12,3,13],[3,14,3,15],[5,2,6,2],[5,3,6,3],[5,4,6,4],[5,5,6,5],[5,6,6,6],[5,7,6,7],[5,8,6,8],[4,0,6,0],[4,1,6,1],[4,2,4,3],[4,4,4,5],[4,6,4,7],[4,8,4,9],[5,9,6,9],[5,10,6,10],[5,11,6,11],[5,12,6,12],[5,13,6,13],[5,14,6,14],[5,15,6,15],[4,10,4,11],[4,12,4,13],[4,14,4,15],[41,4,41,15],[42,4,42,5],[42,6,42,7],[42,8,42,9],[42,10,42,11],[42,12,42,13],[42,14,42,15],[7,0,10,0],[11,0,14,0],[15,0,18,0],[31,0,34,0],[35,0,38,0],[41,0,42,1],[44,12,45,12],[44,13,45,13],[44,14,45,14],[44,15,45,15],[46,0,49,0],[50,0,53,0],[43,12,43,13],[43,14,43,15],[44,4,45,4],[44,5,45,5],[44,6,45,6],[44,7,45,7],[44,8,45,8],[44,9,45,9],[44,10,45,10],[44,11,45,11],[43,0,45,0],[43,1,45,1],[43,4,43,5],[43,6,43,7],[43,8,43,9],[43,10,43,11],[54,0,57,0],[60,0,61,1],[60,4,60,15],[61,4,61,5],[61,6,61,7],[61,8,61,9],[61,10,61,11],[61,12,61,13],[61,14,61,15],[63,12,64,12],[63,13,64,13],[63,14,64,14],[63,15,64,15],[65,0,68,0],[69,0,72,0],[62,12,62,13],[62,14,62,15],[63,4,64,4],[63,5,64,5],[63,6,64,6],[63,7,64,7],[63,8,64,8],[63,9,64,9],[63,10,64,10],[63,11,64,11],[62,0,64,0],[62,1,64,1],[62,4,62,5],[62,6,62,7],[62,8,62,9],[62,10,62,11],[73,0,76,0],[79,0,80,1],[79,4,79,15],[80,4,80,5],[80,6,80,7],[80,8,80,9],[80,10,80,11],[80,12,80,13],[80,14,80,15],[82,12,83,12],[82,13,83,13],[82,14,83,14],[82,15,83,15],[84,0,87,0],[88,0,91,0],[81,12,81,13],[81,14,81,15],[82,4,83,4],[82,5,83,5],[82,6,83,6],[82,7,83,7],[82,8,83,8],[82,9,83,9],[82,10,83,10],[82,11,83,11],[81,0,83,0],[81,1,83,1],[81,4,81,5],[81,6,81,7],[81,8,81,9],[81,10,81,11],[92,0,95,0],[98,0,99,1],[98,4,98,15],[99,4,99,5],[99,6,99,7],[99,8,99,9],[99,10,99,11],[99,12,99,13],[99,14,99,15],[101,12,102,12],[101,13,102,13],[101,14,102,14],[101,15,102,15],[103,0,106,0],[107,0,110,0],[100,12,100,13],[100,14,100,15],[101,4,102,4],[101,5,102,5],[101,6,102,6],[101,7,102,7],[101,8,102,8],[101,9,102,9],[101,10,102,10],[101,11,102,11],[100,0,102,0],[100,1,102,1],[100,4,100,5],[100,6,100,7],[100,8,100,9],[100,10,100,11],[111,0,114,0],[117,0,118,1],[117,4,117,15],[118,4,118,5],[118,6,118,7],[118,8,118,9],[118,10,118,11],[118,12,118,13],[118,14,118,15],[130,0,133,0],[120,12,121,12],[120,13,121,13],[120,14,121,14],[120,15,121,15],[122,0,125,0],[126,0,129,0],[119,12,119,13],[119,14,119,15],[120,4,121,4],[120,5,121,5],[120,6,121,6],[120,7,121,7],[120,8,121,8],[120,9,121,9],[120,10,121,10],[120,11,121,11],[119,0,121,0],[119,1,121,1],[119,4,119,5],[119,6,119,7],[119,8,119,9],[119,10,119,11]]}
[]
["14AJM_30"]
["Evaporator Air Flow",null,"Condenser  Entering Air Temperature ˚F"]
[800,"CFM",85,null,90,null,95,null,100,null,105,null,110,null,115]
["Evap. Air °F DB","EWB†\n˚F","Capacity Mbtuh",null,"Capacity Mbtuh",null,"Capacity Mbtuh",null,"Capacity Mbtuh",null,"Capacity Mbtuh",null,"Capacity Mbtuh",null,"Capacity Mbtuh"]
[null,null,"Total","Sens.","Total","Sens.","Total","Sens.","Total","Sens.","Total","Sens.","Total","Sens.","Total","Sens."]
[null,null,null,null,null,null,null,null,null,null,null,null,null,null,null,null,null,"Total Factors",null,null,null,null,null,null,"Sens. %",null,null,null,null,null,null,"IDB Adj",null,null,null,null,null,null,"Sens Calc"]
[72,71,{"$f":"R8*$G$17","v":31.099999999999998},{"$f":"IF(AM8>C8,C8,AM8)","v":9.2999999999999989},{"$f":"S8*$G$17","v":30.400000000000002},{"$f":"IF(AN8>E8,E8,AN8)","v":9.15},{"$f":"T8*$G$17","v":29.699999999999996},{"$f":"IF(AO8>G8,G8,AO8)","v":8.9999999999999982},{"$f":"U8*$G$17","v":28.9},{"$f":"IF(AP8>I8,I8,AP8)","v":8.7999999999999989},{"$f":"V8*$G$17","v":28.099999999999998},{"$f":"IF(AQ8>K8,K8,AQ8)","v":8.6},{"$f":"W8*$G$17","v":27.2},{"$f":"IF(AR8>M8,M8,AR8)","v":8.4},{"$f":"X8*$G$17","v":26.299999999999997},{"$f":"IF(AS8>O8,O8,AS8)","v":8.1999999999999993},null,1.1227436823104693,1.0974729241877257,1.0722021660649819,1.0433212996389891,1.0144404332129964,0.98194945848375448,0.94945848375451258,0.29903536977491962,0.30098684210526316,0.30303030303030304,0.30449826989619377,0.30604982206405695,0.30882352941176472,0.31178707224334601,1,1,1,1,1,1,1,{"$f":"Y8*C8*AF8","v":9.2999999999999989},{"$f":"Z8*E8*AG8","v":9.15},{"$f":"AA8*G8*AH8","v":8.9999999999999982},{"$f":"AB8*I8*AI8","v":8.7999999999999989},{"$f":"AC8*K8*AJ8","v":8.6},{"$f":"AD8*M8*AK8","v":8.4},{"$f":"AE8*O8*AL8","v":8.1999999999999993}]
[null,67,{"$f":"R9*$G$17","v":29.200000000000003},12.9,{"$f":"S9*$G$17","v":28.45},{"$f":"IF(AN9>E9,E9,AN9)","v":12.75},{"$f":"T9*$G$17","v":27.7},{"$f":"IF(AO9>G9,G9,AO9)","v":12.6},{"$f":"U9*$G$17","v":26.9},{"$f":"IF(AP9>I9,I9,AP9)","v":12.399999999999999},{"$f":"V9*$G$17","v":26.099999999999998},{"$f":"IF(AQ9>K9,K9,AQ9)","v":12.2},{"$f":"W9*$G$17","v":25.15},{"$f":"IF(AR9>M9,M9,AR9)","v":11.95},{"$f":"X9*$G$17","v":24.2},{"$f":"IF(AS9>O9,O9,AS9)","v":11.7},null,1.0541516245487366,1.0270758122743682,1,0.97111913357400725,0.9422382671480144,0.90794223826714804,0.87364620938628157,0.44178082191780821,0.44815465729349735,0.45487364620938631,0.46096654275092935,0.46743295019157088,0.47514910536779326,0.48347107438016529,1,1,1,1,1,1,1,{"$f":"Y9*C9*AF9","v":12.9},{"$f":"Z9*E9*AG9","v":12.75},{"$f":"AA9*G9*AH9","v":12.6},{"$f":"AB9*I9*AI9","v":12.399999999999999},{"$f":"AC9*K9*AJ9","v":12.2},{"$f":"AD9*M9*AK9","v":11.95},{"$f":"AE9*O9*AL9","v":11.7}]
[null,63,27.5,16.2,26.749999999999996,16.049999999999997,26,15.900000000000002,25.2,15.7,24.4,15.499999999999998,23.549999999999997,15.299999999999997,22.7,15.099999999999998,null,0.99277978339350181,0.96570397111913353,0.93862815884476536,0.90974729241877261,0.88086642599277976,0.85018050541516244,0.81949458483754511,0.58909090909090911,0.6,0.61153846153846159,0.62301587301587302,0.63524590163934425,0.64968152866242035,0.66519823788546251,1,1,1,1,1,1,1,16.2,16.049999999999997,15.900000000000002,15.7,15.499999999999998,15.299999999999997,15.099999999999998]
[null,59,26.2,21.299999999999997,25.55,20.75,24.9,20.2,24.1,19.55,23.299999999999997,18.899999999999995,22.45,18.2,21.599999999999998,17.5,null,0.94584837545126355,0.92238267148014441,0.89891696750902528,0.87003610108303253,0.84115523465703967,0.81046931407942235,0.77978339350180503,0.81297709923664119,0.81213307240704502,0.8112449799196787,0.81120331950207469,0.81115879828326176,0.81069042316258355,0.81018518518518523,1,1,1,1,1,1,1,21.299999999999997,20.75,20.2,19.55,18.899999999999995,18.2,17.5]
[76,71,31.099999999999998,11.35,30.400000000000002,11.15,29.649999999999995,10.95,28.9,10.7,28.099999999999998,10.45,27.25,10.200000000000001,26.349999999999998,9.9499999999999993,null,1.1227436823104693,1.0974729241877257,1.0703971119133573,1.0433212996389891,1.0144404332129964,0.98375451263537905,0.95126353790613716,0.364951768488746,0.36677631578947367,0.36930860033726814,0.37024221453287198,0.37188612099644131,0.37431192660550461,0.3776091081593928,1,1,1,1,1,1,1,11.35,11.15,10.95,10.7,10.45,10.200000000000001,9.9499999999999993]
[null,67,29.1,14.95,28.349999999999998,14.75,{"$f":"T13*$G$17","v":27.65},14.55,26.849999999999998,14.35,26.099999999999998,14.1,25.25,13.850000000000001,24.4,13.549999999999999,null,1.0505415162454874,1.023465703971119,0.99819494584837543,0.96931407942238268,0.9422382671480144,0.91155234657039708,0.88086642599277976,0.5137457044673539,0.52028218694885364,0.52622061482820981,0.53445065176908757,0.54022988505747127,0.54851485148514856,0.55532786885245899,1,1,1,1,1,1,1,14.95,14.75,14.55,14.35,14.1,13.850000000000001,13.549999999999999]
[null,63,27.4,19.95,26.7,19.7,25.95,19.45,25.2,19.2,24.45,18.95,23.549999999999997,18.549999999999997,22.65,18.2,null,0.98916967509025266,0.96389891696750907,0.93682310469314078,0.90974729241877261,0.88267148014440433,0.85018050541516244,0.81768953068592054,0.72810218978102192,0.73782771535580527,0.74951830443159928,0.76190476190476186,0.77505112474437632,0.78768577494692149,0.80353200883002207,1,1,1,1,1,1,1,19.95,19.7,19.45,19.2,18.95,18.549999999999997,18.2]
[null,59,26.299999999999997,24.15,25.6,23.450000000000003,24.849999999999998,22.799999999999997,24.05,22.05,23.25,21.3,22.35,20.5,21.5,19.75,null,0.94945848375451258,0.92418772563176899,0.8971119133574007,0.86823104693140796,0.83935018050541521,0.80685920577617332,0.776173285198556,0.91825095057034223,0.916015625,0.91750503018108653,0.91683991683991684,0.91612903225806452,0.91722595078299773,0.91860465116279066,1,1,1,1,1,1,1,24.15,23.450000000000003,22.799999999999997,22.05,21.3,20.5,19.75]
[80,71,31.099999999999998,15.5,30.35,15.200000000000001,29.6,14.900000000000002,28.799999999999997,14.549999999999999,27.999999999999996,14.199999999999998,27.2,13.849999999999998,26.4,13.499999999999998,null,1.1227436823104693,1.0956678700361011,1.0685920577617329,1.03971119133574,1.0108303249097472,0.98194945848375448,0.95306859205776173,0.49839228295819937,0.50082372322899504,0.5033783783783784,0.50520833333333337,0.50714285714285712,0.5091911764705882,0.51136363636363635,1,1,1,1,1,1,1,15.5,15.200000000000001,14.900000000000002,14.549999999999999,14.199999999999998,13.849999999999998,13.499999999999998]
[null,67,29,18.599999999999998,28.349999999999998,18.349999999999998,27.7,18.099999999999998,26.9,17.749999999999996,26.099999999999998,17.399999999999999,25.2,17,24.3,16.600000000000001,null,1.0469314079422383,1.023465703971119,1,0.97111913357400725,0.9422382671480144,0.90974729241877261,0.87725631768953072,0.64137931034482754,0.64726631393298062,0.6534296028880866,0.6598513011152416,0.66666666666666663,0.67460317460317465,0.6831275720164609,1,1,1,1,1,1,1,18.599999999999998,18.349999999999998,18.099999999999998,17.749999999999996,17.399999999999999,17,16.600000000000001]
[null,63,27.4,21.6,26.65,21.299999999999997,{"$f":"T18*$G$17","v":25.9},21,25.15,20.7,24.4,20.399999999999999,23.549999999999997,20,22.7,19.600000000000001,null,0.98916967509025266,0.96209386281588449,0.93501805054151621,0.90794223826714804,0.88086642599277976,0.85018050541516244,0.81949458483754511,0.78832116788321172,0.79924953095684803,0.81081081081081086,0.82306163021868783,0.83606557377049184,0.84925690021231426,0.86343612334801767,1,1,1,1,1,1,1,21.6,21.299999999999997,21,20.7,20.399999999999999,20,19.600000000000001]
[null,59,26.299999999999997,24.199999999999996,25.55,23.5,{"$f":"T19*$G$17","v":24.799999999999997},22.799999999999997,24.05,22.1,23.299999999999997,21.4,22.4,20.599999999999998,21.5,19.8,null,0.94945848375451258,0.92238267148014441,0.89530685920577613,0.86823104693140796,0.84115523465703967,0.80866425992779778,0.776173285198556,0.92015209125475284,0.91976516634050876,0.91935483870967738,0.91891891891891897,0.91845493562231761,0.9196428571428571,0.92093023255813955,1,1,1,1,1,1,1,24.199999999999996,23.5,22.799999999999997,22.1,21.4,20.599999999999998,19.8]

{"sheet":"14AJM_36","index":14,"n_rows":19,"n_cols":45,"rows_kept":19,"cut":false,"hidden":true,"merged":[[2,0,2,1],[2,2,2,15],[3,2,3,3],[3,4,3,5],[3,6,3,7],[3,8,3,9],[3,10,3,11],[3,12,3,13],[3,14,3,15],[5,2,6,2],[5,3,6,3],[5,4,6,4],[5,5,6,5],[5,6,6,6],[5,7,6,7],[5,8,6,8],[4,0,6,0],[4,1,6,1],[4,2,4,3],[4,4,4,5],[4,6,4,7],[4,8,4,9],[5,9,6,9],[5,10,6,10],[5,11,6,11],[5,12,6,12],[5,13,6,13],[5,14,6,14],[5,15,6,15],[4,10,4,11],[4,12,4,13],[4,14,4,15],[41,4,41,15],[42,4,42,5],[42,6,42,7],[42,8,42,9],[42,10,42,11],[42,12,42,13],[42,14,42,15],[7,0,10,0],[11,0,14,0],[15,0,18,0],[31,0,34,0],[35,0,38,0],[41,0,42,1],[44,12,45,12],[44,13,45,13],[44,14,45,14],[44,15,45,15],[46,0,49,0],[50,0,53,0],[43,12,43,13],[43,14,43,15],[44,4,45,4],[44,5,45,5],[44,6,45,6],[44,7,45,7],[44,8,45,8],[44,9,45,9],[44,10,45,10],[44,11,45,11],[43,0,45,0],[43,1,45,1],[43,4,43,5],[43,6,43,7],[43,8,43,9],[43,10,43,11],[54,0,57,0],[60,0,61,1],[60,4,60,15],[61,4,61,5],[61,6,61,7],[61,8,61,9],[61,10,61,11],[61,12,61,13],[61,14,61,15],[63,12,64,12],[63,13,64,13],[63,14,64,14],[63,15,64,15],[65,0,68,0],[69,0,72,0],[62,12,62,13],[62,14,62,15],[63,4,64,4],[63,5,64,5],[63,6,64,6],[63,7,64,7],[63,8,64,8],[63,9,64,9],[63,10,64,10],[63,11,64,11],[62,0,64,0],[62,1,64,1],[62,4,62,5],[62,6,62,7],[62,8,62,9],[62,10,62,11],[73,0,76,0],[79,0,80,1],[79,4,79,15],[80,4,80,5],[80,6,80,7],[80,8,80,9],[80,10,80,11],[80,12,80,13],[80,14,80,15],[82,12,83,12],[82,13,83,13],[82,14,83,14],[82,15,83,15],[84,0,87,0],[88,0,91,0],[81,12,81,13],[81,14,81,15],[82,4,83,4],[82,5,83,5],[82,6,83,6],[82,7,83,7],[82,8,83,8],[82,9,83,9],[82,10,83,10],[82,11,83,11],[81,0,83,0],[81,1,83,1],[81,4,81,5],[81,6,81,7],[81,8,81,9],[81,10,81,11],[92,0,95,0],[98,0,99,1],[98,4,98,15],[99,4,99,5],[99,6,99,7],[99,8,99,9],[99,10,99,11],[99,12,99,13],[99,14,99,15],[101,12,102,12],[101,13,102,13],[101,14,102,14],[101,15,102,15],[103,0,106,0],[107,0,110,0],[100,12,100,13],[100,14,100,15],[101,4,102,4],[101,5,102,5],[101,6,102,6],[101,7,102,7],[101,8,102,8],[101,9,102,9],[101,10,102,10],[101,11,102,11],[100,0,102,0],[100,1,102,1],[100,4,100,5],[100,6,100,7],[100,8,100,9],[100,10,100,11],[111,0,114,0],[117,0,118,1],[117,4,117,15],[118,4,118,5],[118,6,118,7],[118,8,118,9],[118,10,118,11],[118,12,118,13],[118,14,118,15],[130,0,133,0],[120,12,121,12],[120,13,121,13],[120,14,121,14],[120,15,121,15],[122,0,125,0],[126,0,129,0],[119,12,119,13],[119,14,119,15],[120,4,121,4],[120,5,121,5],[120,6,121,6],[120,7,121,7],[120,8,121,8],[120,9,121,9],[120,10,121,10],[120,11,121,11],[119,0,121,0],[119,1,121,1],[119,4,119,5],[119,6,119,7],[119,8,119,9],[119,10,119,11]]}
[]
["14AJM_36"]
["Evaporator Air Flow",null,"Condenser  Entering Air Temperature ˚F"]
[1000,"CFM",85,null,90,null,95,null,100,null,105,null,110,null,115]
["Evap. Air °F DB","EWB†\n˚F","Capacity Mbtuh",null,"Capacity Mbtuh",null,"Capacity Mbtuh",null,"Capacity Mbtuh",null,"Capacity Mbtuh",null,"Capacity Mbtuh",null,"Capacity Mbtuh"]
[null,null,"Total","Sens.","Total","Sens.","Total","Sens.","Total","Sens.","Total","Sens.","Total","Sens.","Total","Sens."]
[null,null,null,null,null,null,null,null,null,null,null,null,null,null,null,null,null,"Total Factors",null,null,null,null,null,null,"Sens. %",null,null,null,null,null,null,"IDB Adj",null,null,null,null,null,null,"Sens Calc"]
[72,71,{"$f":"R8*$G$17","v":35.5},{"$f":"IF(AM8>C8,C8,AM8)","v":13.899999999999999},{"$f":"S8*$G$17","v":34.650000000000006},{"$f":"IF(AN8>E8,E8,AN8)","v":13.500000000000004},{"$f":"T8*$G$17","v":33.799999999999997},{"$f":"IF(AO8>G8,G8,AO8)","v":13.099999999999998},{"$f":"U8*$G$17","v":32.950000000000003},{"$f":"IF(AP8>I8,I8,AP8)","v":12.500000000000002},{"$f":"V8*$G$17","v":32.1},{"$f":"IF(AQ8>K8,K8,AQ8)","v":11.9},{"$f":"W8*$G$17","v":31.2},{"$f":"IF(AR8>M8,M8,AR8)","v":11.15},{"$f":"X8*$G$17","v":30.3},{"$f":"IF(AS8>O8,O8,AS8)","v":10.4},null,1.0597014925373134,1.0343283582089553,1.008955223880597,0.9835820895522388,0.95820895522388061,0.93134328358208951,0.90447761194029852,0.39154929577464787,0.38961038961038963,0.3875739644970414,0.37936267071320184,0.37071651090342678,0.35737179487179488,0.34323432343234322,1,1,1,1,1,1,1,{"$f":"Y8*C8*AF8","v":13.899999999999999},{"$f":"Z8*E8*AG8","v":13.500000000000004},{"$f":"AA8*G8*AH8","v":13.099999999999998},{"$f":"AB8*I8*AI8","v":12.500000000000002},{"$f":"AC8*K8*AJ8","v":11.9},{"$f":"AD8*M8*AK8","v":11.15},{"$f":"AE8*O8*AL8","v":10.4}]
[null,67,{"$f":"R9*$G$17","v":33.1},17.7,{"$f":"S9*$G$17","v":32.25},{"$f":"IF(AN9>E9,E9,AN9)","v":17.3},{"$f":"T9*$G$17","v":31.400000000000002},{"$f":"IF(AO9>G9,G9,AO9)","v":16.900000000000002},{"$f":"U9*$G$17","v":30.5},{"$f":"IF(AP9>I9,I9,AP9)","v":16.3},{"$f":"V9*$G$17","v":29.6},{"$f":"IF(AQ9>K9,K9,AQ9)","v":15.7},{"$f":"W9*$G$17","v":28.75},{"$f":"IF(AR9>M9,M9,AR9)","v":14.950000000000001},{"$f":"X9*$G$17","v":27.900000000000002},{"$f":"IF(AS9>O9,O9,AS9)","v":14.200000000000001},null,0.9880597014925373,0.96268656716417911,0.93731343283582091,0.91044776119402981,0.88358208955223883,0.85820895522388063,0.83283582089552244,0.53474320241691842,0.5364341085271318,0.53821656050955413,0.53442622950819674,0.53040540540540537,0.52,0.50896057347670254,1,1,1,1,1,1,1,{"$f":"Y9*C9*AF9","v":17.7},{"$f":"Z9*E9*AG9","v":17.3},{"$f":"AA9*G9*AH9","v":16.900000000000002},{"$f":"AB9*I9*AI9","v":16.3},{"$f":"AC9*K9*AJ9","v":15.7},{"$f":"AD9*M9*AK9","v":14.950000000000001},{"$f":"AE9*O9*AL9","v":14.200000000000001}]
[null,63,30.9,20.599999999999998,30.3,20.349999999999998,29.700000000000003,20.100000000000001,29.700000000000003,20.100000000000001,29.700000000000003,20.100000000000001,28.999999999999996,19.449999999999996,28.299999999999997,18.799999999999997,null,0.92238805970149251,0.90447761194029852,0.88656716417910453,0.88656716417910453,0.88656716417910453,0.86567164179104472,0.84477611940298503,0.66666666666666663,0.67161716171617158,0.6767676767676768,0.6767676767676768,0.6767676767676768,0.67068965517241375,0.66431095406360419,1,1,1,1,1,1,1,20.599999999999998,20.349999999999998,20.100000000000001,20.100000000000001,20.100000000000001,19.449999999999996,18.799999999999997]
[null,59,28.999999999999996,25.199999999999996,28.75,25.1,28.5,25,28.25,24.8,28,24.6,27.1,23.8,26.2,23,null,0.86567164179104472,0.85820895522388063,0.85074626865671643,0.84328358208955223,0.83582089552238803,0.80895522388059704,0.78208955223880594,0.86896551724137927,0.87304347826086959,0.8771929824561403,0.87787610619469025,0.87857142857142856,0.87822878228782286,0.87786259541984735,1,1,1,1,1,1,1,25.199999999999996,25.1,25,24.8,24.6,23.8,23]
[76,71,36.6,16.75,35.75,16.3,34.9,15.849999999999998,34,15.200000000000001,33.15,14.549999999999999,33.25,14.1,33.4,13.649999999999999,null,1.0925373134328358,1.0671641791044777,1.0417910447761194,1.0149253731343284,0.9895522388059701,0.9925373134328358,0.9970149253731343,0.45765027322404372,0.45594405594405596,0.45415472779369626,0.44705882352941179,0.43891402714932126,0.42406015037593986,0.4086826347305389,1,1,1,1,1,1,1,16.75,16.3,15.849999999999998,15.200000000000001,14.549999999999999,14.1,13.649999999999999]
[null,67,34.049999999999997,20.749999999999996,33.5,20.45,{"$f":"T13*$G$17","v":33},20.2,32.799999999999997,19.95,32.65,19.7,31.7,18.799999999999997,30.75,17.900000000000002,null,1.0164179104477611,1,0.9850746268656716,0.9791044776119403,0.97462686567164181,0.94626865671641791,0.91791044776119401,0.60939794419970628,0.61044776119402988,0.61212121212121207,0.60823170731707321,0.60336906584992345,0.59305993690851733,0.58211382113821142,1,1,1,1,1,1,1,20.749999999999996,20.45,20.2,19.95,19.7,18.799999999999997,17.900000000000002]
[null,63,30.9,24.85,30.45,24.65,30.05,24.450000000000003,29.95,24.45,29.9,24.4,29.05,23.55,28.200000000000003,22.650000000000002,null,0.92238805970149251,0.90895522388059702,0.89701492537313432,0.89402985074626862,0.89253731343283582,0.86716417910447763,0.84179104477611943,0.80420711974110037,0.80952380952380953,0.81364392678868558,0.81636060100166941,0.81605351170568563,0.81067125645438898,0.80319148936170215,1,1,1,1,1,1,1,24.85,24.65,24.450000000000003,24.45,24.4,23.55,22.650000000000002]
[null,59,30.75,29.900000000000002,30.3,29.55,29.85,29.2,28.999999999999996,28.349999999999998,28.1,27.5,27.15,26.549999999999997,26.15,25.549999999999997,null,0.91791044776119401,0.90447761194029852,0.89104477611940303,0.86567164179104472,0.83880597014925373,0.81044776119402984,0.78059701492537314,0.97235772357723582,0.97524752475247523,0.97822445561139026,0.97758620689655173,0.97864768683274017,0.97790055248618779,0.97705544933078392,1,1,1,1,1,1,1,29.900000000000002,29.55,29.2,28.349999999999998,27.5,26.549999999999997,25.549999999999997]
[80,71,35.4,20.900000000000002,34.6,20.350000000000001,33.799999999999997,19.799999999999997,34,19.649999999999999,34.200000000000003,19.5,33.799999999999997,18.799999999999997,33.4,18.099999999999998,null,1.0567164179104478,1.0328358208955224,1.008955223880597,1.0149253731343284,1.0208955223880598,1.008955223880597,0.9970149253731343,0.59039548022598876,0.58815028901734101,0.58579881656804733,0.57794117647058818,0.57017543859649122,0.55621301775147924,0.54191616766467066,1,1,1,1,1,1,1,20.900000000000002,20.350000000000001,19.799999999999997,19.649999999999999,19.5,18.799999999999997,18.099999999999998]
[null,67,33.799999999999997,24.799999999999997,33.65,24.75,33.5,24.7,33.050000000000004,24.25,32.6,23.8,31.650000000000002,22.8,30.7,21.8,null,1.008955223880597,1.0044776119402985,1,0.98656716417910451,0.9731343283582089,0.94477611940298512,0.91641791044776122,0.73372781065088755,0.73551263001485889,0.73731343283582085,0.73373676248108921,0.73006134969325154,0.72037914691943128,0.71009771986970682,1,1,1,1,1,1,1,24.799999999999997,24.75,24.7,24.25,23.8,22.8,21.8]
[null,63,33.9,29.299999999999997,33,28.700000000000003,{"$f":"T18*$G$17","v":32.1},28.1,31.15,27.3,30.2,26.5,29.2,25.45,28.200000000000003,24.400000000000002,null,1.0119402985074626,0.9850746268656716,0.95820895522388061,0.92985074626865671,0.90149253731343282,0.87164179104477613,0.84179104477611943,0.86430678466076694,0.86969696969696975,0.87538940809968846,0.8764044943820225,0.87748344370860931,0.87157534246575341,0.86524822695035464,1,1,1,1,1,1,1,29.299999999999997,28.700000000000003,28.1,27.3,26.5,25.45,24.400000000000002]
[null,59,31.8,31.1,30.9,30.35,{"$f":"T19*$G$17","v":30},29.6,29.05,28.65,28.1,27.700000000000003,27.1,26.7,26.1,25.7,null,0.94925373134328361,0.92238805970149251,0.89552238805970152,0.86716417910447763,0.83880597014925373,0.80895522388059704,0.77910447761194035,0.9779874213836478,0.98220064724919098,0.98666666666666669,0.98623063683304646,0.98576512455516019,0.98523985239852396,0.98467432950191569,1,1,1,1,1,1,1,31.1,30.35,29.6,28.65,27.700000000000003,26.7,25.7]

{"sheet":"14AJM_42","index":15,"n_rows":19,"n_cols":45,"rows_kept":19,"cut":false,"hidden":true,"merged":[[2,0,2,1],[2,2,2,15],[3,2,3,3],[3,4,3,5],[3,6,3,7],[3,8,3,9],[3,10,3,11],[3,12,3,13],[3,14,3,15],[5,2,6,2],[5,3,6,3],[5,4,6,4],[5,5,6,5],[5,6,6,6],[5,7,6,7],[5,8,6,8],[4,0,6,0],[4,1,6,1],[4,2,4,3],[4,4,4,5],[4,6,4,7],[4,8,4,9],[5,9,6,9],[5,10,6,10],[5,11,6,11],[5,12,6,12],[5,13,6,13],[5,14,6,14],[5,15,6,15],[4,10,4,11],[4,12,4,13],[4,14,4,15],[41,4,41,15],[42,4,42,5],[42,6,42,7],[42,8,42,9],[42,10,42,11],[42,12,42,13],[42,14,42,15],[7,0,10,0],[11,0,14,0],[15,0,18,0],[31,0,34,0],[35,0,38,0],[41,0,42,1],[44,12,45,12],[44,13,45,13],[44,14,45,14],[44,15,45,15],[46,0,49,0],[50,0,53,0],[43,12,43,13],[43,14,43,15],[44,4,45,4],[44,5,45,5],[44,6,45,6],[44,7,45,7],[44,8,45,8],[44,9,45,9],[44,10,45,10],[44,11,45,11],[43,0,45,0],[43,1,45,1],[43,4,43,5],[43,6,43,7],[43,8,43,9],[43,10,43,11],[54,0,57,0],[60,0,61,1],[60,4,60,15],[61,4,61,5],[61,6,61,7],[61,8,61,9],[61,10,61,11],[61,12,61,13],[61,14,61,15],[63,12,64,12],[63,13,64,13],[63,14,64,14],[63,15,64,15],[65,0,68,0],[69,0,72,0],[62,12,62,13],[62,14,62,15],[63,4,64,4],[63,5,64,5],[63,6,64,6],[63,7,64,7],[63,8,64,8],[63,9,64,9],[63,10,64,10],[63,11,64,11],[62,0,64,0],[62,1,64,1],[62,4,62,5],[62,6,62,7],[62,8,62,9],[62,10,62,11],[73,0,76,0],[79,0,80,1],[79,4,79,15],[80,4,80,5],[80,6,80,7],[80,8,80,9],[80,10,80,11],[80,12,80,13],[80,14,80,15],[82,12,83,12],[82,13,83,13],[82,14,83,14],[82,15,83,15],[84,0,87,0],[88,0,91,0],[81,12,81,13],[81,14,81,15],[82,4,83,4],[82,5,83,5],[82,6,83,6],[82,7,83,7],[82,8,83,8],[82,9,83,9],[82,10,83,10],[82,11,83,11],[81,0,83,0],[81,1,83,1],[81,4,81,5],[81,6,81,7],[81,8,81,9],[81,10,81,11],[92,0,95,0],[98,0,99,1],[98,4,98,15],[99,4,99,5],[99,6,99,7],[99,8,99,9],[99,10,99,11],[99,12,99,13],[99,14,99,15],[101,12,102,12],[101,13,102,13],[101,14,102,14],[101,15,102,15],[103,0,106,0],[107,0,110,0],[100,12,100,13],[100,14,100,15],[101,4,102,4],[101,5,102,5],[101,6,102,6],[101,7,102,7],[101,8,102,8],[101,9,102,9],[101,10,102,10],[101,11,102,11],[100,0,102,0],[100,1,102,1],[100,4,100,5],[100,6,100,7],[100,8,100,9],[100,10,100,11],[111,0,114,0],[117,0,118,1],[117,4,117,15],[118,4,118,5],[118,6,118,7],[118,8,118,9],[118,10,118,11],[118,12,118,13],[118,14,118,15],[130,0,133,0],[120,12,121,12],[120,13,121,13],[120,14,121,14],[120,15,121,15],[122,0,125,0],[126,0,129,0],[119,12,119,13],[119,14,119,15],[120,4,121,4],[120,5,121,5],[120,6,121,6],[120,7,121,7],[120,8,121,8],[120,9,121,9],[120,10,121,10],[120,11,121,11],[119,0,121,0],[119,1,121,1],[119,4,119,5],[119,6,119,7],[119,8,119,9],[119,10,119,11]]}
[]
["14AJM_42"]
["Evaporator Air Flow",null,"Condenser  Entering Air Temperature ˚F"]
[1125,"CFM",85,null,90,null,95,null,100,null,105,null,110,null,115]
["Evap. Air °F DB","EWB†\n˚F","Capacity Mbtuh",null,"Capacity Mbtuh",null,"Capacity Mbtuh",null,"Capacity Mbtuh",null,"Capacity Mbtuh",null,"Capacity Mbtuh",null,"Capacity Mbtuh"]
[null,null,"Total","Sens.","Total","Sens.","Total","Sens.","Total","Sens.","Total","Sens.","Total","Sens.","Total","Sens."]
[null,null,null,null,null,null,null,null,null,null,null,null,null,null,null,null,null,"Total Factors",null,null,null,null,null,null,"Sens. %",null,null,null,null,null,null,"IDB Adj",null,null,null,null,null,null,"Sens Calc"]
[72,71,{"$f":"R8*$G$17","v":0},{"$f":"IF(AM8>C8,C8,AM8)","v":0},{"$f":"S8*$G$17","v":0},{"$f":"IF(AN8>E8,E8,AN8)","v":0},{"$f":"T8*$G$17","v":0},{"$f":"IF(AO8>G8,G8,AO8)","v":0},{"$f":"U8*$G$17","v":0},{"$f":"IF(AP8>I8,I8,AP8)","v":0},{"$f":"V8*$G$17","v":0},{"$f":"IF(AQ8>K8,K8,AQ8)","v":0},{"$f":"W8*$G$17","v":0},{"$f":"IF(AR8>M8,M8,AR8)","v":0},{"$f":"X8*$G$17","v":0},{"$f":"IF(AS8>O8,O8,AS8)","v":0},null,1.020671834625323,0.99741602067183466,0.97416020671834624,0.94832041343669249,0.92248062015503873,0.89405684754521964,0.86563307493540054,0.37468354430379747,0.37694300518134716,0.37931034482758619,0.38283378746594005,0.38655462184873951,0.39017341040462428,0.39402985074626867,1,1,1,1,1,1,1,{"$f":"Y8*C8*AF8","v":0},{"$f":"Z8*E8*AG8","v":0},{"$f":"AA8*G8*AH8","v":0},{"$f":"AB8*I8*AI8","v":0},{"$f":"AC8*K8*AJ8","v":0},{"$f":"AD8*M8*AK8","v":0},{"$f":"AE8*O8*AL8","v":0}]
[null,67,{"$f":"R9*$G$17","v":0},0,{"$f":"S9*$G$17","v":0},{"$f":"IF(AN9>E9,E9,AN9)","v":0},{"$f":"T9*$G$17","v":0},{"$f":"IF(AO9>G9,G9,AO9)","v":0},{"$f":"U9*$G$17","v":0},{"$f":"IF(AP9>I9,I9,AP9)","v":0},{"$f":"V9*$G$17","v":0},{"$f":"IF(AQ9>K9,K9,AQ9)","v":0},{"$f":"W9*$G$17","v":0},{"$f":"IF(AR9>M9,M9,AR9)","v":0},{"$f":"X9*$G$17","v":0},{"$f":"IF(AS9>O9,O9,AS9)","v":0},null,0.96382428940568476,0.94056847545219635,0.91731266149870805,0.89147286821705429,0.86563307493540054,0.83850129198966405,0.81136950904392768,0.51474530831099197,0.52060439560439564,0.52676056338028165,0.5347826086956522,0.54328358208955219,0.55315870570107861,0.56369426751592355,1,1,1,1,1,1,1,{"$f":"Y9*C9*AF9","v":0},{"$f":"Z9*E9*AG9","v":0},{"$f":"AA9*G9*AH9","v":0},{"$f":"AB9*I9*AI9","v":0},{"$f":"AC9*K9*AJ9","v":0},{"$f":"AD9*M9*AK9","v":0},{"$f":"AE9*O9*AL9","v":0}]
[null,63,0,0,0,0,0,0,0,0,0,0,0,0,0,0,null,0.95090439276485783,0.91085271317829453,0.87080103359173122,0.84625322997416019,0.82170542635658916,0.79328165374677007,0.76485788113695086,0.65489130434782605,0.66524822695035457,0.67655786350148372,0.68854961832061068,0.70125786163522008,0.71661237785016285,0.73310810810810811,1,1,1,1,1,1,1,0,0,0,0,0,0,0]
[null,59,0,0,0,0,0,0,0,0,0,0,0,0,0,0,null,0.8863049095607235,0.86950904392764861,0.8527131782945736,0.85142118863049099,0.85012919896640826,0.8294573643410853,0.80878552971576223,0.86588921282798836,0.86627043090638933,0.8666666666666667,0.866464339908953,0.86626139817629177,0.86604361370716509,0.86581469648562304,1,1,1,1,1,1,1,0,0,0,0,0,0,0]
[76,71,0,0,0,0,0,0,0,0,0,0,0,0,0,0,null,1.0555555555555556,1.0310077519379846,1.0064599483204135,0.97932816537467704,0.95219638242894056,0.92377260981912146,0.89534883720930236,0.44063647490820074,0.44360902255639095,0.44544287548138639,0.44986807387862798,0.45318860244233378,0.45734265734265733,0.46320346320346323,1,1,1,1,1,1,1,0,0,0,0,0,0,0]
[null,67,0,0,0,0,{"$f":"T13*$G$17","v":0},0,0,0,0,0,0,0,0,0,null,1.0607235142118863,1.0284237726098191,0.9948320413436692,0.96124031007751942,0.92894056847545214,0.89276485788113691,0.8578811369509044,0.58708891595615098,0.59296482412060303,0.6,0.6088709677419355,0.61613351877607792,0.62662807525325614,0.63704819277108438,1,1,1,1,1,1,1,0,0,0,0,0,0,0]
[null,63,0,0,0,0,0,0,0,0,0,0,0,0,0,0,null,0.92764857881136953,0.90051679586563305,0.87209302325581395,0.84883720930232553,0.82428940568475451,0.79715762273901813,0.77002583979328165,0.79247910863509752,0.80200860832137733,0.81481481481481477,0.82648401826484019,0.84012539184952983,0.85575364667747167,0.87248322147651003,1,1,1,1,1,1,1,0,0,0,0,0,0,0]
[null,59,0,0,0,0,0,0,0,0,0,0,0,0,0,0,null,0.9147286821705426,0.90568475452196384,0.8979328165374677,0.88242894056847543,0.86692506459948315,0.83720930232558144,0.80749354005167961,0.97033898305084743,0.97146932952924392,0.97122302158273377,0.97071742313323572,0.97019374068554398,0.97067901234567899,0.97119999999999995,1,1,1,1,1,1,1,0,0,0,0,0,0,0]
[80,71,0,0,0,0,0,0,0,0,0,0,0,0,0,0,null,1.020671834625323,0.99612403100775193,0.9715762273901809,0.95348837209302328,0.93540051679586567,0.91731266149870805,0.89922480620155043,0.57215189873417727,0.57457846952010372,0.5771276595744681,0.58130081300813008,0.58563535911602205,0.59014084507042253,0.59482758620689657,1,1,1,1,1,1,1,0,0,0,0,0,0,0]
[null,67,0,0,0,0,null,0,0,0,0,0,0,0,0,0,null,1.0490956072351421,1.024547803617571,1,0.97545219638242897,0.95090439276485783,0.91989664082687339,0.88888888888888884,0.71182266009852213,0.71878940731399743,0.72609819121447028,0.73377483443708613,0.74184782608695654,0.7514044943820225,0.76162790697674421,1,1,1,1,1,1,1,0,0,0,0,0,0,0]
[null,63,0,0,0,0,{"$f":"T18*$G$17","v":0},0,0,0,0,0,0,0,0,0,null,1.0155038759689923,0.98837209302325579,0.96124031007751942,0.93281653746770021,0.90439276485788112,0.87467700258397929,0.84496124031007747,0.8524173027989822,0.86274509803921573,0.87365591397849462,0.88642659279778391,0.9,0.91580502215657311,0.93272171253822633,1,1,1,1,1,1,1,0,0,0,0,0,0,0]
[null,59,0,0,0,0,{"$f":"T19*$G$17","v":0},0,0,0,0,0,0,0,0,0,null,0.97674418604651159,0.95090439276485783,0.92506459948320419,0.89664082687338498,0.86821705426356588,0.83720930232558144,0.80620155038759689,0.97354497354497349,0.97418478260869568,0.97486033519553073,0.97406340057636887,0.9732142857142857,0.97376543209876543,0.97435897435897434,1,1,1,1,1,1,1,0,0,0,0,0,0,0]

{"sheet":"14AJM_48","index":16,"n_rows":19,"n_cols":45,"rows_kept":19,"cut":false,"hidden":true,"merged":[[2,0,2,1],[2,2,2,15],[3,2,3,3],[3,4,3,5],[3,6,3,7],[3,8,3,9],[3,10,3,11],[3,12,3,13],[3,14,3,15],[5,2,6,2],[5,3,6,3],[5,4,6,4],[5,5,6,5],[5,6,6,6],[5,7,6,7],[5,8,6,8],[4,0,6,0],[4,1,6,1],[4,2,4,3],[4,4,4,5],[4,6,4,7],[4,8,4,9],[5,9,6,9],[5,10,6,10],[5,11,6,11],[5,12,6,12],[5,13,6,13],[5,14,6,14],[5,15,6,15],[4,10,4,11],[4,12,4,13],[4,14,4,15],[41,4,41,15],[42,4,42,5],[42,6,42,7],[42,8,42,9],[42,10,42,11],[42,12,42,13],[42,14,42,15],[7,0,10,0],[11,0,14,0],[15,0,18,0],[31,0,34,0],[35,0,38,0],[41,0,42,1],[44,12,45,12],[44,13,45,13],[44,14,45,14],[44,15,45,15],[46,0,49,0],[50,0,53,0],[43,12,43,13],[43,14,43,15],[44,4,45,4],[44,5,45,5],[44,6,45,6],[44,7,45,7],[44,8,45,8],[44,9,45,9],[44,10,45,10],[44,11,45,11],[43,0,45,0],[43,1,45,1],[43,4,43,5],[43,6,43,7],[43,8,43,9],[43,10,43,11],[54,0,57,0],[60,0,61,1],[60,4,60,15],[61,4,61,5],[61,6,61,7],[61,8,61,9],[61,10,61,11],[61,12,61,13],[61,14,61,15],[63,12,64,12],[63,13,64,13],[63,14,64,14],[63,15,64,15],[65,0,68,0],[69,0,72,0],[62,12,62,13],[62,14,62,15],[63,4,64,4],[63,5,64,5],[63,6,64,6],[63,7,64,7],[63,8,64,8],[63,9,64,9],[63,10,64,10],[63,11,64,11],[62,0,64,0],[62,1,64,1],[62,4,62,5],[62,6,62,7],[62,8,62,9],[62,10,62,11],[73,0,76,0],[79,0,80,1],[79,4,79,15],[80,4,80,5],[80,6,80,7],[80,8,80,9],[80,10,80,11],[80,12,80,13],[80,14,80,15],[82,12,83,12],[82,13,83,13],[82,14,83,14],[82,15,83,15],[84,0,87,0],[88,0,91,0],[81,12,81,13],[81,14,81,15],[82,4,83,4],[82,5,83,5],[82,6,83,6],[82,7,83,7],[82,8,83,8],[82,9,83,9],[82,10,83,10],[82,11,83,11],[81,0,83,0],[81,1,83,1],[81,4,81,5],[81,6,81,7],[81,8,81,9],[81,10,81,11],[92,0,95,0],[98,0,99,1],[98,4,98,15],[99,4,99,5],[99,6,99,7],[99,8,99,9],[99,10,99,11],[99,12,99,13],[99,14,99,15],[101,12,102,12],[101,13,102,13],[101,14,102,14],[101,15,102,15],[103,0,106,0],[107,0,110,0],[100,12,100,13],[100,14,100,15],[101,4,102,4],[101,5,102,5],[101,6,102,6],[101,7,102,7],[101,8,102,8],[101,9,102,9],[101,10,102,10],[101,11,102,11],[100,0,102,0],[100,1,102,1],[100,4,100,5],[100,6,100,7],[100,8,100,9],[100,10,100,11],[111,0,114,0],[117,0,118,1],[117,4,117,15],[118,4,118,5],[118,6,118,7],[118,8,118,9],[118,10,118,11],[118,12,118,13],[118,14,118,15],[130,0,133,0],[120,12,121,12],[120,13,121,13],[120,14,121,14],[120,15,121,15],[122,0,125,0],[126,0,129,0],[119,12,119,13],[119,14,119,15],[120,4,121,4],[120,5,121,5],[120,6,121,6],[120,7,121,7],[120,8,121,8],[120,9,121,9],[120,10,121,10],[120,11,121,11],[119,0,121,0],[119,1,121,1],[119,4,119,5],[119,6,119,7],[119,8,119,9],[119,10,119,11]]}
[]
["14AJM_48"]
["Evaporator Air Flow",null,"Condenser  Entering Air Temperature ˚F"]
[1325,"CFM",85,null,90,null,95,null,100,null,105,null,110,null,115]
["Evap. Air °F DB","EWB†\n˚F","Capacity Mbtuh",null,"Capacity Mbtuh",null,"Capacity Mbtuh",null,"Capacity Mbtuh",null,"Capacity Mbtuh",null,"Capacity Mbtuh",null,"Capacity Mbtuh"]
[null,null,"Total","Sens.","Total","Sens.","Total","Sens.","Total","Sens.","Total","Sens.","Total","Sens.","Total","Sens."]
[null,null,null,null,null,null,null,null,null,null,null,null,null,null,null,null,null,"Total Factors",null,null,null,null,null,null,"Sens. %",null,null,null,null,null,null,"IDB Adj",null,null,null,null,null,null,"Sens Calc"]
[72,71,{"$f":"R8*$G$17","v":0},{"$f":"IF(AM8>C8,C8,AM8)","v":0},{"$f":"S8*$G$17","v":0},{"$f":"IF(AN8>E8,E8,AN8)","v":0},{"$f":"T8*$G$17","v":0},{"$f":"IF(AO8>G8,G8,AO8)","v":0},{"$f":"U8*$G$17","v":0},{"$f":"IF(AP8>I8,I8,AP8)","v":0},{"$f":"V8*$G$17","v":0},{"$f":"IF(AQ8>K8,K8,AQ8)","v":0},{"$f":"W8*$G$17","v":0},{"$f":"IF(AR8>M8,M8,AR8)","v":0},{"$f":"X8*$G$17","v":0},{"$f":"IF(AS8>O8,O8,AS8)","v":0},null,1.0331950207468881,1.0051867219917012,0.97717842323651449,0.9408713692946058,0.9045643153526971,0.85788381742738584,0.81120331950207469,0.37148594377510041,0.37254901960784315,0.37367303609341823,0.37375964718853361,0.37385321100917429,0.37122128174123337,0.36828644501278773,1,1,1,1,1,1,1,{"$f":"Y8*C8*AF8","v":0},{"$f":"Z8*E8*AG8","v":0},{"$f":"AA8*G8*AH8","v":0},{"$f":"AB8*I8*AI8","v":0},{"$f":"AC8*K8*AJ8","v":0},{"$f":"AD8*M8*AK8","v":0},{"$f":"AE8*O8*AL8","v":0}]
[null,67,{"$f":"R9*$G$17","v":0},0,{"$f":"S9*$G$17","v":0},{"$f":"IF(AN9>E9,E9,AN9)","v":0},{"$f":"T9*$G$17","v":0},{"$f":"IF(AO9>G9,G9,AO9)","v":0},{"$f":"U9*$G$17","v":0},{"$f":"IF(AP9>I9,I9,AP9)","v":0},{"$f":"V9*$G$17","v":0},{"$f":"IF(AQ9>K9,K9,AQ9)","v":0},{"$f":"W9*$G$17","v":0},{"$f":"IF(AR9>M9,M9,AR9)","v":0},{"$f":"X9*$G$17","v":0},{"$f":"IF(AS9>O9,O9,AS9)","v":0},null,0.96265560165975106,0.93568464730290457,0.90871369294605808,0.87136929460580914,0.8340248962655602,0.78838174273858919,0.74273858921161828,0.48922413793103448,0.49445676274944567,0.5,0.50476190476190474,0.50995024875621886,0.51578947368421058,0.52234636871508378,1,1,1,1,1,1,1,{"$f":"Y9*C9*AF9","v":0},{"$f":"Z9*E9*AG9","v":0},{"$f":"AA9*G9*AH9","v":0},{"$f":"AB9*I9*AI9","v":0},{"$f":"AC9*K9*AJ9","v":0},{"$f":"AD9*M9*AK9","v":0},{"$f":"AE9*O9*AL9","v":0}]
[null,63,0,0,0,0,0,0,0,0,0,0,0,0,0,0,null,0.84232365145228216,0.81224066390041494,0.78215767634854771,0.74170124481327804,0.70124481327800825,0.65041493775933612,0.59958506224066388,0.59605911330049266,0.60664112388250324,0.61803713527851456,0.63076923076923075,0.6449704142011834,0.66347687400318978,0.68512110726643594,1,1,1,1,1,1,1,0,0,0,0,0,0,0]
[null,59,0,0,0,0,0,0,0,0,0,0,0,0,0,0,null,0.42116182572614108,0.39107883817427386,0.36099585062240663,0.32053941908713696,0.28008298755186722,0.22821576763485477,0.17634854771784234,0.84729064039408863,0.84615384615384615,0.84482758620689657,0.84466019417475724,0.84444444444444444,0.84090909090909094,0.83529411764705885,1,1,1,1,1,1,1,0,0,0,0,0,0,0]
[76,71,0,0,0,0,0,0,0,0,0,0,0,0,0,0,null,1.0674273858921162,1.0383817427385893,1.0093360995850622,0.97199170124481327,0.93464730290456433,0.91390041493775931,0.8931535269709544,0.4382896015549077,0.43956043956043955,0.4409044193216855,0.44076840981856991,0.44062153163152051,0.43813847900113506,0.43554006968641112,1,1,1,1,1,1,1,0,0,0,0,0,0,0]
[null,67,0,0,0,0,{"$f":"T13*$G$17","v":0},0,0,0,0,0,0,0,0,0,null,1.0622406639004149,1.0321576763485478,1.0010373443983402,0.96161825726141081,0.92116182572614103,0.8703319502074689,0.81950207468879666,0.5625,0.56783919597989951,0.57409326424870466,0.57820927723840343,0.58445945945945943,0.58998808104886769,0.59620253164556958,1,1,1,1,1,1,1,0,0,0,0,0,0,0]
[null,63,0,0,0,0,0,0,0,0,0,0,0,0,0,0,null,0.84128630705394192,0.81120331950207469,0.78008298755186722,0.74066390041493779,0.700207468879668,0.64937759336099588,0.59751037344398339,0.73612823674475958,0.74680306905370841,0.75797872340425532,0.77030812324929976,0.78666666666666663,0.80351437699680506,0.82638888888888884,1,1,1,1,1,1,1,0,0,0,0,0,0,0]
[null,59,0,0,0,0,0,0,0,0,0,0,0,0,0,0,null,0.42116182572614108,0.39004149377593361,0.35892116182572614,0.31846473029045641,0.27800829875518673,0.22717842323651452,0.17738589211618258,0.95812807881773399,0.95744680851063835,0.95953757225433522,0.95765472312703581,0.95895522388059706,0.95890410958904104,0.95321637426900585,1,1,1,1,1,1,1,0,0,0,0,0,0,0]
[80,71,0,0,0,0,0,0,0,0,0,0,0,0,0,0,null,1.0311203319502074,1.0031120331950207,0.975103734439834,0.9522821576763485,0.9294605809128631,0.91182572614107882,0.89419087136929465,0.56941649899396374,0.57083764219234745,0.57234042553191489,0.57298474945533773,0.5736607142857143,0.57110352673492604,0.56844547563805103,1,1,1,1,1,1,1,0,0,0,0,0,0,0]
[null,67,0,0,0,0,null,0,0,0,0,0,0,0,0,0,null,1.0560165975103735,1.0280082987551866,1,0.96058091286307057,0.92116182572614103,0.86929460580912865,0.81742738589211617,0.68762278978389002,0.69323915237134204,0.69917012448132776,0.70410367170626353,0.70945945945945943,0.71599045346062051,0.7233502538071066,1,1,1,1,1,1,1,0,0,0,0,0,0,0]
[null,63,0,0,0,0,{"$f":"T18*$G$17","v":0},0,0,0,0,0,0,0,0,0,null,0.84232365145228216,0.81120331950207469,0.78008298755186722,0.74066390041493779,0.70124481327800825,0.64937759336099588,0.59751037344398339,0.79556650246305416,0.80690537084398972,0.81914893617021278,0.83193277310924374,0.84615384615384615,0.86421725239616609,0.88541666666666663,1,1,1,1,1,1,1,0,0,0,0,0,0,0]
[null,59,0,0,0,0,{"$f":"T19*$G$17","v":0},0,0,0,0,0,0,0,0,0,null,0.41908713692946059,0.38900414937759337,0.35892116182572614,0.31846473029045641,0.27800829875518673,0.22717842323651452,0.17634854771784234,0.96039603960396036,0.96,0.95953757225433522,0.96091205211726383,0.96268656716417911,0.95890410958904104,0.95294117647058818,1,1,1,1,1,1,1,0,0,0,0,0,0,0]

{"sheet":"14AJM_49","index":17,"n_rows":19,"n_cols":45,"rows_kept":19,"cut":false,"hidden":true,"merged":[[2,0,2,1],[2,2,2,15],[3,2,3,3],[3,4,3,5],[3,6,3,7],[3,8,3,9],[3,10,3,11],[3,12,3,13],[3,14,3,15],[5,2,6,2],[5,3,6,3],[5,4,6,4],[5,5,6,5],[5,6,6,6],[5,7,6,7],[5,8,6,8],[4,0,6,0],[4,1,6,1],[4,2,4,3],[4,4,4,5],[4,6,4,7],[4,8,4,9],[5,9,6,9],[5,10,6,10],[5,11,6,11],[5,12,6,12],[5,13,6,13],[5,14,6,14],[5,15,6,15],[4,10,4,11],[4,12,4,13],[4,14,4,15],[41,4,41,15],[42,4,42,5],[42,6,42,7],[42,8,42,9],[42,10,42,11],[42,12,42,13],[42,14,42,15],[7,0,10,0],[11,0,14,0],[15,0,18,0],[31,0,34,0],[35,0,38,0],[41,0,42,1],[44,12,45,12],[44,13,45,13],[44,14,45,14],[44,15,45,15],[46,0,49,0],[50,0,53,0],[43,12,43,13],[43,14,43,15],[44,4,45,4],[44,5,45,5],[44,6,45,6],[44,7,45,7],[44,8,45,8],[44,9,45,9],[44,10,45,10],[44,11,45,11],[43,0,45,0],[43,1,45,1],[43,4,43,5],[43,6,43,7],[43,8,43,9],[43,10,43,11],[54,0,57,0],[60,0,61,1],[60,4,60,15],[61,4,61,5],[61,6,61,7],[61,8,61,9],[61,10,61,11],[61,12,61,13],[61,14,61,15],[63,12,64,12],[63,13,64,13],[63,14,64,14],[63,15,64,15],[65,0,68,0],[69,0,72,0],[62,12,62,13],[62,14,62,15],[63,4,64,4],[63,5,64,5],[63,6,64,6],[63,7,64,7],[63,8,64,8],[63,9,64,9],[63,10,64,10],[63,11,64,11],[62,0,64,0],[62,1,64,1],[62,4,62,5],[62,6,62,7],[62,8,62,9],[62,10,62,11],[73,0,76,0],[79,0,80,1],[79,4,79,15],[80,4,80,5],[80,6,80,7],[80,8,80,9],[80,10,80,11],[80,12,80,13],[80,14,80,15],[82,12,83,12],[82,13,83,13],[82,14,83,14],[82,15,83,15],[84,0,87,0],[88,0,91,0],[81,12,81,13],[81,14,81,15],[82,4,83,4],[82,5,83,5],[82,6,83,6],[82,7,83,7],[82,8,83,8],[82,9,83,9],[82,10,83,10],[82,11,83,11],[81,0,83,0],[81,1,83,1],[81,4,81,5],[81,6,81,7],[81,8,81,9],[81,10,81,11],[92,0,95,0],[98,0,99,1],[98,4,98,15],[99,4,99,5],[99,6,99,7],[99,8,99,9],[99,10,99,11],[99,12,99,13],[99,14,99,15],[101,12,102,12],[101,13,102,13],[101,14,102,14],[101,15,102,15],[103,0,106,0],[107,0,110,0],[100,12,100,13],[100,14,100,15],[101,4,102,4],[101,5,102,5],[101,6,102,6],[101,7,102,7],[101,8,102,8],[101,9,102,9],[101,10,102,10],[101,11,102,11],[100,0,102,0],[100,1,102,1],[100,4,100,5],[100,6,100,7],[100,8,100,9],[100,10,100,11],[111,0,114,0],[117,0,118,1],[117,4,117,15],[118,4,118,5],[118,6,118,7],[118,8,118,9],[118,10,118,11],[118,12,118,13],[118,14,118,15],[130,0,133,0],[120,12,121,12],[120,13,121,13],[120,14,121,14],[120,15,121,15],[122,0,125,0],[126,0,129,0],[119,12,119,13],[119,14,119,15],[120,4,121,4],[120,5,121,5],[120,6,121,6],[120,7,121,7],[120,8,121,8],[120,9,121,9],[120,10,121,10],[120,11,121,11],[119,0,121,0],[119,1,121,1],[119,4,119,5],[119,6,119,7],[119,8,119,9],[119,10,119,11]]}
[]
["14AJM_49"]
["Evaporator Air Flow",null,"Condenser  Entering Air Temperature ˚F"]
[1300,"CFM",85,null,90,null,95,null,100,null,105,null,110,null,115]
["Evap. Air °F DB","EWB†\n˚F","Capacity Mbtuh",null,"Capacity Mbtuh",null,"Capacity Mbtuh",null,"Capacity Mbtuh",null,"Capacity Mbtuh",null,"Capacity Mbtuh",null,"Capacity Mbtuh"]
[null,null,"Total","Sens.","Total","Sens.","Total","Sens.","Total","Sens.","Total","Sens.","Total","Sens.","Total","Sens."]
[null,null,null,null,null,null,null,null,null,null,null,null,null,null,null,null,null,"Total Factors",null,null,null,null,null,null,"Sens. %",null,null,null,null,null,null,"IDB Adj",null,null,null,null,null,null,"Sens Calc"]
[72,71,{"$f":"R8*$G$17","v":44.4},{"$f":"IF(AM8>C8,C8,AM8)","v":16.7},{"$f":"S8*$G$17","v":44.4},{"$f":"IF(AN8>E8,E8,AN8)","v":16.7},{"$f":"T8*$G$17","v":44.4},{"$f":"IF(AO8>G8,G8,AO8)","v":16.7},{"$f":"U8*$G$17","v":44.4},{"$f":"IF(AP8>I8,I8,AP8)","v":16.7},{"$f":"V8*$G$17","v":44.4},{"$f":"IF(AQ8>K8,K8,AQ8)","v":16.7},{"$f":"W8*$G$17","v":44.4},{"$f":"IF(AR8>M8,M8,AR8)","v":16.7},{"$f":"X8*$G$17","v":44.4},{"$f":"IF(AS8>O8,O8,AS8)","v":16.7},null,0.95483870967741935,0.95483870967741935,0.95483870967741935,0.95483870967741935,0.95483870967741935,0.95483870967741935,0.95483870967741935,0.37612612612612611,0.37612612612612611,0.37612612612612611,0.37612612612612611,0.37612612612612611,0.37612612612612611,0.37612612612612611,1,1,1,1,1,1,1,{"$f":"Y8*C8*AF8","v":16.7},{"$f":"Z8*E8*AG8","v":16.7},{"$f":"AA8*G8*AH8","v":16.7},{"$f":"AB8*I8*AI8","v":16.7},{"$f":"AC8*K8*AJ8","v":16.7},{"$f":"AD8*M8*AK8","v":16.7},{"$f":"AE8*O8*AL8","v":16.7}]
[null,67,{"$f":"R9*$G$17","v":41.3},21.7,{"$f":"S9*$G$17","v":41.3},{"$f":"IF(AN9>E9,E9,AN9)","v":21.7},{"$f":"T9*$G$17","v":41.3},{"$f":"IF(AO9>G9,G9,AO9)","v":21.7},{"$f":"U9*$G$17","v":41.3},{"$f":"IF(AP9>I9,I9,AP9)","v":21.7},{"$f":"V9*$G$17","v":41.3},{"$f":"IF(AQ9>K9,K9,AQ9)","v":21.7},{"$f":"W9*$G$17","v":41.3},{"$f":"IF(AR9>M9,M9,AR9)","v":21.7},{"$f":"X9*$G$17","v":41.3},{"$f":"IF(AS9>O9,O9,AS9)","v":21.7},null,0.8881720430107527,0.8881720430107527,0.8881720430107527,0.8881720430107527,0.8881720430107527,0.8881720430107527,0.8881720430107527,0.52542372881355937,0.52542372881355937,0.52542372881355937,0.52542372881355937,0.52542372881355937,0.52542372881355937,0.52542372881355937,1,1,1,1,1,1,1,{"$f":"Y9*C9*AF9","v":21.7},{"$f":"Z9*E9*AG9","v":21.7},{"$f":"AA9*G9*AH9","v":21.7},{"$f":"AB9*I9*AI9","v":21.7},{"$f":"AC9*K9*AJ9","v":21.7},{"$f":"AD9*M9*AK9","v":21.7},{"$f":"AE9*O9*AL9","v":21.7}]
[null,63,38.6,26.5,38.6,26.5,38.6,26.5,38.6,26.5,38.6,26.5,38.6,26.5,38.6,26.5,null,0.8301075268817204,0.8301075268817204,0.8301075268817204,0.8301075268817204,0.8301075268817204,0.8301075268817204,0.8301075268817204,0.68652849740932642,0.68652849740932642,0.68652849740932642,0.68652849740932642,0.68652849740932642,0.68652849740932642,0.68652849740932642,1,1,1,1,1,1,1,26.5,26.5,26.5,26.5,26.5,26.5,26.5]
[null,59,36.5,32.300000000000004,36.5,32.300000000000004,36.5,32.300000000000004,36.5,32.300000000000004,36.5,32.300000000000004,36.5,32.300000000000004,36.5,32.300000000000004,null,0.78494623655913975,0.78494623655913975,0.78494623655913975,0.78494623655913975,0.78494623655913975,0.78494623655913975,0.78494623655913975,0.8849315068493151,0.8849315068493151,0.8849315068493151,0.8849315068493151,0.8849315068493151,0.8849315068493151,0.8849315068493151,1,1,1,1,1,1,1,32.300000000000004,32.300000000000004,32.300000000000004,32.300000000000004,32.300000000000004,32.300000000000004,32.300000000000004]
[76,71,45.849999999999994,20.249999999999996,45.849999999999994,20.249999999999996,45.849999999999994,20.249999999999996,45.849999999999994,20.249999999999996,45.849999999999994,20.249999999999996,45.849999999999994,20.249999999999996,45.849999999999994,20.249999999999996,null,0.98602150537634403,0.98602150537634403,0.98602150537634403,0.98602150537634403,0.98602150537634403,0.98602150537634403,0.98602150537634403,0.44165757906215919,0.44165757906215919,0.44165757906215919,0.44165757906215919,0.44165757906215919,0.44165757906215919,0.44165757906215919,1,1,1,1,1,1,1,20.249999999999996,20.249999999999996,20.249999999999996,20.249999999999996,20.249999999999996,20.249999999999996,20.249999999999996]
[null,67,45.050000000000004,26.950000000000003,45.050000000000004,26.950000000000003,{"$f":"T13*$G$17","v":45.050000000000004},26.950000000000003,45.050000000000004,26.950000000000003,45.050000000000004,26.950000000000003,45.050000000000004,26.950000000000003,45.050000000000004,26.950000000000003,null,0.96881720430107532,0.96881720430107532,0.96881720430107532,0.96881720430107532,0.96881720430107532,0.96881720430107532,0.96881720430107532,0.59822419533851279,0.59822419533851279,0.59822419533851279,0.59822419533851279,0.59822419533851279,0.59822419533851279,0.59822419533851279,1,1,1,1,1,1,1,26.950000000000003,26.950000000000003,26.950000000000003,26.950000000000003,26.950000000000003,26.950000000000003,26.950000000000003]
[null,63,38.450000000000003,31.700000000000003,38.450000000000003,31.700000000000003,38.450000000000003,31.700000000000003,38.450000000000003,31.700000000000003,38.450000000000003,31.700000000000003,38.450000000000003,31.700000000000003,38.450000000000003,31.700000000000003,null,0.82688172043010755,0.82688172043010755,0.82688172043010755,0.82688172043010755,0.82688172043010755,0.82688172043010755,0.82688172043010755,0.82444733420026006,0.82444733420026006,0.82444733420026006,0.82444733420026006,0.82444733420026006,0.82444733420026006,0.82444733420026006,1,1,1,1,1,1,1,31.700000000000003,31.700000000000003,31.700000000000003,31.700000000000003,31.700000000000003,31.700000000000003,31.700000000000003]
[null,59,38.6,37.950000000000003,38.6,37.950000000000003,38.6,37.950000000000003,38.6,37.950000000000003,38.6,37.950000000000003,38.6,37.950000000000003,38.6,37.950000000000003,null,0.8301075268817204,0.8301075268817204,0.8301075268817204,0.8301075268817204,0.8301075268817204,0.8301075268817204,0.8301075268817204,0.98316062176165808,0.98316062176165808,0.98316062176165808,0.98316062176165808,0.98316062176165808,0.98316062176165808,0.98316062176165808,1,1,1,1,1,1,1,37.950000000000003,37.950000000000003,37.950000000000003,37.950000000000003,37.950000000000003,37.950000000000003,37.950000000000003]
[80,71,44.2,25.4,44.2,25.4,44.2,25.4,44.2,25.4,44.2,25.4,44.2,25.4,44.2,25.4,null,0.95053763440860217,0.95053763440860217,0.95053763440860217,0.95053763440860217,0.95053763440860217,0.95053763440860217,0.95053763440860217,0.57466063348416285,0.57466063348416285,0.57466063348416285,0.57466063348416285,0.57466063348416285,0.57466063348416285,0.57466063348416285,1,1,1,1,1,1,1,25.4,25.4,25.4,25.4,25.4,25.4,25.4]
[null,67,45.1,32.6,45.800000000000004,32.9,46.5,33.200000000000003,45.800000000000004,32.9,45.1,32.6,45.1,32.6,45.1,32.6,null,0.96989247311827953,0.98494623655913982,1,0.98494623655913982,0.96989247311827953,0.96989247311827953,0.96989247311827953,0.72283813747228376,0.71834061135371174,0.71397849462365592,0.71834061135371174,0.72283813747228376,0.72283813747228376,0.72283813747228376,1,1,1,1,1,1,1,32.6,32.9,33.200000000000003,32.9,32.6,32.6,32.6]
[null,63,42.5,37.6,42.5,37.6,{"$f":"T18*$G$17","v":42.5},37.6,42.5,37.6,42.5,37.6,42.5,37.6,42.5,37.6,null,0.91397849462365588,0.91397849462365588,0.91397849462365588,0.91397849462365588,0.91397849462365588,0.91397849462365588,0.91397849462365588,0.88470588235294123,0.88470588235294123,0.88470588235294123,0.88470588235294123,0.88470588235294123,0.88470588235294123,0.88470588235294123,1,1,1,1,1,1,1,37.6,37.6,37.6,37.6,37.6,37.6,37.6]
[null,59,39.599999999999994,39.299999999999997,39.599999999999994,39.299999999999997,{"$f":"T19*$G$17","v":39.599999999999994},39.299999999999997,39.599999999999994,39.299999999999997,39.599999999999994,39.299999999999997,39.599999999999994,39.299999999999997,39.599999999999994,39.299999999999997,null,0.85161290322580641,0.85161290322580641,0.85161290322580641,0.85161290322580641,0.85161290322580641,0.85161290322580641,0.85161290322580641,0.99242424242424243,0.99242424242424243,0.99242424242424243,0.99242424242424243,0.99242424242424243,0.99242424242424243,0.99242424242424243,1,1,1,1,1,1,1,39.299999999999997,39.299999999999997,39.299999999999997,39.299999999999997,39.299999999999997,39.299999999999997,39.299999999999997]

{"sheet":"14AJM_56","index":18,"n_rows":19,"n_cols":45,"rows_kept":19,"cut":false,"hidden":true,"merged":[[2,0,2,1],[2,2,2,15],[3,2,3,3],[3,4,3,5],[3,6,3,7],[3,8,3,9],[3,10,3,11],[3,12,3,13],[3,14,3,15],[5,2,6,2],[5,3,6,3],[5,4,6,4],[5,5,6,5],[5,6,6,6],[5,7,6,7],[5,8,6,8],[4,0,6,0],[4,1,6,1],[4,2,4,3],[4,4,4,5],[4,6,4,7],[4,8,4,9],[5,9,6,9],[5,10,6,10],[5,11,6,11],[5,12,6,12],[5,13,6,13],[5,14,6,14],[5,15,6,15],[4,10,4,11],[4,12,4,13],[4,14,4,15],[41,4,41,15],[42,4,42,5],[42,6,42,7],[42,8,42,9],[42,10,42,11],[42,12,42,13],[42,14,42,15],[7,0,10,0],[11,0,14,0],[15,0,18,0],[31,0,34,0],[35,0,38,0],[41,0,42,1],[44,12,45,12],[44,13,45,13],[44,14,45,14],[44,15,45,15],[46,0,49,0],[50,0,53,0],[43,12,43,13],[43,14,43,15],[44,4,45,4],[44,5,45,5],[44,6,45,6],[44,7,45,7],[44,8,45,8],[44,9,45,9],[44,10,45,10],[44,11,45,11],[43,0,45,0],[43,1,45,1],[43,4,43,5],[43,6,43,7],[43,8,43,9],[43,10,43,11],[54,0,57,0],[60,0,61,1],[60,4,60,15],[61,4,61,5],[61,6,61,7],[61,8,61,9],[61,10,61,11],[61,12,61,13],[61,14,61,15],[63,12,64,12],[63,13,64,13],[63,14,64,14],[63,15,64,15],[65,0,68,0],[69,0,72,0],[62,12,62,13],[62,14,62,15],[63,4,64,4],[63,5,64,5],[63,6,64,6],[63,7,64,7],[63,8,64,8],[63,9,64,9],[63,10,64,10],[63,11,64,11],[62,0,64,0],[62,1,64,1],[62,4,62,5],[62,6,62,7],[62,8,62,9],[62,10,62,11],[73,0,76,0],[79,0,80,1],[79,4,79,15],[80,4,80,5],[80,6,80,7],[80,8,80,9],[80,10,80,11],[80,12,80,13],[80,14,80,15],[82,12,83,12],[82,13,83,13],[82,14,83,14],[82,15,83,15],[84,0,87,0],[88,0,91,0],[81,12,81,13],[81,14,81,15],[82,4,83,4],[82,5,83,5],[82,6,83,6],[82,7,83,7],[82,8,83,8],[82,9,83,9],[82,10,83,10],[82,11,83,11],[81,0,83,0],[81,1,83,1],[81,4,81,5],[81,6,81,7],[81,8,81,9],[81,10,81,11],[92,0,95,0],[98,0,99,1],[98,4,98,15],[99,4,99,5],[99,6,99,7],[99,8,99,9],[99,10,99,11],[99,12,99,13],[99,14,99,15],[101,12,102,12],[101,13,102,13],[101,14,102,14],[101,15,102,15],[103,0,106,0],[107,0,110,0],[100,12,100,13],[100,14,100,15],[101,4,102,4],[101,5,102,5],[101,6,102,6],[101,7,102,7],[101,8,102,8],[101,9,102,9],[101,10,102,10],[101,11,102,11],[100,0,102,0],[100,1,102,1],[100,4,100,5],[100,6,100,7],[100,8,100,9],[100,10,100,11],[111,0,114,0],[117,0,118,1],[117,4,117,15],[118,4,118,5],[118,6,118,7],[118,8,118,9],[118,10,118,11],[118,12,118,13],[118,14,118,15],[130,0,133,0],[120,12,121,12],[120,13,121,13],[120,14,121,14],[120,15,121,15],[122,0,125,0],[126,0,129,0],[119,12,119,13],[119,14,119,15],[120,4,121,4],[120,5,121,5],[120,6,121,6],[120,7,121,7],[120,8,121,8],[120,9,121,9],[120,10,121,10],[120,11,121,11],[119,0,121,0],[119,1,121,1],[119,4,119,5],[119,6,119,7],[119,8,119,9],[119,10,119,11]]}
[]
["14AJM_56"]
["Evaporator Air Flow",null,"Condenser  Entering Air Temperature ˚F"]
[1500,"CFM",85,null,90,null,95,null,100,null,105,null,110,null,115]
["Evap. Air °F DB","EWB†\n˚F","Capacity Mbtuh",null,"Capacity Mbtuh",null,"Capacity Mbtuh",null,"Capacity Mbtuh",null,"Capacity Mbtuh",null,"Capacity Mbtuh",null,"Capacity Mbtuh"]
[null,null,"Total","Sens.","Total","Sens.","Total","Sens.","Total","Sens.","Total","Sens.","Total","Sens.","Total","Sens."]
[null,null,null,null,null,null,null,null,null,null,null,null,null,null,null,null,null,"Total Factors",null,null,null,null,null,null,"Sens. %",null,null,null,null,null,null,"IDB Adj",null,null,null,null,null,null,"Sens Calc"]
[72,71,{"$f":"R8*$G$17","v":50.6},{"$f":"IF(AM8>C8,C8,AM8)","v":17.8},{"$f":"S8*$G$17","v":50.6},{"$f":"IF(AN8>E8,E8,AN8)","v":17.8},{"$f":"T8*$G$17","v":50.6},{"$f":"IF(AO8>G8,G8,AO8)","v":17.8},{"$f":"U8*$G$17","v":50.6},{"$f":"IF(AP8>I8,I8,AP8)","v":17.8},{"$f":"V8*$G$17","v":50.6},{"$f":"IF(AQ8>K8,K8,AQ8)","v":17.8},{"$f":"W8*$G$17","v":50.6},{"$f":"IF(AR8>M8,M8,AR8)","v":17.8},{"$f":"X8*$G$17","v":50.6},{"$f":"IF(AS8>O8,O8,AS8)","v":17.8},null,0.96380952380952378,0.96380952380952378,0.96380952380952378,0.96380952380952378,0.96380952380952378,0.96380952380952378,0.96380952380952378,0.35177865612648224,0.35177865612648224,0.35177865612648224,0.35177865612648224,0.35177865612648224,0.35177865612648224,0.35177865612648224,1,1,1,1,1,1,1,{"$f":"Y8*C8*AF8","v":17.8},{"$f":"Z8*E8*AG8","v":17.8},{"$f":"AA8*G8*AH8","v":17.8},{"$f":"AB8*I8*AI8","v":17.8},{"$f":"AC8*K8*AJ8","v":17.8},{"$f":"AD8*M8*AK8","v":17.8},{"$f":"AE8*O8*AL8","v":17.8}]
[null,67,{"$f":"R9*$G$17","v":47.1},24,{"$f":"S9*$G$17","v":47.1},{"$f":"IF(AN9>E9,E9,AN9)","v":24},{"$f":"T9*$G$17","v":47.1},{"$f":"IF(AO9>G9,G9,AO9)","v":24},{"$f":"U9*$G$17","v":47.1},{"$f":"IF(AP9>I9,I9,AP9)","v":24},{"$f":"V9*$G$17","v":47.1},{"$f":"IF(AQ9>K9,K9,AQ9)","v":24},{"$f":"W9*$G$17","v":47.1},{"$f":"IF(AR9>M9,M9,AR9)","v":24},{"$f":"X9*$G$17","v":47.1},{"$f":"IF(AS9>O9,O9,AS9)","v":24},null,0.89714285714285713,0.89714285714285713,0.89714285714285713,0.89714285714285713,0.89714285714285713,0.89714285714285713,0.89714285714285713,0.50955414012738853,0.50955414012738853,0.50955414012738853,0.50955414012738853,0.50955414012738853,0.50955414012738853,0.50955414012738853,1,1,1,1,1,1,1,{"$f":"Y9*C9*AF9","v":24},{"$f":"Z9*E9*AG9","v":24},{"$f":"AA9*G9*AH9","v":24},{"$f":"AB9*I9*AI9","v":24},{"$f":"AC9*K9*AJ9","v":24},{"$f":"AD9*M9*AK9","v":24},{"$f":"AE9*O9*AL9","v":24}]
[null,63,43.9,29.9,43.9,29.9,43.9,29.9,43.9,29.9,43.9,29.9,43.9,29.9,43.9,29.9,null,0.83619047619047615,0.83619047619047615,0.83619047619047615,0.83619047619047615,0.83619047619047615,0.83619047619047615,0.83619047619047615,0.68109339407744873,0.68109339407744873,0.68109339407744873,0.68109339407744873,0.68109339407744873,0.68109339407744873,0.68109339407744873,1,1,1,1,1,1,1,29.9,29.9,29.9,29.9,29.9,29.9,29.9]
[null,59,41.9,37.099999999999994,41.9,37.099999999999994,41.9,37.099999999999994,41.9,37.099999999999994,41.9,37.099999999999994,41.9,37.099999999999994,41.9,37.099999999999994,null,0.79809523809523808,0.79809523809523808,0.79809523809523808,0.79809523809523808,0.79809523809523808,0.79809523809523808,0.79809523809523808,0.88544152744630067,0.88544152744630067,0.88544152744630067,0.88544152744630067,0.88544152744630067,0.88544152744630067,0.88544152744630067,1,1,1,1,1,1,1,37.099999999999994,37.099999999999994,37.099999999999994,37.099999999999994,37.099999999999994,37.099999999999994,37.099999999999994]
[76,71,55.699999999999996,23.249999999999996,55.699999999999996,23.249999999999996,55.699999999999996,23.249999999999996,55.699999999999996,23.249999999999996,55.699999999999996,23.249999999999996,55.699999999999996,23.249999999999996,55.699999999999996,23.249999999999996,null,1.0609523809523809,1.0609523809523809,1.0609523809523809,1.0609523809523809,1.0609523809523809,1.0609523809523809,1.0609523809523809,0.41741472172351884,0.41741472172351884,0.41741472172351884,0.41741472172351884,0.41741472172351884,0.41741472172351884,0.41741472172351884,1,1,1,1,1,1,1,23.249999999999996,23.249999999999996,23.249999999999996,23.249999999999996,23.249999999999996,23.249999999999996,23.249999999999996]
[null,67,52.05,30.299999999999997,52.05,30.299999999999997,{"$f":"T13*$G$17","v":52.05},30.299999999999997,52.05,30.299999999999997,52.05,30.299999999999997,52.05,30.299999999999997,52.05,30.299999999999997,null,0.99142857142857144,0.99142857142857144,0.99142857142857144,0.99142857142857144,0.99142857142857144,0.99142857142857144,0.99142857142857144,0.58213256484149856,0.58213256484149856,0.58213256484149856,0.58213256484149856,0.58213256484149856,0.58213256484149856,0.58213256484149856,1,1,1,1,1,1,1,30.299999999999997,30.299999999999997,30.299999999999997,30.299999999999997,30.299999999999997,30.299999999999997,30.299999999999997]
[null,63,44.45,36.450000000000003,44.45,36.450000000000003,44.45,36.450000000000003,44.45,36.450000000000003,44.45,36.450000000000003,44.45,36.450000000000003,44.45,36.450000000000003,null,0.84666666666666668,0.84666666666666668,0.84666666666666668,0.84666666666666668,0.84666666666666668,0.84666666666666668,0.84666666666666668,0.82002249718785147,0.82002249718785147,0.82002249718785147,0.82002249718785147,0.82002249718785147,0.82002249718785147,0.82002249718785147,1,1,1,1,1,1,1,36.450000000000003,36.450000000000003,36.450000000000003,36.450000000000003,36.450000000000003,36.450000000000003,36.450000000000003]
[null,59,44.25,43.5,44.25,43.5,44.25,43.5,44.25,43.5,44.25,43.5,44.25,43.5,44.25,43.5,null,0.84285714285714286,0.84285714285714286,0.84285714285714286,0.84285714285714286,0.84285714285714286,0.84285714285714286,0.84285714285714286,0.98305084745762716,0.98305084745762716,0.98305084745762716,0.98305084745762716,0.98305084745762716,0.98305084745762716,0.98305084745762716,1,1,1,1,1,1,1,43.5,43.5,43.5,43.5,43.5,43.5,43.5]
[80,71,55.5,30.6,55.5,30.6,55.5,30.6,55.5,30.6,55.5,30.6,55.5,30.6,55.5,30.6,null,1.0571428571428572,1.0571428571428572,1.0571428571428572,1.0571428571428572,1.0571428571428572,1.0571428571428572,1.0571428571428572,0.55135135135135138,0.55135135135135138,0.55135135135135138,0.55135135135135138,0.55135135135135138,0.55135135135135138,0.55135135135135138,1,1,1,1,1,1,1,30.6,30.6,30.6,30.6,30.6,30.6,30.6]
[null,67,52,36.800000000000004,52.25,37.125,52.5,37.450000000000003,52.25,37.125,52,36.800000000000004,52,36.800000000000004,52,36.800000000000004,null,0.99047619047619051,0.99523809523809526,1,0.99523809523809526,0.99047619047619051,0.99047619047619051,0.99047619047619051,0.70769230769230773,0.71052631578947367,0.71333333333333337,0.71052631578947367,0.70769230769230773,0.70769230769230773,0.70769230769230773,1,1,1,1,1,1,1,36.800000000000004,37.125,37.450000000000003,37.125,36.800000000000004,36.800000000000004,36.800000000000004]
[null,63,48.4,42.599999999999994,48.4,42.599999999999994,{"$f":"T18*$G$17","v":48.4},42.599999999999994,48.4,42.599999999999994,48.4,42.599999999999994,48.4,42.599999999999994,48.4,42.599999999999994,null,0.92190476190476189,0.92190476190476189,0.92190476190476189,0.92190476190476189,0.92190476190476189,0.92190476190476189,0.92190476190476189,0.8801652892561983,0.8801652892561983,0.8801652892561983,0.8801652892561983,0.8801652892561983,0.8801652892561983,0.8801652892561983,1,1,1,1,1,1,1,42.599999999999994,42.599999999999994,42.599999999999994,42.599999999999994,42.599999999999994,42.599999999999994,42.599999999999994]
[null,59,45.1,44.800000000000004,45.1,44.800000000000004,{"$f":"T19*$G$17","v":45.1},44.800000000000004,45.1,44.800000000000004,45.1,44.800000000000004,45.1,44.800000000000004,45.1,44.800000000000004,null,0.85904761904761906,0.85904761904761906,0.85904761904761906,0.85904761904761906,0.85904761904761906,0.85904761904761906,0.85904761904761906,0.99334811529933487,0.99334811529933487,0.99334811529933487,0.99334811529933487,0.99334811529933487,0.99334811529933487,0.99334811529933487,1,1,1,1,1,1,1,44.800000000000004,44.800000000000004,44.800000000000004,44.800000000000004,44.800000000000004,44.800000000000004,44.800000000000004]

{"sheet":"14AJM_60","index":19,"n_rows":19,"n_cols":45,"rows_kept":19,"cut":false,"hidden":true,"merged":[[2,0,2,1],[2,2,2,15],[3,2,3,3],[3,4,3,5],[3,6,3,7],[3,8,3,9],[3,10,3,11],[3,12,3,13],[3,14,3,15],[5,2,6,2],[5,3,6,3],[5,4,6,4],[5,5,6,5],[5,6,6,6],[5,7,6,7],[5,8,6,8],[4,0,6,0],[4,1,6,1],[4,2,4,3],[4,4,4,5],[4,6,4,7],[4,8,4,9],[5,9,6,9],[5,10,6,10],[5,11,6,11],[5,12,6,12],[5,13,6,13],[5,14,6,14],[5,15,6,15],[4,10,4,11],[4,12,4,13],[4,14,4,15],[41,4,41,15],[42,4,42,5],[42,6,42,7],[42,8,42,9],[42,10,42,11],[42,12,42,13],[42,14,42,15],[7,0,10,0],[11,0,14,0],[15,0,18,0],[31,0,34,0],[35,0,38,0],[41,0,42,1],[44,12,45,12],[44,13,45,13],[44,14,45,14],[44,15,45,15],[46,0,49,0],[50,0,53,0],[43,12,43,13],[43,14,43,15],[44,4,45,4],[44,5,45,5],[44,6,45,6],[44,7,45,7],[44,8,45,8],[44,9,45,9],[44,10,45,10],[44,11,45,11],[43,0,45,0],[43,1,45,1],[43,4,43,5],[43,6,43,7],[43,8,43,9],[43,10,43,11],[54,0,57,0],[60,0,61,1],[60,4,60,15],[61,4,61,5],[61,6,61,7],[61,8,61,9],[61,10,61,11],[61,12,61,13],[61,14,61,15],[63,12,64,12],[63,13,64,13],[63,14,64,14],[63,15,64,15],[65,0,68,0],[69,0,72,0],[62,12,62,13],[62,14,62,15],[63,4,64,4],[63,5,64,5],[63,6,64,6],[63,7,64,7],[63,8,64,8],[63,9,64,9],[63,10,64,10],[63,11,64,11],[62,0,64,0],[62,1,64,1],[62,4,62,5],[62,6,62,7],[62,8,62,9],[62,10,62,11],[73,0,76,0],[79,0,80,1],[79,4,79,15],[80,4,80,5],[80,6,80,7],[80,8,80,9],[80,10,80,11],[80,12,80,13],[80,14,80,15],[82,12,83,12],[82,13,83,13],[82,14,83,14],[82,15,83,15],[84,0,87,0],[88,0,91,0],[81,12,81,13],[81,14,81,15],[82,4,83,4],[82,5,83,5],[82,6,83,6],[82,7,83,7],[82,8,83,8],[82,9,83,9],[82,10,83,10],[82,11,83,11],[81,0,83,0],[81,1,83,1],[81,4,81,5],[81,6,81,7],[81,8,81,9],[81,10,81,11],[92,0,95,0],[98,0,99,1],[98,4,98,15],[99,4,99,5],[99,6,99,7],[99,8,99,9],[99,10,99,11],[99,12,99,13],[99,14,99,15],[101,12,102,12],[101,13,102,13],[101,14,102,14],[101,15,102,15],[103,0,106,0],[107,0,110,0],[100,12,100,13],[100,14,100,15],[101,4,102,4],[101,5,102,5],[101,6,102,6],[101,7,102,7],[101,8,102,8],[101,9,102,9],[101,10,102,10],[101,11,102,11],[100,0,102,0],[100,1,102,1],[100,4,100,5],[100,6,100,7],[100,8,100,9],[100,10,100,11],[111,0,114,0],[117,0,118,1],[117,4,117,15],[118,4,118,5],[118,6,118,7],[118,8,118,9],[118,10,118,11],[118,12,118,13],[118,14,118,15],[130,0,133,0],[120,12,121,12],[120,13,121,13],[120,14,121,14],[120,15,121,15],[122,0,125,0],[126,0,129,0],[119,12,119,13],[119,14,119,15],[120,4,121,4],[120,5,121,5],[120,6,121,6],[120,7,121,7],[120,8,121,8],[120,9,121,9],[120,10,121,10],[120,11,121,11],[119,0,121,0],[119,1,121,1],[119,4,119,5],[119,6,119,7],[119,8,119,9],[119,10,119,11]]}
[]
["14AJM_60"]
["Evaporator Air Flow",null,"Condenser  Entering Air Temperature ˚F"]
[1600,"CFM",85,null,90,null,95,null,100,null,105,null,110,null,115]
["Evap. Air °F DB","EWB†\n˚F","Capacity Mbtuh",null,"Capacity Mbtuh",null,"Capacity Mbtuh",null,"Capacity Mbtuh",null,"Capacity Mbtuh",null,"Capacity Mbtuh",null,"Capacity Mbtuh"]
[null,null,"Total","Sens.","Total","Sens.","Total","Sens.","Total","Sens.","Total","Sens.","Total","Sens.","Total","Sens."]
[null,null,null,null,null,null,null,null,null,null,null,null,null,null,null,null,null,"Total Factors",null,null,null,null,null,null,"Sens. %",null,null,null,null,null,null,"IDB Adj",null,null,null,null,null,null,"Sens Calc"]
[72,71,{"$f":"R8*$G$17","v":63.900000000000006},{"$f":"IF(AM8>C8,C8,AM8)","v":20.700000000000003},{"$f":"S8*$G$17","v":60.050000000000004},{"$f":"IF(AN8>E8,E8,AN8)","v":19.600000000000001},{"$f":"T8*$G$17","v":56.2},{"$f":"IF(AO8>G8,G8,AO8)","v":18.5},{"$f":"U8*$G$17","v":54.85},{"$f":"IF(AP8>I8,I8,AP8)","v":18.100000000000001},{"$f":"V8*$G$17","v":53.500000000000007},{"$f":"IF(AQ8>K8,K8,AQ8)","v":17.700000000000003},{"$f":"W8*$G$17","v":51.75},{"$f":"IF(AR8>M8,M8,AR8)","v":17.099999999999998},{"$f":"X8*$G$17","v":50},{"$f":"IF(AS8>O8,O8,AS8)","v":16.5},null,1.0885860306643953,1.0229982964224873,0.95741056218057918,0.934412265758092,0.91141396933560481,0.88160136286201018,0.85178875638841567,0.323943661971831,0.32639467110741049,0.3291814946619217,0.3299908842297174,0.33084112149532713,0.33043478260869563,0.33,1,1,1,1,1,1,1,{"$f":"Y8*C8*AF8","v":20.700000000000003},{"$f":"Z8*E8*AG8","v":19.600000000000001},{"$f":"AA8*G8*AH8","v":18.5},{"$f":"AB8*I8*AI8","v":18.100000000000001},{"$f":"AC8*K8*AJ8","v":17.700000000000003},{"$f":"AD8*M8*AK8","v":17.099999999999998},{"$f":"AE8*O8*AL8","v":16.5}]
[null,67,{"$f":"R9*$G$17","v":60.900000000000006},27.900000000000002,{"$f":"S9*$G$17","v":59.75},{"$f":"IF(AN9>E9,E9,AN9)","v":27.7},{"$f":"T9*$G$17","v":58.6},{"$f":"IF(AO9>G9,G9,AO9)","v":27.5},{"$f":"U9*$G$17","v":57.1},{"$f":"IF(AP9>I9,I9,AP9)","v":27.05},{"$f":"V9*$G$17","v":55.6},{"$f":"IF(AQ9>K9,K9,AQ9)","v":26.6},{"$f":"W9*$G$17","v":53.7},{"$f":"IF(AR9>M9,M9,AR9)","v":25.900000000000002},{"$f":"X9*$G$17","v":51.800000000000004},{"$f":"IF(AS9>O9,O9,AS9)","v":25.200000000000003},null,1.0374787052810903,1.0178875638841567,0.99829642248722317,0.97274275979557068,0.94718909710391819,0.91482112436115848,0.88245315161839866,0.45812807881773399,0.46359832635983261,0.46928327645051193,0.47373029772329245,0.47841726618705038,0.48230912476722532,0.48648648648648651,1,1,1,1,1,1,1,{"$f":"Y9*C9*AF9","v":27.900000000000002},{"$f":"Z9*E9*AG9","v":27.7},{"$f":"AA9*G9*AH9","v":27.5},{"$f":"AB9*I9*AI9","v":27.05},{"$f":"AC9*K9*AJ9","v":26.6},{"$f":"AD9*M9*AK9","v":25.900000000000002},{"$f":"AE9*O9*AL9","v":25.200000000000003}]
[null,63,57.900000000000006,34.200000000000003,56.85,34.050000000000004,55.8,33.9,54.300000000000004,33.450000000000003,52.800000000000004,33,50.85,32.300000000000004,48.9,31.599999999999998,null,0.98637137989778534,0.96848381601362865,0.95059625212947185,0.92504258943781947,0.89948892674616698,0.86626916524701869,0.83304940374787051,0.59067357512953367,0.59894459102902375,0.60752688172043012,0.61602209944751385,0.625,0.63520157325467064,0.64621676891615543,1,1,1,1,1,1,1,34.200000000000003,34.050000000000004,33.9,33.450000000000003,33,32.300000000000004,31.599999999999998]
[null,59,54.8,43.8,53.75,43.55,52.7,43.300000000000004,50.85,42.400000000000006,49,41.5,47.45,40.65,45.900000000000006,39.800000000000004,null,0.93356047700170353,0.91567291311754684,0.89778534923339015,0.86626916524701869,0.83475298126064734,0.80834752981260649,0.78194207836456564,0.7992700729927007,0.81023255813953488,0.82163187855787478,0.8338249754178958,0.84693877551020413,0.8566912539515279,0.86710239651416121,1,1,1,1,1,1,1,43.8,43.55,43.300000000000004,42.400000000000006,41.5,40.65,39.800000000000004]
[76,71,64.100000000000009,24.950000000000003,63.05,24.75,61.95,24.500000000000004,60.500000000000007,24.000000000000004,59.050000000000004,23.450000000000003,57.150000000000006,22.650000000000002,55.2,21.85,null,1.091993185689949,1.0741056218057921,1.055366269165247,1.030664395229983,1.005962521294719,0.97359454855195915,0.94037478705281086,0.38923556942277693,0.39254559873116573,0.39548022598870058,0.39669421487603307,0.39712108382726502,0.39632545931758528,0.39583333333333331,1,1,1,1,1,1,1,24.950000000000003,24.75,24.500000000000004,24.000000000000004,23.450000000000003,22.650000000000002,21.85]
[null,67,60.900000000000006,32.35,59.900000000000006,32.1,{"$f":"T13*$G$17","v":58.850000000000009},31.850000000000005,57.350000000000009,31.350000000000005,55.85,30.799999999999997,53.900000000000006,29.950000000000003,51.95,29.099999999999998,null,1.0374787052810903,1.020442930153322,1.0025553662691653,0.97700170357751281,0.95144804088586032,0.91822827938671214,0.88500851788756385,0.53119868637110013,0.53589315525876458,0.54120645709430759,0.54664341761115953,0.55147717099373317,0.55565862708719849,0.5601539942252165,1,1,1,1,1,1,1,32.35,32.1,31.850000000000005,31.350000000000005,30.799999999999997,29.950000000000003,29.099999999999998]
[null,63,57.750000000000007,42.150000000000006,56.750000000000007,41.800000000000004,55.7,41.5,54.2,40.85,52.7,40.200000000000003,50.800000000000004,39.300000000000004,48.9,38.35,null,0.98381601362862015,0.96678023850085182,0.94889267461669502,0.92333901192504264,0.89778534923339015,0.86541737649063033,0.83304940374787051,0.72987012987012989,0.73656387665198242,0.74506283662477557,0.75369003690036895,0.76280834914611007,0.77362204724409445,0.78425357873210633,1,1,1,1,1,1,1,42.150000000000006,41.800000000000004,41.5,40.85,40.200000000000003,39.300000000000004,38.35]
[null,59,55,49.7,53.900000000000006,49.250000000000007,52.75,48.85,51.25,48.099999999999994,49.750000000000007,47.35,47.95,46.050000000000004,46.100000000000009,44.750000000000007,null,0.93696763202725719,0.91822827938671214,0.89863713798977851,0.87308347529812602,0.84752981260647364,0.81686541737649065,0.78534923339011931,0.90363636363636368,0.9137291280148423,0.92606635071090049,0.9385365853658536,0.95175879396984919,0.96037539103232539,0.9707158351409978,1,1,1,1,1,1,1,49.7,49.250000000000007,48.85,48.099999999999994,47.35,46.050000000000004,44.750000000000007]
[80,71,64.100000000000009,33.500000000000007,63,33.1,61.900000000000006,32.700000000000003,60.45000000000001,32.000000000000007,59,31.299999999999997,57.1,30.25,55.2,29.200000000000003,null,1.091993185689949,1.0732538330494037,1.0545144804088586,1.0298126064735946,1.0051107325383304,0.97274275979557068,0.94037478705281086,0.5226209048361935,0.52539682539682542,0.52827140549273022,0.5293631100082713,0.53050847457627115,0.52977232924693518,0.52898550724637683,1,1,1,1,1,1,1,33.500000000000007,33.1,32.700000000000003,32.000000000000007,31.299999999999997,30.25,29.200000000000003]
[null,67,60.8,39.9,59.75,39.549999999999997,58.7,39.200000000000003,57.250000000000007,38.500000000000007,55.8,37.799999999999997,53.85,36.700000000000003,51.900000000000006,35.600000000000009,null,1.0357751277683134,1.0178875638841567,1,0.97529812606473598,0.95059625212947185,0.91737649063032367,0.88415672913117549,0.65625,0.66192468619246858,0.66780238500851785,0.67248908296943233,0.67741935483870963,0.68152274837511606,0.68593448940269752,1,1,1,1,1,1,1,39.9,39.549999999999997,39.200000000000003,38.500000000000007,37.799999999999997,36.700000000000003,35.600000000000009]
[null,63,57.800000000000004,45.6,56.7,45.2,{"$f":"T18*$G$17","v":55.6},44.8,54.150000000000006,44.1,52.7,43.4,50.800000000000004,42.35,48.9,41.300000000000004,null,0.98466780238500851,0.96592844974446335,0.94718909710391819,0.92248722316865417,0.89778534923339015,0.86541737649063033,0.83304940374787051,0.78892733564013839,0.7971781305114638,0.80575539568345322,0.81440443213296398,0.82352941176470584,0.83366141732283461,0.84458077709611457,1,1,1,1,1,1,1,45.6,45.2,44.8,44.1,43.4,42.35,41.300000000000004]
[null,59,54.9,49.8,53.900000000000006,49.45,{"$f":"T19*$G$17","v":52.900000000000006},49.1,51.400000000000006,48.35,49.9,47.599999999999994,47.95,46.250000000000007,46.000000000000007,44.900000000000006,null,0.93526405451448036,0.91822827938671214,0.90119250425894382,0.87563884156729133,0.85008517887563884,0.81686541737649065,0.78364565587734247,0.90710382513661203,0.91743970315398882,0.92816635160680527,0.94066147859922178,0.95390781563126248,0.96454640250260693,0.97608695652173916,1,1,1,1,1,1,1,49.8,49.45,49.1,48.35,47.599999999999994,46.250000000000007,44.900000000000006]

{"sheet":"16AJL_24","index":20,"n_rows":19,"n_cols":45,"rows_kept":19,"cut":false,"hidden":true,"merged":[[2,0,2,1],[2,2,2,15],[3,2,3,3],[3,4,3,5],[3,6,3,7],[3,8,3,9],[3,10,3,11],[3,12,3,13],[3,14,3,15],[5,2,6,2],[5,3,6,3],[5,4,6,4],[5,5,6,5],[5,6,6,6],[5,7,6,7],[5,8,6,8],[4,0,6,0],[4,1,6,1],[4,2,4,3],[4,4,4,5],[4,6,4,7],[4,8,4,9],[5,9,6,9],[5,10,6,10],[5,11,6,11],[5,12,6,12],[5,13,6,13],[5,14,6,14],[5,15,6,15],[4,10,4,11],[4,12,4,13],[4,14,4,15],[41,4,41,15],[42,4,42,5],[42,6,42,7],[42,8,42,9],[42,10,42,11],[42,12,42,13],[42,14,42,15],[7,0,10,0],[11,0,14,0],[15,0,18,0],[31,0,34,0],[35,0,38,0],[41,0,42,1],[44,12,45,12],[44,13,45,13],[44,14,45,14],[44,15,45,15],[46,0,49,0],[50,0,53,0],[43,12,43,13],[43,14,43,15],[44,4,45,4],[44,5,45,5],[44,6,45,6],[44,7,45,7],[44,8,45,8],[44,9,45,9],[44,10,45,10],[44,11,45,11],[43,0,45,0],[43,1,45,1],[43,4,43,5],[43,6,43,7],[43,8,43,9],[43,10,43,11],[54,0,57,0],[60,0,61,1],[60,4,60,15],[61,4,61,5],[61,6,61,7],[61,8,61,9],[61,10,61,11],[61,12,61,13],[61,14,61,15],[63,12,64,12],[63,13,64,13],[63,14,64,14],[63,15,64,15],[65,0,68,0],[69,0,72,0],[62,12,62,13],[62,14,62,15],[63,4,64,4],[63,5,64,5],[63,6,64,6],[63,7,64,7],[63,8,64,8],[63,9,64,9],[63,10,64,10],[63,11,64,11],[62,0,64,0],[62,1,64,1],[62,4,62,5],[62,6,62,7],[62,8,62,9],[62,10,62,11],[73,0,76,0],[79,0,80,1],[79,4,79,15],[80,4,80,5],[80,6,80,7],[80,8,80,9],[80,10,80,11],[80,12,80,13],[80,14,80,15],[82,12,83,12],[82,13,83,13],[82,14,83,14],[82,15,83,15],[84,0,87,0],[88,0,91,0],[81,12,81,13],[81,14,81,15],[82,4,83,4],[82,5,83,5],[82,6,83,6],[82,7,83,7],[82,8,83,8],[82,9,83,9],[82,10,83,10],[82,11,83,11],[81,0,83,0],[81,1,83,1],[81,4,81,5],[81,6,81,7],[81,8,81,9],[81,10,81,11],[92,0,95,0],[98,0,99,1],[98,4,98,15],[99,4,99,5],[99,6,99,7],[99,8,99,9],[99,10,99,11],[99,12,99,13],[99,14,99,15],[101,12,102,12],[101,13,102,13],[101,14,102,14],[101,15,102,15],[103,0,106,0],[107,0,110,0],[100,12,100,13],[100,14,100,15],[101,4,102,4],[101,5,102,5],[101,6,102,6],[101,7,102,7],[101,8,102,8],[101,9,102,9],[101,10,102,10],[101,11,102,11],[100,0,102,0],[100,1,102,1],[100,4,100,5],[100,6,100,7],[100,8,100,9],[100,10,100,11],[111,0,114,0],[117,0,118,1],[117,4,117,15],[118,4,118,5],[118,6,118,7],[118,8,118,9],[118,10,118,11],[118,12,118,13],[118,14,118,15],[130,0,133,0],[120,12,121,12],[120,13,121,13],[120,14,121,14],[120,15,121,15],[122,0,125,0],[126,0,129,0],[119,12,119,13],[119,14,119,15],[120,4,121,4],[120,5,121,5],[120,6,121,6],[120,7,121,7],[120,8,121,8],[120,9,121,9],[120,10,121,10],[120,11,121,11],[119,0,121,0],[119,1,121,1],[119,4,119,5],[119,6,119,7],[119,8,119,9],[119,10,119,11]]}
[]
["16AJL_24"]
["Evaporator Air Flow",null,"Condenser  Entering Air Temperature ˚F"]
[700,"CFM",85,null,90,null,95,null,100,null,105,null,110,null,115]
["Evap. Air °F DB","EWB†\n˚F","Capacity Mbtuh",null,"Capacity Mbtuh",null,"Capacity Mbtuh",null,"Capacity Mbtuh",null,"Capacity Mbtuh",null,"Capacity Mbtuh",null,"Capacity Mbtuh"]
[null,null,"Total","Sens.","Total","Sens.","Total","Sens.","Total","Sens.","Total","Sens.","Total","Sens.","Total","Sens."]
[null,null,null,null,null,null,null,null,null,null,null,null,null,null,null,null,null,"Total Factors",null,null,null,null,null,null,"Sens. %",null,null,null,null,null,null,"IDB Adj",null,null,null,null,null,null,"Sens Calc"]
[72,71,{"$f":"R8*$G$17","v":27.900000000000002},{"$f":"IF(AM8>C8,C8,AM8)","v":8.5},{"$f":"S8*$G$17","v":27.250000000000004},{"$f":"IF(AN8>E8,E8,AN8)","v":8.3500000000000014},{"$f":"T8*$G$17","v":26.6},{"$f":"IF(AO8>G8,G8,AO8)","v":8.1999999999999993},{"$f":"U8*$G$17","v":25.85},{"$f":"IF(AP8>I8,I8,AP8)","v":8.0000000000000018},{"$f":"V8*$G$17","v":25.1},{"$f":"IF(AQ8>K8,K8,AQ8)","v":7.8000000000000007},{"$f":"W8*$G$17","v":24.25},{"$f":"IF(AR8>M8,M8,AR8)","v":7.55},{"$f":"X8*$G$17","v":23.400000000000002},{"$f":"IF(AS8>O8,O8,AS8)","v":7.3000000000000007},null,1.1160000000000001,1.0900000000000001,1.0640000000000001,1.034,1.004,0.97,0.93600000000000005,0.30465949820788529,0.30642201834862387,0.30827067669172931,0.30947775628626695,0.31075697211155379,0.31134020618556701,0.31196581196581197,1,1,1,1,1,1,1,{"$f":"Y8*C8*AF8","v":8.5},{"$f":"Z8*E8*AG8","v":8.3500000000000014},{"$f":"AA8*G8*AH8","v":8.1999999999999993},{"$f":"AB8*I8*AI8","v":8.0000000000000018},{"$f":"AC8*K8*AJ8","v":7.8000000000000007},{"$f":"AD8*M8*AK8","v":7.55},{"$f":"AE8*O8*AL8","v":7.3000000000000007}]
[null,67,{"$f":"R9*$G$17","v":26.200000000000003},11.700000000000001,{"$f":"S9*$G$17","v":25.6},{"$f":"IF(AN9>E9,E9,AN9)","v":11.55},{"$f":"T9*$G$17","v":25},{"$f":"IF(AO9>G9,G9,AO9)","v":11.4},{"$f":"U9*$G$17","v":24.3},{"$f":"IF(AP9>I9,I9,AP9)","v":11.25},{"$f":"V9*$G$17","v":23.599999999999998},{"$f":"IF(AQ9>K9,K9,AQ9)","v":11.1},{"$f":"W9*$G$17","v":22.75},{"$f":"IF(AR9>M9,M9,AR9)","v":10.850000000000001},{"$f":"X9*$G$17","v":21.9},{"$f":"IF(AS9>O9,O9,AS9)","v":10.599999999999998},null,1.048,1.024,1,0.97199999999999998,0.94399999999999995,0.91,0.876,0.44656488549618323,0.451171875,0.45600000000000002,0.46296296296296297,0.47033898305084748,0.47692307692307695,0.48401826484018262,1,1,1,1,1,1,1,{"$f":"Y9*C9*AF9","v":11.700000000000001},{"$f":"Z9*E9*AG9","v":11.55},{"$f":"AA9*G9*AH9","v":11.4},{"$f":"AB9*I9*AI9","v":11.25},{"$f":"AC9*K9*AJ9","v":11.1},{"$f":"AD9*M9*AK9","v":10.850000000000001},{"$f":"AE9*O9*AL9","v":10.599999999999998}]
[null,63,24.8,14.9,24.15,14.749999999999998,23.5,14.6,22.8,14.450000000000001,22.1,14.300000000000002,21.3,14.05,20.5,13.8,null,0.99199999999999999,0.96599999999999997,0.94,0.91200000000000003,0.88400000000000001,0.85199999999999998,0.82,0.60080645161290325,0.61076604554865421,0.62127659574468086,0.63377192982456143,0.6470588235294118,0.65962441314553988,0.67317073170731712,1,1,1,1,1,1,1,14.9,14.749999999999998,14.6,14.450000000000001,14.300000000000002,14.05,13.8]
[null,59,21.4,18.2,21.45,18.2,21.5,18.2,21.15,17.899999999999999,20.8,17.600000000000001,20,16.95,19.2,16.3,null,0.85599999999999998,0.85799999999999998,0.86,0.84599999999999997,0.83199999999999996,0.8,0.76800000000000002,0.85046728971962615,0.84848484848484851,0.84651162790697676,0.84633569739952719,0.84615384615384615,0.84750000000000003,0.84895833333333337,1,1,1,1,1,1,1,18.2,18.2,18.2,17.899999999999999,17.600000000000001,16.95,16.3]
[76,71,27.85,10.350000000000001,27.200000000000003,10.15,26.5,9.9500000000000011,25.85,9.7000000000000011,25.15,9.5,24.349999999999998,9.1999999999999993,23.5,8.9,null,1.1140000000000001,1.0880000000000001,1.06,1.034,1.006,0.97399999999999998,0.94,0.37163375224416517,0.37316176470588236,0.37547169811320757,0.37524177949709864,0.37773359840954274,0.37782340862422997,0.37872340425531914,1,1,1,1,1,1,1,10.350000000000001,10.15,9.9500000000000011,9.7000000000000011,9.5,9.1999999999999993,8.9]
[null,67,26.25,13.65,25.6,13.450000000000001,{"$f":"T13*$G$17","v":24.95},13.249999999999998,24.25,13,23.549999999999997,12.749999999999998,22.75,12.500000000000002,22,12.249999999999998,null,1.05,1.024,0.998,0.97,0.94199999999999995,0.91,0.88,0.52,0.525390625,0.53106212424849697,0.53608247422680411,0.54140127388535031,0.5494505494505495,0.55681818181818177,1,1,1,1,1,1,1,13.65,13.450000000000001,13.249999999999998,13,12.749999999999998,12.500000000000002,12.249999999999998]
[null,63,24.75,18.3,24.099999999999998,18.099999999999998,23.45,17.849999999999998,22.8,17.599999999999998,22.1,17.350000000000001,21.349999999999998,16.999999999999996,20.549999999999997,16.7,null,0.99,0.96399999999999997,0.93799999999999994,0.91200000000000003,0.88400000000000001,0.85399999999999998,0.82199999999999995,0.73939393939393938,0.75103734439834025,0.76119402985074625,0.77192982456140347,0.78506787330316741,0.79625292740046838,0.81265206812652069,1,1,1,1,1,1,1,18.3,18.099999999999998,17.849999999999998,17.599999999999998,17.350000000000001,16.999999999999996,16.7]
[null,59,22.55,21.55,22.35,21.3,22.15,21.099999999999998,21.45,20.45,20.8,19.850000000000001,20,19.05,19.2,18.3,null,0.90200000000000002,0.89400000000000002,0.88600000000000001,0.85799999999999998,0.83199999999999996,0.8,0.76800000000000002,0.95565410199556544,0.95302013422818788,0.95259593679458243,0.9533799533799534,0.95432692307692313,0.95250000000000001,0.953125,1,1,1,1,1,1,1,21.55,21.3,21.099999999999998,20.45,19.850000000000001,19.05,18.3]
[80,71,27.800000000000004,14.000000000000002,27.150000000000002,13.700000000000003,26.5,13.4,25.8,13.100000000000001,25.1,12.8,24.349999999999998,12.449999999999998,23.599999999999998,12.099999999999998,null,1.1120000000000001,1.0860000000000001,1.06,1.032,1.004,0.97399999999999998,0.94399999999999995,0.50359712230215825,0.50460405156537758,0.50566037735849056,0.50775193798449614,0.50996015936254979,0.51129363449691989,0.51271186440677963,1,1,1,1,1,1,1,14.000000000000002,13.700000000000003,13.4,13.100000000000001,12.8,12.449999999999998,12.099999999999998]
[null,67,26.200000000000003,16.900000000000002,25.6,16.650000000000002,25,16.400000000000002,24.25,16.05,23.5,15.7,22.75,15.350000000000001,22,14.999999999999998,null,1.048,1.024,1,0.97,0.94,0.91,0.88,0.64503816793893132,0.650390625,0.65600000000000003,0.66185567010309276,0.66808510638297869,0.67472527472527477,0.68181818181818177,1,1,1,1,1,1,1,16.900000000000002,16.650000000000002,16.400000000000002,16.05,15.7,15.350000000000001,14.999999999999998]
[null,63,24.7,19.8,24.099999999999998,19.549999999999997,{"$f":"T18*$G$17","v":23.5},19.3,22.75,18.95,22,18.600000000000001,21.25,18.25,20.5,17.899999999999999,null,0.98799999999999999,0.96399999999999997,0.94,0.91,0.88,0.85,0.82,0.80161943319838058,0.81120331950207469,0.82127659574468082,0.83296703296703301,0.84545454545454546,0.85882352941176465,0.87317073170731707,1,1,1,1,1,1,1,19.8,19.549999999999997,19.3,18.95,18.600000000000001,18.25,17.899999999999999]
[null,59,23.5,22.5,22.85,21.85,{"$f":"T19*$G$17","v":22.2},21.2,21.5,20.55,20.8,19.900000000000002,20.05,19.150000000000002,19.3,18.399999999999999,null,0.94,0.91400000000000003,0.88800000000000001,0.86,0.83199999999999996,0.80200000000000005,0.77200000000000002,0.95744680851063835,0.9562363238512035,0.95495495495495497,0.95581395348837206,0.95673076923076927,0.95511221945137159,0.95336787564766834,1,1,1,1,1,1,1,22.5,21.85,21.2,20.55,19.900000000000002,19.150000000000002,18.399999999999999]

{"sheet":"16AJL_36","index":21,"n_rows":19,"n_cols":45,"rows_kept":19,"cut":false,"hidden":true,"merged":[[2,0,2,1],[2,2,2,15],[3,2,3,3],[3,4,3,5],[3,6,3,7],[3,8,3,9],[3,10,3,11],[3,12,3,13],[3,14,3,15],[5,2,6,2],[5,3,6,3],[5,4,6,4],[5,5,6,5],[5,6,6,6],[5,7,6,7],[5,8,6,8],[4,0,6,0],[4,1,6,1],[4,2,4,3],[4,4,4,5],[4,6,4,7],[4,8,4,9],[5,9,6,9],[5,10,6,10],[5,11,6,11],[5,12,6,12],[5,13,6,13],[5,14,6,14],[5,15,6,15],[4,10,4,11],[4,12,4,13],[4,14,4,15],[41,4,41,15],[42,4,42,5],[42,6,42,7],[42,8,42,9],[42,10,42,11],[42,12,42,13],[42,14,42,15],[7,0,10,0],[11,0,14,0],[15,0,18,0],[31,0,34,0],[35,0,38,0],[41,0,42,1],[44,12,45,12],[44,13,45,13],[44,14,45,14],[44,15,45,15],[46,0,49,0],[50,0,53,0],[43,12,43,13],[43,14,43,15],[44,4,45,4],[44,5,45,5],[44,6,45,6],[44,7,45,7],[44,8,45,8],[44,9,45,9],[44,10,45,10],[44,11,45,11],[43,0,45,0],[43,1,45,1],[43,4,43,5],[43,6,43,7],[43,8,43,9],[43,10,43,11],[54,0,57,0],[60,0,61,1],[60,4,60,15],[61,4,61,5],[61,6,61,7],[61,8,61,9],[61,10,61,11],[61,12,61,13],[61,14,61,15],[63,12,64,12],[63,13,64,13],[63,14,64,14],[63,15,64,15],[65,0,68,0],[69,0,72,0],[62,12,62,13],[62,14,62,15],[63,4,64,4],[63,5,64,5],[63,6,64,6],[63,7,64,7],[63,8,64,8],[63,9,64,9],[63,10,64,10],[63,11,64,11],[62,0,64,0],[62,1,64,1],[62,4,62,5],[62,6,62,7],[62,8,62,9],[62,10,62,11],[73,0,76,0],[79,0,80,1],[79,4,79,15],[80,4,80,5],[80,6,80,7],[80,8,80,9],[80,10,80,11],[80,12,80,13],[80,14,80,15],[82,12,83,12],[82,13,83,13],[82,14,83,14],[82,15,83,15],[84,0,87,0],[88,0,91,0],[81,12,81,13],[81,14,81,15],[82,4,83,4],[82,5,83,5],[82,6,83,6],[82,7,83,7],[82,8,83,8],[82,9,83,9],[82,10,83,10],[82,11,83,11],[81,0,83,0],[81,1,83,1],[81,4,81,5],[81,6,81,7],[81,8,81,9],[81,10,81,11],[92,0,95,0],[98,0,99,1],[98,4,98,15],[99,4,99,5],[99,6,99,7],[99,8,99,9],[99,10,99,11],[99,12,99,13],[99,14,99,15],[101,12,102,12],[101,13,102,13],[101,14,102,14],[101,15,102,15],[103,0,106,0],[107,0,110,0],[100,12,100,13],[100,14,100,15],[101,4,102,4],[101,5,102,5],[101,6,102,6],[101,7,102,7],[101,8,102,8],[101,9,102,9],[101,10,102,10],[101,11,102,11],[100,0,102,0],[100,1,102,1],[100,4,100,5],[100,6,100,7],[100,8,100,9],[100,10,100,11],[111,0,114,0],[117,0,118,1],[117,4,117,15],[118,4,118,5],[118,6,118,7],[118,8,118,9],[118,10,118,11],[118,12,118,13],[118,14,118,15],[130,0,133,0],[120,12,121,12],[120,13,121,13],[120,14,121,14],[120,15,121,15],[122,0,125,0],[126,0,129,0],[119,12,119,13],[119,14,119,15],[120,4,121,4],[120,5,121,5],[120,6,121,6],[120,7,121,7],[120,8,121,8],[120,9,121,9],[120,10,121,10],[120,11,121,11],[119,0,121,0],[119,1,121,1],[119,4,119,5],[119,6,119,7],[119,8,119,9],[119,10,119,11]]}
[]
["16AJL_36"]
["Evaporator Air Flow",null,"Condenser  Entering Air Temperature ˚F"]
[975,"CFM",85,null,90,null,95,null,100,null,105,null,110,null,115]
["Evap. Air °F DB","EWB†\n˚F","Capacity Mbtuh",null,"Capacity Mbtuh",null,"Capacity Mbtuh",null,"Capacity Mbtuh",null,"Capacity Mbtuh",null,"Capacity Mbtuh",null,"Capacity Mbtuh"]
[null,null,"Total","Sens.","Total","Sens.","Total","Sens.","Total","Sens.","Total","Sens.","Total","Sens.","Total","Sens."]
[null,null,null,null,null,null,null,null,null,null,null,null,null,null,null,null,null,"Total Factors",null,null,null,null,null,null,"Sens. %",null,null,null,null,null,null,"IDB Adj",null,null,null,null,null,null,"Sens Calc"]
[72,71,{"$f":"R8*$G$17","v":39.1},{"$f":"IF(AM8>C8,C8,AM8)","v":11},{"$f":"S8*$G$17","v":38.25},{"$f":"IF(AN8>E8,E8,AN8)","v":10.85},{"$f":"T8*$G$17","v":37.400000000000006},{"$f":"IF(AO8>G8,G8,AO8)","v":10.700000000000001},{"$f":"U8*$G$17","v":36.549999999999997},{"$f":"IF(AP8>I8,I8,AP8)","v":10.549999999999999},{"$f":"V8*$G$17","v":35.700000000000003},{"$f":"IF(AQ8>K8,K8,AQ8)","v":10.400000000000002},{"$f":"W8*$G$17","v":34.85},{"$f":"IF(AR8>M8,M8,AR8)","v":10.199999999999999},{"$f":"X8*$G$17","v":34},{"$f":"IF(AS8>O8,O8,AS8)","v":10},null,1.1333333333333333,1.1086956521739131,1.0840579710144929,1.0594202898550724,1.0347826086956522,1.010144927536232,0.98550724637681164,0.2813299232736573,0.28366013071895424,0.28609625668449196,0.28864569083447333,0.29131652661064428,0.29268292682926828,0.29411764705882354,1,1,1,1,1,1,1,{"$f":"Y8*C8*AF8","v":11},{"$f":"Z8*E8*AG8","v":10.85},{"$f":"AA8*G8*AH8","v":10.700000000000001},{"$f":"AB8*I8*AI8","v":10.549999999999999},{"$f":"AC8*K8*AJ8","v":10.400000000000002},{"$f":"AD8*M8*AK8","v":10.199999999999999},{"$f":"AE8*O8*AL8","v":10}]
[null,67,{"$f":"R9*$G$17","v":36.200000000000003},15.3,{"$f":"S9*$G$17","v":35.400000000000006},{"$f":"IF(AN9>E9,E9,AN9)","v":15.200000000000001},{"$f":"T9*$G$17","v":34.6},{"$f":"IF(AO9>G9,G9,AO9)","v":15.1},{"$f":"U9*$G$17","v":33.700000000000003},{"$f":"IF(AP9>I9,I9,AP9)","v":14.900000000000002},{"$f":"V9*$G$17","v":32.800000000000004},{"$f":"IF(AQ9>K9,K9,AQ9)","v":14.700000000000003},{"$f":"W9*$G$17","v":32},{"$f":"IF(AR9>M9,M9,AR9)","v":14.55},{"$f":"X9*$G$17","v":31.2},{"$f":"IF(AS9>O9,O9,AS9)","v":14.4},null,1.0492753623188407,1.0260869565217392,1.0028985507246377,0.97681159420289854,0.95072463768115945,0.92753623188405798,0.90434782608695652,0.42265193370165743,0.42937853107344631,0.43641618497109824,0.44213649851632048,0.44817073170731708,0.45468750000000002,0.46153846153846156,1,1,1,1,1,1,1,{"$f":"Y9*C9*AF9","v":15.3},{"$f":"Z9*E9*AG9","v":15.200000000000001},{"$f":"AA9*G9*AH9","v":15.1},{"$f":"AB9*I9*AI9","v":14.900000000000002},{"$f":"AC9*K9*AJ9","v":14.700000000000003},{"$f":"AD9*M9*AK9","v":14.55},{"$f":"AE9*O9*AL9","v":14.4}]
[null,63,34,19.700000000000003,33.1,19.55,32.200000000000003,19.400000000000002,31.4,19.25,30.599999999999998,19.099999999999998,29.750000000000004,18.900000000000002,28.900000000000002,18.700000000000003,null,0.98550724637681164,0.95942028985507244,0.93333333333333335,0.91014492753623188,0.88695652173913042,0.8623188405797102,0.83768115942028987,0.5794117647058824,0.59063444108761332,0.60248447204968947,0.61305732484076436,0.62418300653594772,0.63529411764705879,0.6470588235294118,1,1,1,1,1,1,1,19.700000000000003,19.55,19.400000000000002,19.25,19.099999999999998,18.900000000000002,18.700000000000003]
[null,59,31.499999999999996,26.099999999999998,30.95,25.65,30.4,25.2,29.55,24.5,28.7,23.799999999999997,27.9,23.1,27.099999999999998,22.4,null,0.91304347826086951,0.89710144927536228,0.88115942028985506,0.85652173913043483,0.8318840579710145,0.80869565217391304,0.78550724637681157,0.82857142857142863,0.82875605815831987,0.82894736842105265,0.82910321489001693,0.82926829268292679,0.82795698924731187,0.82656826568265684,1,1,1,1,1,1,1,26.099999999999998,25.65,25.2,24.5,23.799999999999997,23.1,22.4]
[76,71,39,13.549999999999999,38.199999999999996,13.349999999999998,37.35,13.200000000000001,36.5,13,35.650000000000006,12.750000000000004,34.85,12.500000000000002,34,12.25,null,1.1304347826086956,1.1072463768115941,1.0826086956521739,1.0579710144927537,1.0333333333333334,1.010144927536232,0.98550724637681164,0.34743589743589742,0.34947643979057591,0.3534136546184739,0.35616438356164382,0.35764375876577842,0.3586800573888092,0.36029411764705882,1,1,1,1,1,1,1,13.549999999999999,13.349999999999998,13.200000000000001,13,12.750000000000004,12.500000000000002,12.25]
[null,67,36.200000000000003,17.95,35.400000000000006,17.75,{"$f":"T13*$G$17","v":34.549999999999997},17.599999999999998,33.75,17.399999999999999,32.9,17.149999999999999,32.050000000000004,16.900000000000002,31.2,16.649999999999999,null,1.0492753623188407,1.0260869565217392,1.0014492753623188,0.97826086956521741,0.95362318840579707,0.92898550724637685,0.90434782608695652,0.4958563535911602,0.50141242937853103,0.50940665701881327,0.51555555555555554,0.52127659574468088,0.5273010920436817,0.53365384615384615,1,1,1,1,1,1,1,17.95,17.75,17.599999999999998,17.399999999999999,17.149999999999999,16.900000000000002,16.649999999999999]
[null,63,33.9,24.349999999999998,33.049999999999997,24.049999999999997,32.200000000000003,23.8,31.4,23.549999999999997,30.549999999999997,23.349999999999998,29.7,23,28.849999999999998,22.7,null,0.9826086956521739,0.95797101449275357,0.93333333333333335,0.91014492753623188,0.88550724637681155,0.86086956521739133,0.836231884057971,0.71828908554572268,0.72768532526475038,0.73913043478260865,0.75,0.76432078559738137,0.77441077441077444,0.78682842287694976,1,1,1,1,1,1,1,24.349999999999998,24.049999999999997,23.8,23.549999999999997,23.349999999999998,23,22.7]
[null,59,31.95,29.85,31.2,29.15,30.4,28.4,29.55,27.6,28.7,26.75,27.9,26,27.049999999999997,25.25,null,0.92608695652173911,0.90434782608695652,0.88115942028985506,0.85652173913043483,0.8318840579710145,0.80869565217391304,0.78405797101449271,0.93427230046948362,0.93429487179487181,0.93421052631578949,0.93401015228426398,0.93205574912891986,0.93189964157706096,0.93345656192236603,1,1,1,1,1,1,1,29.85,29.15,28.4,27.6,26.75,26,25.25]
[80,71,39,18.7,38.15,18.399999999999999,37.300000000000004,18.100000000000001,36.449999999999996,17.799999999999997,35.6,17.5,34.75,17.149999999999999,33.9,16.8,null,1.1304347826086956,1.1057971014492753,1.0811594202898551,1.0565217391304347,1.0318840579710145,1.0072463768115942,0.9826086956521739,0.4794871794871795,0.48230668414154654,0.48525469168900803,0.48834019204389573,0.49157303370786515,0.4935251798561151,0.49557522123893805,1,1,1,1,1,1,1,18.7,18.399999999999999,18.100000000000001,17.799999999999997,17.5,17.149999999999999,16.8]
[null,67,36.200000000000003,22.500000000000004,35.349999999999994,22.2,34.5,21.9,33.65,21.549999999999997,32.800000000000004,21.200000000000003,31.95,20.849999999999998,31.1,20.5,null,1.0492753623188407,1.0246376811594202,1,0.97536231884057967,0.95072463768115945,0.92608695652173911,0.90144927536231889,0.62154696132596687,0.62800565770862804,0.63478260869565217,0.64041604754829118,0.64634146341463417,0.65258215962441313,0.65916398713826363,1,1,1,1,1,1,1,22.500000000000004,22.2,21.9,21.549999999999997,21.200000000000003,20.849999999999998,20.5]
[null,63,33.9,26.4,33.049999999999997,26.099999999999998,{"$f":"T18*$G$17","v":32.200000000000003},25.8,31.349999999999998,25.45,30.5,25.099999999999998,29.65,24.75,28.799999999999997,24.4,null,0.9826086956521739,0.95797101449275357,0.93333333333333335,0.90869565217391302,0.88405797101449279,0.85942028985507246,0.83478260869565213,0.77876106194690264,0.78971255673222396,0.80124223602484468,0.81180223285486441,0.82295081967213113,0.83473861720067455,0.84722222222222221,1,1,1,1,1,1,1,26.4,26.099999999999998,25.8,25.45,25.099999999999998,24.75,24.4]
[null,59,32,30,31.15,29.2,{"$f":"T19*$G$17","v":30.3},28.400000000000002,29.5,27.65,28.7,26.9,27.849999999999998,26.099999999999998,27,25.3,null,0.92753623188405798,0.90289855072463765,0.87826086956521743,0.85507246376811596,0.8318840579710145,0.80724637681159417,0.78260869565217395,0.9375,0.9373996789727127,0.93729372937293731,0.93728813559322033,0.93728222996515675,0.93716337522441651,0.937037037037037,1,1,1,1,1,1,1,30,29.2,28.400000000000002,27.65,26.9,26.099999999999998,25.3]

{"sheet":"16AJL_48","index":22,"n_rows":19,"n_cols":45,"rows_kept":19,"cut":false,"hidden":true,"merged":[[2,0,2,1],[2,2,2,15],[3,2,3,3],[3,4,3,5],[3,6,3,7],[3,8,3,9],[3,10,3,11],[3,12,3,13],[3,14,3,15],[5,2,6,2],[5,3,6,3],[5,4,6,4],[5,5,6,5],[5,6,6,6],[5,7,6,7],[5,8,6,8],[4,0,6,0],[4,1,6,1],[4,2,4,3],[4,4,4,5],[4,6,4,7],[4,8,4,9],[5,9,6,9],[5,10,6,10],[5,11,6,11],[5,12,6,12],[5,13,6,13],[5,14,6,14],[5,15,6,15],[4,10,4,11],[4,12,4,13],[4,14,4,15],[41,4,41,15],[42,4,42,5],[42,6,42,7],[42,8,42,9],[42,10,42,11],[42,12,42,13],[42,14,42,15],[7,0,10,0],[11,0,14,0],[15,0,18,0],[31,0,34,0],[35,0,38,0],[41,0,42,1],[44,12,45,12],[44,13,45,13],[44,14,45,14],[44,15,45,15],[46,0,49,0],[50,0,53,0],[43,12,43,13],[43,14,43,15],[44,4,45,4],[44,5,45,5],[44,6,45,6],[44,7,45,7],[44,8,45,8],[44,9,45,9],[44,10,45,10],[44,11,45,11],[43,0,45,0],[43,1,45,1],[43,4,43,5],[43,6,43,7],[43,8,43,9],[43,10,43,11],[54,0,57,0],[60,0,61,1],[60,4,60,15],[61,4,61,5],[61,6,61,7],[61,8,61,9],[61,10,61,11],[61,12,61,13],[61,14,61,15],[63,12,64,12],[63,13,64,13],[63,14,64,14],[63,15,64,15],[65,0,68,0],[69,0,72,0],[62,12,62,13],[62,14,62,15],[63,4,64,4],[63,5,64,5],[63,6,64,6],[63,7,64,7],[63,8,64,8],[63,9,64,9],[63,10,64,10],[63,11,64,11],[62,0,64,0],[62,1,64,1],[62,4,62,5],[62,6,62,7],[62,8,62,9],[62,10,62,11],[73,0,76,0],[79,0,80,1],[79,4,79,15],[80,4,80,5],[80,6,80,7],[80,8,80,9],[80,10,80,11],[80,12,80,13],[80,14,80,15],[82,12,83,12],[82,13,83,13],[82,14,83,14],[82,15,83,15],[84,0,87,0],[88,0,91,0],[81,12,81,13],[81,14,81,15],[82,4,83,4],[82,5,83,5],[82,6,83,6],[82,7,83,7],[82,8,83,8],[82,9,83,9],[82,10,83,10],[82,11,83,11],[81,0,83,0],[81,1,83,1],[81,4,81,5],[81,6,81,7],[81,8,81,9],[81,10,81,11],[92,0,95,0],[98,0,99,1],[98,4,98,15],[99,4,99,5],[99,6,99,7],[99,8,99,9],[99,10,99,11],[99,12,99,13],[99,14,99,15],[101,12,102,12],[101,13,102,13],[101,14,102,14],[101,15,102,15],[103,0,106,0],[107,0,110,0],[100,12,100,13],[100,14,100,15],[101,4,102,4],[101,5,102,5],[101,6,102,6],[101,7,102,7],[101,8,102,8],[101,9,102,9],[101,10,102,10],[101,11,102,11],[100,0,102,0],[100,1,102,1],[100,4,100,5],[100,6,100,7],[100,8,100,9],[100,10,100,11],[111,0,114,0],[117,0,118,1],[117,4,117,15],[118,4,118,5],[118,6,118,7],[118,8,118,9],[118,10,118,11],[118,12,118,13],[118,14,118,15],[130,0,133,0],[120,12,121,12],[120,13,121,13],[120,14,121,14],[120,15,121,15],[122,0,125,0],[126,0,129,0],[119,12,119,13],[119,14,119,15],[120,4,121,4],[120,5,121,5],[120,6,121,6],[120,7,121,7],[120,8,121,8],[120,9,121,9],[120,10,121,10],[120,11,121,11],[119,0,121,0],[119,1,121,1],[119,4,119,5],[119,6,119,7],[119,8,119,9],[119,10,119,11]]}
[]
["16AJL_48"]
["Evaporator Air Flow",null,"Condenser  Entering Air Temperature ˚F"]
[1325,"CFM",85,null,90,null,95,null,100,null,105,null,110,null,115]
["Evap. Air °F DB","EWB†\n˚F","Capacity Mbtuh",null,"Capacity Mbtuh",null,"Capacity Mbtuh",null,"Capacity Mbtuh",null,"Capacity Mbtuh",null,"Capacity Mbtuh",null,"Capacity Mbtuh"]
[null,null,"Total","Sens.","Total","Sens.","Total","Sens.","Total","Sens.","Total","Sens.","Total","Sens.","Total","Sens."]
[null,null,null,null,null,null,null,null,null,null,null,null,null,null,null,null,null,"Total Factors",null,null,null,null,null,null,"Sens. %",null,null,null,null,null,null,"IDB Adj",null,null,null,null,null,null,"Sens Calc"]
[72,71,{"$f":"R8*$G$17","v":49.699999999999996},{"$f":"IF(AM8>C8,C8,AM8)","v":14.199999999999998},{"$f":"S8*$G$17","v":49.05},{"$f":"IF(AN8>E8,E8,AN8)","v":14.299999999999999},{"$f":"T8*$G$17","v":48.4},{"$f":"IF(AO8>G8,G8,AO8)","v":14.4},{"$f":"U8*$G$17","v":47.35},{"$f":"IF(AP8>I8,I8,AP8)","v":14.4},{"$f":"V8*$G$17","v":46.300000000000004},{"$f":"IF(AQ8>K8,K8,AQ8)","v":14.4},{"$f":"W8*$G$17","v":42.7},{"$f":"IF(AR8>M8,M8,AR8)","v":13.600000000000001},{"$f":"X8*$G$17","v":39.1},{"$f":"IF(AS8>O8,O8,AS8)","v":12.8},null,1.1118568232662192,1.0973154362416107,1.0827740492170022,1.0592841163310962,1.0357941834451903,0.95525727069351229,0.87472035794183445,0.2857142857142857,0.29153924566768602,0.2975206611570248,0.3041182682154171,0.31101511879049676,0.31850117096018737,0.32736572890025578,1,1,1,1,1,1,1,{"$f":"Y8*C8*AF8","v":14.199999999999998},{"$f":"Z8*E8*AG8","v":14.299999999999999},{"$f":"AA8*G8*AH8","v":14.4},{"$f":"AB8*I8*AI8","v":14.4},{"$f":"AC8*K8*AJ8","v":14.4},{"$f":"AD8*M8*AK8","v":13.600000000000001},{"$f":"AE8*O8*AL8","v":12.8}]
[null,67,{"$f":"R9*$G$17","v":46.1},20.100000000000001,{"$f":"S9*$G$17","v":45.500000000000007},{"$f":"IF(AN9>E9,E9,AN9)","v":20.250000000000004},{"$f":"T9*$G$17","v":44.900000000000006},{"$f":"IF(AO9>G9,G9,AO9)","v":20.400000000000002},{"$f":"U9*$G$17","v":43.7},{"$f":"IF(AP9>I9,I9,AP9)","v":20.350000000000001},{"$f":"V9*$G$17","v":42.500000000000007},{"$f":"IF(AQ9>K9,K9,AQ9)","v":20.300000000000004},{"$f":"W9*$G$17","v":39.6},{"$f":"IF(AR9>M9,M9,AR9)","v":19.450000000000003},{"$f":"X9*$G$17","v":36.700000000000003},{"$f":"IF(AS9>O9,O9,AS9)","v":18.600000000000001},null,1.0313199105145414,1.0178970917225951,1.0044742729306488,0.97762863534675615,0.95078299776286357,0.88590604026845643,0.82102908277404918,0.43600867678958788,0.44505494505494503,0.45434298440979953,0.46567505720823799,0.47764705882352942,0.49116161616161619,0.50681198910081748,1,1,1,1,1,1,1,{"$f":"Y9*C9*AF9","v":20.100000000000001},{"$f":"Z9*E9*AG9","v":20.250000000000004},{"$f":"AA9*G9*AH9","v":20.400000000000002},{"$f":"AB9*I9*AI9","v":20.350000000000001},{"$f":"AC9*K9*AJ9","v":20.300000000000004},{"$f":"AD9*M9*AK9","v":19.450000000000003},{"$f":"AE9*O9*AL9","v":18.600000000000001}]
[null,63,43.2,25.8,42.6,25.95,42,26.1,40.950000000000003,26.1,39.900000000000006,26.100000000000005,38,25.7,36.1,25.3,null,0.96644295302013428,0.95302013422818788,0.93959731543624159,0.91610738255033553,0.89261744966442957,0.85011185682326618,0.80760626398210289,0.59722222222222221,0.60915492957746475,0.62142857142857144,0.63736263736263732,0.65413533834586468,0.6763157894736842,0.70083102493074789,1,1,1,1,1,1,1,25.8,25.95,26.1,26.1,26.100000000000005,25.7,25.3]
[null,59,40,34.1,39.250000000000007,33.800000000000004,38.5,33.5,37.950000000000003,33,37.4,32.5,35.950000000000003,31.25,34.5,30,null,0.89485458612975388,0.87807606263982108,0.86129753914988816,0.84899328859060408,0.83668903803131989,0.80425055928411637,0.77181208053691275,0.85250000000000004,0.86114649681528666,0.87012987012987009,0.86956521739130432,0.86898395721925137,0.86926286509040329,0.86956521739130432,1,1,1,1,1,1,1,34.1,33.800000000000004,33.5,33,32.5,31.25,30]
[76,71,49.600000000000009,17.450000000000003,49,17.5,48.35,17.600000000000001,47.300000000000004,17.55,46.2,17.450000000000003,44.7,17.25,43.150000000000006,17.000000000000004,null,1.109619686800895,1.0961968680089484,1.0816554809843399,1.058165548098434,1.0335570469798658,1,0.96532438478747207,0.35181451612903225,0.35714285714285715,0.36401240951396069,0.37103594080338265,0.37770562770562771,0.38590604026845637,0.39397450753186558,1,1,1,1,1,1,1,17.450000000000003,17.5,17.600000000000001,17.55,17.450000000000003,17.25,17.000000000000004]
[null,67,46.050000000000004,23.450000000000003,45.45,23.550000000000004,{"$f":"T13*$G$17","v":44.800000000000004},23.650000000000002,43.75,23.549999999999997,42.65,23.45,41.150000000000006,23.200000000000003,39.6,22.950000000000003,null,1.0302013422818792,1.0167785234899329,1.0022371364653244,0.97874720357941836,0.95413870246085009,0.92058165548098436,0.88590604026845643,0.50922909880564604,0.5181518151815182,0.5279017857142857,0.53828571428571426,0.54982415005861662,0.56379100850546782,0.57954545454545459,1,1,1,1,1,1,1,23.450000000000003,23.550000000000004,23.650000000000002,23.549999999999997,23.45,23.200000000000003,22.950000000000003]
[null,63,43.150000000000006,31.750000000000004,42.550000000000004,31.8,41.900000000000006,31.85,40.85,31.700000000000003,39.75,31.55,38.200000000000003,31.150000000000002,36.65,30.8,null,0.96532438478747207,0.95190156599552578,0.93736017897091728,0.91387024608501122,0.88926174496644295,0.85458612975391501,0.81991051454138697,0.73580533024333716,0.74735605170387776,0.76014319809069208,0.77600979192166464,0.79371069182389942,0.81544502617801051,0.84038199181446116,1,1,1,1,1,1,1,31.750000000000004,31.8,31.85,31.700000000000003,31.55,31.150000000000002,30.8]
[null,59,40.85,39.1,40.250000000000007,38.800000000000004,39.65,38.5,38.6,37.5,37.6,36.549999999999997,36.1,35.049999999999997,34.550000000000004,33.550000000000004,null,0.91387024608501122,0.90044742729306493,0.88702460850111853,0.86353467561521258,0.84116331096196872,0.80760626398210289,0.77293064876957496,0.95716034271725825,0.96397515527950306,0.9709962168978562,0.97150259067357514,0.97207446808510634,0.97091412742382266,0.97105643994211288,1,1,1,1,1,1,1,39.1,38.800000000000004,38.5,37.5,36.549999999999997,35.049999999999997,33.550000000000004]
[80,71,49.500000000000007,24.000000000000004,48.900000000000006,24.000000000000004,48.300000000000004,24.000000000000004,47.25,23.799999999999997,46.2,23.6,44.7,23.2,43.2,22.8,null,1.1073825503355705,1.0939597315436242,1.080536912751678,1.0570469798657718,1.0335570469798658,1,0.96644295302013428,0.48484848484848486,0.49079754601226994,0.49689440993788819,0.50370370370370365,0.51082251082251084,0.51901565995525722,0.52777777777777779,1,1,1,1,1,1,1,24.000000000000004,24.000000000000004,24.000000000000004,23.799999999999997,23.6,23.2,22.8]
[null,67,45.9,29.2,45.300000000000004,29.2,44.7,29.200000000000003,43.65,28.999999999999996,42.6,28.8,41.1,28.400000000000002,39.6,28,null,1.0268456375838926,1.0134228187919463,1,0.97651006711409394,0.95302013422818788,0.91946308724832215,0.88590604026845643,0.63616557734204793,0.64459161147902866,0.65324384787472034,0.66437571592210765,0.676056338028169,0.69099756690997571,0.70707070707070707,1,1,1,1,1,1,1,29.2,29.2,29.200000000000003,28.999999999999996,28.8,28.400000000000002,28]
[null,63,43.1,34.300000000000004,42.45,34.300000000000004,{"$f":"T18*$G$17","v":41.800000000000004},34.300000000000004,40.75,34.1,39.700000000000003,33.9,38.200000000000003,33.5,36.700000000000003,33.1,null,0.96420581655480986,0.94966442953020136,0.93512304250559286,0.9116331096196868,0.88814317673378074,0.85458612975391501,0.82102908277404918,0.79582366589327147,0.80800942285041222,0.82057416267942584,0.8368098159509203,0.853904282115869,0.87696335078534027,0.90190735694822888,1,1,1,1,1,1,1,34.300000000000004,34.300000000000004,34.300000000000004,34.1,33.9,33.5,33.1]
[null,59,40.900000000000006,39.300000000000004,40.299999999999997,39.049999999999997,{"$f":"T19*$G$17","v":39.700000000000003},38.800000000000004,38.65,37.75,37.6,36.700000000000003,36.050000000000004,35.200000000000003,34.5,33.700000000000003,null,0.91498881431767343,0.90156599552572703,0.88814317673378074,0.86465324384787468,0.84116331096196872,0.80648769574944068,0.77181208053691275,0.96088019559902205,0.96898263027295284,0.97732997481108308,0.97671410090556277,0.97606382978723405,0.97642163661581138,0.97681159420289854,1,1,1,1,1,1,1,39.300000000000004,39.049999999999997,38.800000000000004,37.75,36.700000000000003,35.200000000000003,33.700000000000003]

{"sheet":"16AJL_60","index":23,"n_rows":19,"n_cols":45,"rows_kept":19,"cut":false,"hidden":true,"merged":[[2,0,2,1],[2,2,2,15],[3,2,3,3],[3,4,3,5],[3,6,3,7],[3,8,3,9],[3,10,3,11],[3,12,3,13],[3,14,3,15],[5,2,6,2],[5,3,6,3],[5,4,6,4],[5,5,6,5],[5,6,6,6],[5,7,6,7],[5,8,6,8],[4,0,6,0],[4,1,6,1],[4,2,4,3],[4,4,4,5],[4,6,4,7],[4,8,4,9],[5,9,6,9],[5,10,6,10],[5,11,6,11],[5,12,6,12],[5,13,6,13],[5,14,6,14],[5,15,6,15],[4,10,4,11],[4,12,4,13],[4,14,4,15],[41,4,41,15],[42,4,42,5],[42,6,42,7],[42,8,42,9],[42,10,42,11],[42,12,42,13],[42,14,42,15],[7,0,10,0],[11,0,14,0],[15,0,18,0],[31,0,34,0],[35,0,38,0],[41,0,42,1],[44,12,45,12],[44,13,45,13],[44,14,45,14],[44,15,45,15],[46,0,49,0],[50,0,53,0],[43,12,43,13],[43,14,43,15],[44,4,45,4],[44,5,45,5],[44,6,45,6],[44,7,45,7],[44,8,45,8],[44,9,45,9],[44,10,45,10],[44,11,45,11],[43,0,45,0],[43,1,45,1],[43,4,43,5],[43,6,43,7],[43,8,43,9],[43,10,43,11],[54,0,57,0],[60,0,61,1],[60,4,60,15],[61,4,61,5],[61,6,61,7],[61,8,61,9],[61,10,61,11],[61,12,61,13],[61,14,61,15],[63,12,64,12],[63,13,64,13],[63,14,64,14],[63,15,64,15],[65,0,68,0],[69,0,72,0],[62,12,62,13],[62,14,62,15],[63,4,64,4],[63,5,64,5],[63,6,64,6],[63,7,64,7],[63,8,64,8],[63,9,64,9],[63,10,64,10],[63,11,64,11],[62,0,64,0],[62,1,64,1],[62,4,62,5],[62,6,62,7],[62,8,62,9],[62,10,62,11],[73,0,76,0],[79,0,80,1],[79,4,79,15],[80,4,80,5],[80,6,80,7],[80,8,80,9],[80,10,80,11],[80,12,80,13],[80,14,80,15],[82,12,83,12],[82,13,83,13],[82,14,83,14],[82,15,83,15],[84,0,87,0],[88,0,91,0],[81,12,81,13],[81,14,81,15],[82,4,83,4],[82,5,83,5],[82,6,83,6],[82,7,83,7],[82,8,83,8],[82,9,83,9],[82,10,83,10],[82,11,83,11],[81,0,83,0],[81,1,83,1],[81,4,81,5],[81,6,81,7],[81,8,81,9],[81,10,81,11],[92,0,95,0],[98,0,99,1],[98,4,98,15],[99,4,99,5],[99,6,99,7],[99,8,99,9],[99,10,99,11],[99,12,99,13],[99,14,99,15],[101,12,102,12],[101,13,102,13],[101,14,102,14],[101,15,102,15],[103,0,106,0],[107,0,110,0],[100,12,100,13],[100,14,100,15],[101,4,102,4],[101,5,102,5],[101,6,102,6],[101,7,102,7],[101,8,102,8],[101,9,102,9],[101,10,102,10],[101,11,102,11],[100,0,102,0],[100,1,102,1],[100,4,100,5],[100,6,100,7],[100,8,100,9],[100,10,100,11],[111,0,114,0],[117,0,118,1],[117,4,117,15],[118,4,118,5],[118,6,118,7],[118,8,118,9],[118,10,118,11],[118,12,118,13],[118,14,118,15],[130,0,133,0],[120,12,121,12],[120,13,121,13],[120,14,121,14],[120,15,121,15],[122,0,125,0],[126,0,129,0],[119,12,119,13],[119,14,119,15],[120,4,121,4],[120,5,121,5],[120,6,121,6],[120,7,121,7],[120,8,121,8],[120,9,121,9],[120,10,121,10],[120,11,121,11],[119,0,121,0],[119,1,121,1],[119,4,119,5],[119,6,119,7],[119,8,119,9],[119,10,119,11]]}
[]
["16AJL_60"]
["Evaporator Air Flow",null,"Condenser  Entering Air Temperature ˚F"]
[1575,"CFM",85,null,90,null,95,null,100,null,105,null,110,null,115]
["Evap. Air °F DB","EWB†\n˚F","Capacity Mbtuh",null,"Capacity Mbtuh",null,"Capacity Mbtuh",null,"Capacity Mbtuh",null,"Capacity Mbtuh",null,"Capacity Mbtuh",null,"Capacity Mbtuh"]
[null,null,"Total","Sens.","Total","Sens.","Total","Sens.","Total","Sens.","Total","Sens.","Total","Sens.","Total","Sens."]
[null,null,null,null,null,null,null,null,null,null,null,null,null,null,null,null,null,"Total Factors",null,null,null,null,null,null,"Sens. %",null,null,null,null,null,null,"IDB Adj",null,null,null,null,null,null,"Sens Calc"]
[72,71,{"$f":"R8*$G$17","v":57.1},{"$f":"IF(AM8>C8,C8,AM8)","v":19.8},{"$f":"S8*$G$17","v":56.2},{"$f":"IF(AN8>E8,E8,AN8)","v":19.7},{"$f":"T8*$G$17","v":55.300000000000004},{"$f":"IF(AO8>G8,G8,AO8)","v":19.600000000000001},{"$f":"U8*$G$17","v":53.95},{"$f":"IF(AP8>I8,I8,AP8)","v":19.25},{"$f":"V8*$G$17","v":52.6},{"$f":"IF(AQ8>K8,K8,AQ8)","v":18.900000000000002},{"$f":"W8*$G$17","v":50.75},{"$f":"IF(AR8>M8,M8,AR8)","v":18.3},{"$f":"X8*$G$17","v":48.900000000000006},{"$f":"IF(AS8>O8,O8,AS8)","v":17.700000000000003},null,0.99825174825174823,0.9825174825174825,0.96678321678321677,0.94318181818181823,0.91958041958041958,0.88723776223776218,0.8548951048951049,0.34676007005253939,0.35053380782918148,0.35443037974683544,0.35681186283595923,0.35931558935361219,0.36059113300492612,0.3619631901840491,1,1,1,1,1,1,1,{"$f":"Y8*C8*AF8","v":19.8},{"$f":"Z8*E8*AG8","v":19.7},{"$f":"AA8*G8*AH8","v":19.600000000000001},{"$f":"AB8*I8*AI8","v":19.25},{"$f":"AC8*K8*AJ8","v":18.900000000000002},{"$f":"AD8*M8*AK8","v":18.3},{"$f":"AE8*O8*AL8","v":17.700000000000003}]
[null,67,{"$f":"R9*$G$17","v":53.7},26.1,{"$f":"S9*$G$17","v":52.800000000000004},{"$f":"IF(AN9>E9,E9,AN9)","v":26.000000000000004},{"$f":"T9*$G$17","v":51.9},{"$f":"IF(AO9>G9,G9,AO9)","v":25.9},{"$f":"U9*$G$17","v":50.550000000000004},{"$f":"IF(AP9>I9,I9,AP9)","v":25.55},{"$f":"V9*$G$17","v":49.2},{"$f":"IF(AQ9>K9,K9,AQ9)","v":25.200000000000003},{"$f":"W9*$G$17","v":47.35},{"$f":"IF(AR9>M9,M9,AR9)","v":24.6},{"$f":"X9*$G$17","v":45.5},{"$f":"IF(AS9>O9,O9,AS9)","v":24},null,0.93881118881118886,0.92307692307692313,0.90734265734265729,0.88374125874125875,0.8601398601398601,0.82779720279720281,0.79545454545454541,0.48603351955307261,0.49242424242424243,0.49903660886319845,0.50544015825914934,0.51219512195121952,0.51953537486800427,0.52747252747252749,1,1,1,1,1,1,1,{"$f":"Y9*C9*AF9","v":26.1},{"$f":"Z9*E9*AG9","v":26.000000000000004},{"$f":"AA9*G9*AH9","v":25.9},{"$f":"AB9*I9*AI9","v":25.55},{"$f":"AC9*K9*AJ9","v":25.200000000000003},{"$f":"AD9*M9*AK9","v":24.6},{"$f":"AE9*O9*AL9","v":24}]
[null,63,54.1,34.300000000000004,52.85,34.050000000000004,51.6,33.800000000000004,49.000000000000007,32.650000000000006,46.4,31.5,44.000000000000007,30.500000000000007,41.6,29.500000000000004,null,0.94580419580419584,0.92395104895104896,0.90209790209790208,0.85664335664335667,0.81118881118881114,0.76923076923076927,0.72727272727272729,0.63401109057301297,0.64427625354777673,0.65503875968992253,0.66632653061224489,0.67887931034482762,0.69318181818181823,0.70913461538461542,1,1,1,1,1,1,1,34.300000000000004,34.050000000000004,33.800000000000004,32.650000000000006,31.5,30.500000000000007,29.500000000000004]
[null,59,44.6,39.300000000000004,44.550000000000004,39.25,44.500000000000007,39.200000000000003,43.550000000000004,38.35,42.6,37.5,40.6,35.75,38.6,34,null,0.77972027972027969,0.77884615384615385,0.77797202797202802,0.76136363636363635,0.74475524475524479,0.70979020979020979,0.67482517482517479,0.8811659192825112,0.88103254769921435,0.88089887640449438,0.88059701492537312,0.88028169014084512,0.88054187192118227,0.88082901554404147,1,1,1,1,1,1,1,39.300000000000004,39.25,39.200000000000003,38.35,37.5,35.75,34]
[76,71,63.050000000000004,26.05,61.95000000000001,25.850000000000005,60.85,25.650000000000002,59.349999999999994,25.099999999999994,57.8,24.6,55.85,23.8,53.85,23.05,null,1.1022727272727273,1.0830419580419581,1.0638111888111887,1.0375874125874125,1.0104895104895104,0.97639860139860135,0.94143356643356646,0.41316415543219664,0.41727199354318001,0.42152834839769926,0.42291491154170174,0.42560553633217996,0.42614145031333928,0.42804085422469823,1,1,1,1,1,1,1,26.05,25.850000000000005,25.650000000000002,25.099999999999994,24.6,23.8,23.05]
[null,67,59.3,33.099999999999994,58.3,32.9,{"$f":"T13*$G$17","v":57.25},32.75,55.800000000000004,32.250000000000007,54.300000000000004,31.750000000000004,52.300000000000004,30.95,50.250000000000007,30.150000000000002,null,1.0367132867132867,1.0192307692307692,1.0008741258741258,0.97552447552447552,0.94930069930069927,0.91433566433566438,0.87849650349650354,0.55817875210792578,0.5643224699828473,0.57205240174672489,0.57795698924731187,0.5847145488029466,0.59177820267686421,0.6,1,1,1,1,1,1,1,33.099999999999994,32.9,32.75,32.250000000000007,31.750000000000004,30.95,30.150000000000002]
[null,63,53.3,41.15,51.650000000000006,40.400000000000006,50.050000000000004,39.650000000000006,48.5,39,46.95,38.35,45.300000000000004,37.700000000000003,43.650000000000006,37.000000000000007,null,0.93181818181818177,0.90297202797202802,0.875,0.84790209790209792,0.82080419580419584,0.79195804195804198,0.76311188811188813,0.77204502814258913,0.78218780251694098,0.79220779220779225,0.80412371134020622,0.81682641107561238,0.83222958057395147,0.84765177548682702,1,1,1,1,1,1,1,41.15,40.400000000000006,39.650000000000006,39,38.35,37.700000000000003,37.000000000000007]
[null,59,46.95,46.000000000000007,46.25,45.35,45.6,44.65,44.1,43.2,42.6,41.75,40.6,39.75,38.550000000000004,37.75,null,0.82080419580419584,0.80856643356643354,0.79720279720279719,0.77097902097902093,0.74475524475524479,0.70979020979020979,0.67395104895104896,0.97976570820021303,0.98054054054054052,0.97916666666666663,0.97959183673469385,0.9800469483568075,0.97906403940886699,0.97924773022049283,1,1,1,1,1,1,1,46.000000000000007,45.35,44.65,43.2,41.75,39.75,37.75]
[80,71,61.1,33.299999999999997,59.85,32.85,58.599999999999994,32.4,57.850000000000009,32.150000000000006,57.1,31.900000000000002,55.400000000000006,31,53.7,30.1,null,1.0681818181818181,1.0463286713286712,1.0244755244755244,1.0113636363636365,0.99825174825174823,0.96853146853146854,0.93881118881118886,0.5450081833060556,0.54887218045112784,0.55290102389078499,0.55574762316335347,0.55866900175131351,0.55956678700361007,0.56052141527001864,1,1,1,1,1,1,1,33.299999999999997,32.85,32.4,32.150000000000006,31.900000000000002,31,30.1]
[null,67,59.2,40.5,58.2,40.200000000000003,57.2,39.900000000000006,55.750000000000007,39.250000000000007,54.300000000000004,38.6,52.25,37.5,50.2,36.400000000000006,null,1.034965034965035,1.0174825174825175,1,0.97465034965034969,0.94930069930069927,0.91346153846153844,0.8776223776223776,0.6841216216216216,0.69072164948453607,0.69755244755244761,0.70403587443946192,0.71086556169429094,0.71770334928229662,0.72509960159362552,1,1,1,1,1,1,1,40.5,40.200000000000003,39.900000000000006,39.250000000000007,38.6,37.5,36.400000000000006]
[null,63,54.300000000000004,45.2,53.25,44.85,{"$f":"T18*$G$17","v":52.2},44.5,50.7,43.85,49.2,43.2,47.2,42.150000000000006,45.2,41.1,null,0.94930069930069927,0.93094405594405594,0.91258741258741261,0.88636363636363635,0.8601398601398601,0.82517482517482521,0.79020979020979021,0.83241252302025781,0.84225352112676055,0.85249042145593867,0.86489151873767256,0.87804878048780488,0.89300847457627119,0.90929203539823011,1,1,1,1,1,1,1,45.2,44.85,44.5,43.85,43.2,42.150000000000006,41.1]
[null,59,47.5,47,46.5,46,{"$f":"T19*$G$17","v":45.5},45,44.000000000000007,43.500000000000007,42.5,42,40.5,40.050000000000004,38.500000000000007,38.100000000000009,null,0.83041958041958042,0.81293706293706292,0.79545454545454541,0.76923076923076927,0.74300699300699302,0.70804195804195802,0.67307692307692313,0.98947368421052628,0.989247311827957,0.98901098901098905,0.98863636363636365,0.9882352941176471,0.98888888888888893,0.98961038961038961,1,1,1,1,1,1,1,47,46,45,43.500000000000007,42,40.050000000000004,38.100000000000009]

{"sheet":"RANL_18","index":24,"n_rows":19,"n_cols":45,"rows_kept":19,"cut":false,"hidden":true,"merged":[[2,0,2,1],[2,2,2,15],[3,2,3,3],[3,4,3,5],[3,6,3,7],[3,8,3,9],[3,10,3,11],[3,12,3,13],[3,14,3,15],[5,2,6,2],[5,3,6,3],[5,4,6,4],[5,5,6,5],[5,6,6,6],[5,7,6,7],[5,8,6,8],[4,0,6,0],[4,1,6,1],[4,2,4,3],[4,4,4,5],[4,6,4,7],[4,8,4,9],[5,9,6,9],[5,10,6,10],[5,11,6,11],[5,12,6,12],[5,13,6,13],[5,14,6,14],[5,15,6,15],[4,10,4,11],[4,12,4,13],[4,14,4,15],[41,4,41,15],[42,4,42,5],[42,6,42,7],[42,8,42,9],[42,10,42,11],[42,12,42,13],[42,14,42,15],[7,0,10,0],[11,0,14,0],[15,0,18,0],[31,0,34,0],[35,0,38,0],[41,0,42,1],[44,12,45,12],[44,13,45,13],[44,14,45,14],[44,15,45,15],[46,0,49,0],[50,0,53,0],[43,12,43,13],[43,14,43,15],[44,4,45,4],[44,5,45,5],[44,6,45,6],[44,7,45,7],[44,8,45,8],[44,9,45,9],[44,10,45,10],[44,11,45,11],[43,0,45,0],[43,1,45,1],[43,4,43,5],[43,6,43,7],[43,8,43,9],[43,10,43,11],[54,0,57,0],[60,0,61,1],[60,4,60,15],[61,4,61,5],[61,6,61,7],[61,8,61,9],[61,10,61,11],[61,12,61,13],[61,14,61,15],[63,12,64,12],[63,13,64,13],[63,14,64,14],[63,15,64,15],[65,0,68,0],[69,0,72,0],[62,12,62,13],[62,14,62,15],[63,4,64,4],[63,5,64,5],[63,6,64,6],[63,7,64,7],[63,8,64,8],[63,9,64,9],[63,10,64,10],[63,11,64,11],[62,0,64,0],[62,1,64,1],[62,4,62,5],[62,6,62,7],[62,8,62,9],[62,10,62,11],[73,0,76,0],[79,0,80,1],[79,4,79,15],[80,4,80,5],[80,6,80,7],[80,8,80,9],[80,10,80,11],[80,12,80,13],[80,14,80,15],[82,12,83,12],[82,13,83,13],[82,14,83,14],[82,15,83,15],[84,0,87,0],[88,0,91,0],[81,12,81,13],[81,14,81,15],[82,4,83,4],[82,5,83,5],[82,6,83,6],[82,7,83,7],[82,8,83,8],[82,9,83,9],[82,10,83,10],[82,11,83,11],[81,0,83,0],[81,1,83,1],[81,4,81,5],[81,6,81,7],[81,8,81,9],[81,10,81,11],[92,0,95,0],[98,0,99,1],[98,4,98,15],[99,4,99,5],[99,6,99,7],[99,8,99,9],[99,10,99,11],[99,12,99,13],[99,14,99,15],[101,12,102,12],[101,13,102,13],[101,14,102,14],[101,15,102,15],[103,0,106,0],[107,0,110,0],[100,12,100,13],[100,14,100,15],[101,4,102,4],[101,5,102,5],[101,6,102,6],[101,7,102,7],[101,8,102,8],[101,9,102,9],[101,10,102,10],[101,11,102,11],[100,0,102,0],[100,1,102,1],[100,4,100,5],[100,6,100,7],[100,8,100,9],[100,10,100,11],[111,0,114,0],[117,0,118,1],[117,4,117,15],[118,4,118,5],[118,6,118,7],[118,8,118,9],[118,10,118,11],[118,12,118,13],[118,14,118,15],[130,0,133,0],[120,12,121,12],[120,13,121,13],[120,14,121,14],[120,15,121,15],[122,0,125,0],[126,0,129,0],[119,12,119,13],[119,14,119,15],[120,4,121,4],[120,5,121,5],[120,6,121,6],[120,7,121,7],[120,8,121,8],[120,9,121,9],[120,10,121,10],[120,11,121,11],[119,0,121,0],[119,1,121,1],[119,4,119,5],[119,6,119,7],[119,8,119,9],[119,10,119,11]]}
[]
["RANL_18"]
["Evaporator Air Flow",null,"Condenser  Entering Air Temperature ˚F"]
[550,"CFM",85,null,90,null,95,null,100,null,105,null,110,null,115]
["Evap. Air °F DB","EWB†\n˚F","Capacity Mbtuh",null,"Capacity Mbtuh",null,"Capacity Mbtuh",null,"Capacity Mbtuh",null,"Capacity Mbtuh",null,"Capacity Mbtuh",null,"Capacity Mbtuh"]
[null,null,"Total","Sens.","Total","Sens.","Total","Sens.","Total","Sens.","Total","Sens.","Total","Sens.","Total","Sens."]
[null,null,null,null,null,null,null,null,null,null,null,null,null,null,null,null,null,"Total Factors",null,null,null,null,null,null,"Sens. %",null,null,null,null,null,null,"IDB Adj",null,null,null,null,null,null,"Sens Calc"]
[72,71,{"$f":"R8*$G$17","v":18.099999999999998},{"$f":"IF(AM8>C8,C8,AM8)","v":5.8999999999999995},{"$f":"S8*$G$17","v":17.650000000000002},{"$f":"IF(AN8>E8,E8,AN8)","v":5.8000000000000016},{"$f":"T8*$G$17","v":17.200000000000003},{"$f":"IF(AO8>G8,G8,AO8)","v":5.7},{"$f":"U8*$G$17","v":16.8},{"$f":"IF(AP8>I8,I8,AP8)","v":5.6},{"$f":"V8*$G$17","v":16.400000000000002},{"$f":"IF(AQ8>K8,K8,AQ8)","v":5.5000000000000009},{"$f":"W8*$G$17","v":15.950000000000001},{"$f":"IF(AR8>M8,M8,AR8)","v":5.35},{"$f":"X8*$G$17","v":15.500000000000002},{"$f":"IF(AS8>O8,O8,AS8)","v":5.2000000000000011},null,1.0168539325842696,0.9915730337078652,0.9662921348314607,0.9438202247191011,0.9213483146067416,0.8960674157303371,0.8707865168539326,0.32596685082872928,0.32861189801699719,0.33139534883720928,0.33333333333333331,0.33536585365853661,0.33542319749216298,0.33548387096774196,1,1,1,1,1,1,1,{"$f":"Y8*C8*AF8","v":5.8999999999999995},{"$f":"Z8*E8*AG8","v":5.8000000000000016},{"$f":"AA8*G8*AH8","v":5.7},{"$f":"AB8*I8*AI8","v":5.6},{"$f":"AC8*K8*AJ8","v":5.5000000000000009},{"$f":"AD8*M8*AK8","v":5.35},{"$f":"AE8*O8*AL8","v":5.2000000000000011}]
[null,67,{"$f":"R9*$G$17","v":18.7},9,{"$f":"S9*$G$17","v":18},{"$f":"IF(AN9>E9,E9,AN9)","v":8.75},{"$f":"T9*$G$17","v":17.3},{"$f":"IF(AO9>G9,G9,AO9)","v":8.5},{"$f":"U9*$G$17","v":16.5},{"$f":"IF(AP9>I9,I9,AP9)","v":8.1999999999999993},{"$f":"V9*$G$17","v":15.700000000000001},{"$f":"IF(AQ9>K9,K9,AQ9)","v":7.9},{"$f":"W9*$G$17","v":15.05},{"$f":"IF(AR9>M9,M9,AR9)","v":7.65},{"$f":"X9*$G$17","v":14.4},{"$f":"IF(AS9>O9,O9,AS9)","v":7.3999999999999995},null,1.050561797752809,1.0112359550561798,0.9719101123595506,0.9269662921348315,0.8820224719101124,0.8455056179775281,0.8089887640449438,0.48128342245989303,0.4861111111111111,0.4913294797687861,0.49696969696969695,0.50318471337579618,0.50830564784053156,0.51388888888888884,1,1,1,1,1,1,1,{"$f":"Y9*C9*AF9","v":9},{"$f":"Z9*E9*AG9","v":8.75},{"$f":"AA9*G9*AH9","v":8.5},{"$f":"AB9*I9*AI9","v":8.1999999999999993},{"$f":"AC9*K9*AJ9","v":7.9},{"$f":"AD9*M9*AK9","v":7.65},{"$f":"AE9*O9*AL9","v":7.3999999999999995}]
[null,63,18.5,11.9,17.95,11.700000000000001,17.399999999999999,11.5,16.7,11.2,16,10.9,15.4,10.65,14.8,10.4,null,1.0393258426966292,1.0084269662921348,0.97752808988764039,0.9382022471910112,0.898876404494382,0.8651685393258427,0.8314606741573034,0.64324324324324322,0.65181058495821731,0.66091954022988508,0.6706586826347305,0.68125000000000002,0.69155844155844159,0.70270270270270274,1,1,1,1,1,1,1,11.9,11.700000000000001,11.5,11.2,10.9,10.65,10.4]
[null,59,17.899999999999999,15.399999999999999,17.5,15.049999999999999,17.100000000000001,14.700000000000001,16.7,14.349999999999998,16.3,14.000000000000002,16.3,14.000000000000002,16.3,14.000000000000002,null,1.0056179775280898,0.9831460674157303,0.9606741573033708,0.9382022471910112,0.9157303370786517,0.9157303370786517,0.9157303370786517,0.86033519553072624,0.86,0.85964912280701755,0.85928143712574845,0.85889570552147243,0.85889570552147243,0.85889570552147243,1,1,1,1,1,1,1,15.399999999999999,15.049999999999999,14.700000000000001,14.349999999999998,14.000000000000002,14.000000000000002,14.000000000000002]
[76,71,19.950000000000003,7.9,19.5,7.7499999999999991,19.05,7.6000000000000005,18.55,7.4,18.05,7.2000000000000011,17.600000000000001,7.0500000000000007,17.100000000000001,6.8500000000000005,null,1.1207865168539326,1.095505617977528,1.0702247191011236,1.0421348314606742,1.0140449438202248,0.9887640449438202,0.9606741573033708,0.39598997493734334,0.39743589743589741,0.39895013123359579,0.39892183288409705,0.39889196675900279,0.40056818181818182,0.40058479532163743,1,1,1,1,1,1,1,7.9,7.7499999999999991,7.6000000000000005,7.4,7.2000000000000011,7.0500000000000007,6.8500000000000005]
[null,67,18.8,10.45,18.3,10.25,{"$f":"T13*$G$17","v":17.8},10.050000000000001,17.350000000000001,9.85,16.900000000000002,9.7000000000000028,16.400000000000002,9.5500000000000007,15.9,9.35,null,1.0561797752808988,1.0280898876404494,1,0.9747191011235955,0.949438202247191,0.9213483146067416,0.8932584269662921,0.55585106382978722,0.56010928961748629,0.5646067415730337,0.56772334293948123,0.57396449704142016,0.58231707317073167,0.58805031446540879,1,1,1,1,1,1,1,10.45,10.25,10.050000000000001,9.85,9.7000000000000028,9.5500000000000007,9.35]
[null,63,18.25,14.25,17.7,13.95,17.100000000000001,13.650000000000002,16.650000000000002,13.500000000000002,16.150000000000002,13.3,15.75,13.100000000000001,15.350000000000001,12.950000000000001,null,1.0252808988764044,0.9943820224719101,0.9606741573033708,0.9353932584269663,0.90730337078651691,0.8848314606741573,0.86235955056179781,0.78082191780821919,0.78813559322033899,0.79824561403508776,0.81081081081081086,0.82352941176470584,0.83174603174603179,0.84364820846905542,1,1,1,1,1,1,1,14.25,13.95,13.650000000000002,13.500000000000002,13.3,13.100000000000001,12.950000000000001]
[null,59,18.099999999999998,17.499999999999996,17.8,17.200000000000003,17.55,16.95,17.350000000000001,16.75,17.200000000000003,16.600000000000005,17,16.399999999999999,16.8,16.2,null,1.0168539325842696,1,0.9859550561797753,0.9747191011235955,0.9662921348314607,0.9550561797752809,0.9438202247191011,0.96685082872928174,0.9662921348314607,0.96581196581196582,0.96541786743515845,0.96511627906976749,0.96470588235294119,0.9642857142857143,1,1,1,1,1,1,1,17.499999999999996,17.200000000000003,16.95,16.75,16.600000000000005,16.399999999999999,16.2]
[80,71,19.899999999999999,10.499999999999998,19.450000000000003,10.300000000000002,19,10.1,18.5,9.85,18,9.6,17.55,9.35,17.100000000000001,9.1000000000000014,null,1.1179775280898876,1.0926966292134832,1.0674157303370786,1.0393258426966292,1.0112359550561798,0.9859550561797753,0.9606741573033708,0.52763819095477382,0.5295629820051414,0.53157894736842104,0.53243243243243243,0.53333333333333333,0.53276353276353272,0.53216374269005851,1,1,1,1,1,1,1,10.499999999999998,10.300000000000002,10.1,9.85,9.6,9.35,9.1000000000000014]
[null,67,18.7,12.700000000000001,18.25,12.5,17.8,12.3,17.3,12.05,16.8,11.799999999999999,16.350000000000001,11.600000000000001,15.9,11.4,null,1.050561797752809,1.0252808988764044,1,0.9719101123595506,0.9438202247191011,0.9185393258426966,0.8932584269662921,0.67914438502673802,0.68493150684931503,0.6910112359550562,0.69653179190751446,0.70238095238095233,0.70948012232415902,0.71698113207547165,1,1,1,1,1,1,1,12.700000000000001,12.5,12.3,12.05,11.799999999999999,11.600000000000001,11.4]
[null,63,18.600000000000001,15.600000000000001,18.099999999999998,15.349999999999998,{"$f":"T18*$G$17","v":17.600000000000001},15.1,17.149999999999999,14.899999999999999,16.7,14.700000000000001,16.2,14.45,15.700000000000001,14.200000000000001,null,1.0449438202247192,1.0168539325842696,0.9887640449438202,0.9634831460674157,0.9382022471910112,0.9101123595505618,0.8820224719101124,0.83870967741935487,0.84806629834254144,0.85795454545454541,0.86880466472303208,0.88023952095808389,0.89197530864197527,0.90445859872611467,1,1,1,1,1,1,1,15.600000000000001,15.349999999999998,15.1,14.899999999999999,14.700000000000001,14.45,14.200000000000001]
[null,59,19.7,19.100000000000001,19.25,18.649999999999999,{"$f":"T19*$G$17","v":18.8},18.2,18.3,17.7,17.8,17.200000000000003,17.3,16.75,16.8,16.3,null,1.1067415730337078,1.0814606741573034,1.0561797752808988,1.0280898876404494,1,0.9719101123595506,0.9438202247191011,0.96954314720812185,0.96883116883116882,0.96808510638297873,0.96721311475409832,0.9662921348314607,0.96820809248554918,0.97023809523809523,1,1,1,1,1,1,1,19.100000000000001,18.649999999999999,18.2,17.7,17.200000000000003,16.75,16.3]

{"sheet":"RANL_24","index":25,"n_rows":19,"n_cols":45,"rows_kept":19,"cut":false,"hidden":true,"merged":[[2,0,2,1],[2,2,2,15],[3,2,3,3],[3,4,3,5],[3,6,3,7],[3,8,3,9],[3,10,3,11],[3,12,3,13],[3,14,3,15],[5,2,6,2],[5,3,6,3],[5,4,6,4],[5,5,6,5],[5,6,6,6],[5,7,6,7],[5,8,6,8],[4,0,6,0],[4,1,6,1],[4,2,4,3],[4,4,4,5],[4,6,4,7],[4,8,4,9],[5,9,6,9],[5,10,6,10],[5,11,6,11],[5,12,6,12],[5,13,6,13],[5,14,6,14],[5,15,6,15],[4,10,4,11],[4,12,4,13],[4,14,4,15],[41,4,41,15],[42,4,42,5],[42,6,42,7],[42,8,42,9],[42,10,42,11],[42,12,42,13],[42,14,42,15],[7,0,10,0],[11,0,14,0],[15,0,18,0],[31,0,34,0],[35,0,38,0],[41,0,42,1],[44,12,45,12],[44,13,45,13],[44,14,45,14],[44,15,45,15],[46,0,49,0],[50,0,53,0],[43,12,43,13],[43,14,43,15],[44,4,45,4],[44,5,45,5],[44,6,45,6],[44,7,45,7],[44,8,45,8],[44,9,45,9],[44,10,45,10],[44,11,45,11],[43,0,45,0],[43,1,45,1],[43,4,43,5],[43,6,43,7],[43,8,43,9],[43,10,43,11],[54,0,57,0],[60,0,61,1],[60,4,60,15],[61,4,61,5],[61,6,61,7],[61,8,61,9],[61,10,61,11],[61,12,61,13],[61,14,61,15],[63,12,64,12],[63,13,64,13],[63,14,64,14],[63,15,64,15],[65,0,68,0],[69,0,72,0],[62,12,62,13],[62,14,62,15],[63,4,64,4],[63,5,64,5],[63,6,64,6],[63,7,64,7],[63,8,64,8],[63,9,64,9],[63,10,64,10],[63,11,64,11],[62,0,64,0],[62,1,64,1],[62,4,62,5],[62,6,62,7],[62,8,62,9],[62,10,62,11],[73,0,76,0],[79,0,80,1],[79,4,79,15],[80,4,80,5],[80,6,80,7],[80,8,80,9],[80,10,80,11],[80,12,80,13],[80,14,80,15],[82,12,83,12],[82,13,83,13],[82,14,83,14],[82,15,83,15],[84,0,87,0],[88,0,91,0],[81,12,81,13],[81,14,81,15],[82,4,83,4],[82,5,83,5],[82,6,83,6],[82,7,83,7],[82,8,83,8],[82,9,83,9],[82,10,83,10],[82,11,83,11],[81,0,83,0],[81,1,83,1],[81,4,81,5],[81,6,81,7],[81,8,81,9],[81,10,81,11],[92,0,95,0],[98,0,99,1],[98,4,98,15],[99,4,99,5],[99,6,99,7],[99,8,99,9],[99,10,99,11],[99,12,99,13],[99,14,99,15],[101,12,102,12],[101,13,102,13],[101,14,102,14],[101,15,102,15],[103,0,106,0],[107,0,110,0],[100,12,100,13],[100,14,100,15],[101,4,102,4],[101,5,102,5],[101,6,102,6],[101,7,102,7],[101,8,102,8],[101,9,102,9],[101,10,102,10],[101,11,102,11],[100,0,102,0],[100,1,102,1],[100,4,100,5],[100,6,100,7],[100,8,100,9],[100,10,100,11],[111,0,114,0],[117,0,118,1],[117,4,117,15],[118,4,118,5],[118,6,118,7],[118,8,118,9],[118,10,118,11],[118,12,118,13],[118,14,118,15],[130,0,133,0],[120,12,121,12],[120,13,121,13],[120,14,121,14],[120,15,121,15],[122,0,125,0],[126,0,129,0],[119,12,119,13],[119,14,119,15],[120,4,121,4],[120,5,121,5],[120,6,121,6],[120,7,121,7],[120,8,121,8],[120,9,121,9],[120,10,121,10],[120,11,121,11],[119,0,121,0],[119,1,121,1],[119,4,119,5],[119,6,119,7],[119,8,119,9],[119,10,119,11]]}
[]
["RANL_24"]
["Evaporator Air Flow",null,"Condenser  Entering Air Temperature ˚F"]
[725,"CFM",85,null,90,null,95,null,100,null,105,null,110,null,115]
["Evap. Air °F DB","EWB†\n˚F","Capacity Mbtuh",null,"Capacity Mbtuh",null,"Capacity Mbtuh",null,"Capacity Mbtuh",null,"Capacity Mbtuh",null,"Capacity Mbtuh",null,"Capacity Mbtuh"]
[null,null,"Total","Sens.","Total","Sens.","Total","Sens.","Total","Sens.","Total","Sens.","Total","Sens.","Total","Sens."]
[null,null,null,null,null,null,null,null,null,null,null,null,null,null,null,null,null,"Total Factors",null,null,null,null,null,null,"Sens. %",null,null,null,null,null,null,"IDB Adj",null,null,null,null,null,null,"Sens Calc"]
[72,71,{"$f":"R8*$G$17","v":23.5},{"$f":"IF(AM8>C8,C8,AM8)","v":8.1999999999999993},{"$f":"S8*$G$17","v":22.85},{"$f":"IF(AN8>E8,E8,AN8)","v":7.9500000000000011},{"$f":"T8*$G$17","v":22.200000000000003},{"$f":"IF(AO8>G8,G8,AO8)","v":7.7000000000000011},{"$f":"U8*$G$17","v":21.45},{"$f":"IF(AP8>I8,I8,AP8)","v":7.35},{"$f":"V8*$G$17","v":20.700000000000003},{"$f":"IF(AQ8>K8,K8,AQ8)","v":7.0000000000000009},{"$f":"W8*$G$17","v":20.85},{"$f":"IF(AR8>M8,M8,AR8)","v":6.8000000000000007},{"$f":"X8*$G$17","v":21},{"$f":"IF(AS8>O8,O8,AS8)","v":6.6},null,1.0307017543859649,1.0021929824561404,0.97368421052631582,0.94078947368421051,0.90789473684210531,0.91447368421052633,0.92105263157894735,0.34893617021276596,0.34792122538293219,0.34684684684684686,0.34265734265734266,0.33816425120772947,0.32613908872901681,0.31428571428571428,1,1,1,1,1,1,1,{"$f":"Y8*C8*AF8","v":8.1999999999999993},{"$f":"Z8*E8*AG8","v":7.9500000000000011},{"$f":"AA8*G8*AH8","v":7.7000000000000011},{"$f":"AB8*I8*AI8","v":7.35},{"$f":"AC8*K8*AJ8","v":7.0000000000000009},{"$f":"AD8*M8*AK8","v":6.8000000000000007},{"$f":"AE8*O8*AL8","v":6.6}]
[null,67,{"$f":"R9*$G$17","v":22.1},11,{"$f":"S9*$G$17","v":21.400000000000002},{"$f":"IF(AN9>E9,E9,AN9)","v":10.750000000000002},{"$f":"T9*$G$17","v":20.700000000000003},{"$f":"IF(AO9>G9,G9,AO9)","v":10.500000000000002},{"$f":"U9*$G$17","v":20.5},{"$f":"IF(AP9>I9,I9,AP9)","v":10.4},{"$f":"V9*$G$17","v":20.3},{"$f":"IF(AQ9>K9,K9,AQ9)","v":10.3},{"$f":"W9*$G$17","v":19.850000000000001},{"$f":"IF(AR9>M9,M9,AR9)","v":9.9500000000000011},{"$f":"X9*$G$17","v":19.399999999999999},{"$f":"IF(AS9>O9,O9,AS9)","v":9.6},null,0.9692982456140351,0.93859649122807021,0.90789473684210531,0.89912280701754388,0.89035087719298245,0.87061403508771928,0.85087719298245612,0.49773755656108598,0.50233644859813087,0.50724637681159424,0.50731707317073171,0.5073891625615764,0.50125944584382875,0.49484536082474229,1,1,1,1,1,1,1,{"$f":"Y9*C9*AF9","v":11},{"$f":"Z9*E9*AG9","v":10.750000000000002},{"$f":"AA9*G9*AH9","v":10.500000000000002},{"$f":"AB9*I9*AI9","v":10.4},{"$f":"AC9*K9*AJ9","v":10.3},{"$f":"AD9*M9*AK9","v":9.9500000000000011},{"$f":"AE9*O9*AL9","v":9.6}]
[null,63,22.5,14.8,21.75,14.5,21,14.200000000000001,20.25,13.799999999999999,19.5,13.4,18.600000000000001,12.850000000000001,17.7,12.3,null,0.98684210526315785,0.95394736842105265,0.92105263157894735,0.88815789473684215,0.85526315789473684,0.81578947368421051,0.77631578947368418,0.65777777777777779,0.66666666666666663,0.67619047619047623,0.68148148148148147,0.68717948717948718,0.69086021505376349,0.69491525423728817,1,1,1,1,1,1,1,14.8,14.5,14.200000000000001,13.799999999999999,13.4,12.850000000000001,12.3]
[null,59,20.700000000000003,17.700000000000003,19.95,17.05,19.2,16.399999999999999,18.350000000000001,15.700000000000001,17.500000000000004,15.000000000000002,16.650000000000002,14.250000000000002,15.8,13.5,null,0.90789473684210531,0.875,0.84210526315789469,0.80482456140350878,0.76754385964912286,0.73026315789473684,0.69298245614035092,0.85507246376811596,0.85463659147869675,0.85416666666666663,0.85558583106267028,0.8571428571428571,0.85585585585585588,0.85443037974683544,1,1,1,1,1,1,1,17.700000000000003,17.05,16.399999999999999,15.700000000000001,15.000000000000002,14.250000000000002,13.5]
[76,71,26,10.85,25.25,10.45,24.450000000000003,10.100000000000001,23.65,9.65,22.85,9.2000000000000011,21.950000000000003,8.6000000000000014,21.1,8.0500000000000007,null,1.1403508771929824,1.1074561403508771,1.0723684210526316,1.0372807017543859,1.0021929824561404,0.96271929824561409,0.92543859649122806,0.41730769230769232,0.41386138613861384,0.41308793456032722,0.40803382663847781,0.40262582056892782,0.39179954441913439,0.38151658767772512,1,1,1,1,1,1,1,10.85,10.45,10.100000000000001,9.65,9.2000000000000011,8.6000000000000014,8.0500000000000007]
[null,67,24.400000000000002,13.950000000000001,23.65,13.599999999999998,{"$f":"T13*$G$17","v":22.85},13.250000000000002,22.05,12.75,21.2,12.3,20.350000000000001,11.700000000000001,19.5,11.049999999999999,null,1.0701754385964912,1.0372807017543859,1.0021929824561404,0.96710526315789469,0.92982456140350878,0.89254385964912286,0.85526315789473684,0.57172131147540983,0.57505285412262153,0.57986870897155363,0.57823129251700678,0.58018867924528306,0.57493857493857492,0.56666666666666665,1,1,1,1,1,1,1,13.950000000000001,13.599999999999998,13.250000000000002,12.75,12.3,11.700000000000001,11.049999999999999]
[null,63,22.5,17.850000000000001,21.8,17.5,21.1,17.150000000000002,20.25,16.600000000000001,19.399999999999999,16.049999999999997,18.55,15.45,17.7,14.799999999999999,null,0.98684210526315785,0.95614035087719296,0.92543859649122806,0.88815789473684215,0.85087719298245612,0.81359649122807021,0.77631578947368418,0.79333333333333333,0.80275229357798161,0.8127962085308057,0.81975308641975309,0.82731958762886593,0.8328840970350404,0.83615819209039544,1,1,1,1,1,1,1,17.850000000000001,17.5,17.150000000000002,16.600000000000001,16.049999999999997,15.45,14.799999999999999]
[null,59,20.700000000000003,19.950000000000003,19.900000000000002,19.200000000000003,19.100000000000001,18.450000000000003,18.350000000000001,17.650000000000002,17.55,16.899999999999999,16.650000000000002,16.050000000000004,15.75,15.15,null,0.90789473684210531,0.8728070175438597,0.83771929824561409,0.80482456140350878,0.76973684210526316,0.73026315789473684,0.69078947368421051,0.96376811594202894,0.96482412060301503,0.96596858638743455,0.96185286103542234,0.96296296296296291,0.963963963963964,0.96190476190476193,1,1,1,1,1,1,1,19.950000000000003,19.200000000000003,18.450000000000003,17.650000000000002,16.899999999999999,16.050000000000004,15.15]
[80,71,26,14.3,25.25,13.850000000000001,24.5,13.4,23.65,12.799999999999999,22.8,12.200000000000001,21.900000000000002,11.500000000000002,21,10.799999999999999,null,1.1403508771929824,1.1074561403508771,1.0745614035087718,1.0372807017543859,1,0.96052631578947367,0.92105263157894735,0.55000000000000004,0.54851485148514856,0.54693877551020409,0.54122621564482032,0.53508771929824561,0.52511415525114158,0.51428571428571423,1,1,1,1,1,1,1,14.3,13.850000000000001,13.4,12.799999999999999,12.200000000000001,11.500000000000002,10.799999999999999]
[null,67,24.300000000000004,17.000000000000004,23.55,16.55,22.8,16.100000000000001,22,15.549999999999999,21.2,14.999999999999998,20.350000000000001,14.300000000000002,19.5,13.6,null,1.0657894736842106,1.0328947368421053,1,0.96491228070175439,0.92982456140350878,0.89254385964912286,0.85526315789473684,0.69958847736625518,0.70276008492568998,0.70614035087719296,0.70681818181818179,0.70754716981132071,0.70270270270270274,0.6974358974358974,1,1,1,1,1,1,1,17.000000000000004,16.55,16.100000000000001,15.549999999999999,14.999999999999998,14.300000000000002,13.6]
[null,63,22.6,19.3,21.8,18.850000000000001,{"$f":"T18*$G$17","v":21},18.399999999999999,20.25,17.850000000000001,19.5,17.3,18.600000000000001,16.600000000000001,17.7,15.9,null,0.99122807017543857,0.95614035087719296,0.92105263157894735,0.88815789473684215,0.85526315789473684,0.81578947368421051,0.77631578947368418,0.85398230088495575,0.86467889908256879,0.87619047619047619,0.88148148148148153,0.88717948717948714,0.89247311827956988,0.89830508474576276,1,1,1,1,1,1,1,19.3,18.850000000000001,18.399999999999999,17.850000000000001,17.3,16.600000000000001,15.9]
[null,59,20.6,19.900000000000002,19.900000000000002,19.200000000000003,{"$f":"T19*$G$17","v":19.2},18.5,18.350000000000001,17.700000000000003,17.500000000000004,16.900000000000006,16.650000000000002,16.050000000000004,15.8,15.200000000000001,null,0.90350877192982459,0.8728070175438597,0.84210526315789469,0.80482456140350878,0.76754385964912286,0.73026315789473684,0.69298245614035092,0.96601941747572817,0.96482412060301503,0.96354166666666663,0.96457765667574935,0.96571428571428575,0.963963963963964,0.96202531645569622,1,1,1,1,1,1,1,19.900000000000002,19.200000000000003,18.5,17.700000000000003,16.900000000000006,16.050000000000004,15.200000000000001]

{"sheet":"RANL_37","index":26,"n_rows":19,"n_cols":45,"rows_kept":19,"cut":false,"hidden":true,"merged":[[2,0,2,1],[2,2,2,15],[3,2,3,3],[3,4,3,5],[3,6,3,7],[3,8,3,9],[3,10,3,11],[3,12,3,13],[3,14,3,15],[5,2,6,2],[5,3,6,3],[5,4,6,4],[5,5,6,5],[5,6,6,6],[5,7,6,7],[5,8,6,8],[4,0,6,0],[4,1,6,1],[4,2,4,3],[4,4,4,5],[4,6,4,7],[4,8,4,9],[5,9,6,9],[5,10,6,10],[5,11,6,11],[5,12,6,12],[5,13,6,13],[5,14,6,14],[5,15,6,15],[4,10,4,11],[4,12,4,13],[4,14,4,15],[41,4,41,15],[42,4,42,5],[42,6,42,7],[42,8,42,9],[42,10,42,11],[42,12,42,13],[42,14,42,15],[7,0,10,0],[11,0,14,0],[15,0,18,0],[31,0,34,0],[35,0,38,0],[41,0,42,1],[44,12,45,12],[44,13,45,13],[44,14,45,14],[44,15,45,15],[46,0,49,0],[50,0,53,0],[43,12,43,13],[43,14,43,15],[44,4,45,4],[44,5,45,5],[44,6,45,6],[44,7,45,7],[44,8,45,8],[44,9,45,9],[44,10,45,10],[44,11,45,11],[43,0,45,0],[43,1,45,1],[43,4,43,5],[43,6,43,7],[43,8,43,9],[43,10,43,11],[54,0,57,0],[60,0,61,1],[60,4,60,15],[61,4,61,5],[61,6,61,7],[61,8,61,9],[61,10,61,11],[61,12,61,13],[61,14,61,15],[63,12,64,12],[63,13,64,13],[63,14,64,14],[63,15,64,15],[65,0,68,0],[69,0,72,0],[62,12,62,13],[62,14,62,15],[63,4,64,4],[63,5,64,5],[63,6,64,6],[63,7,64,7],[63,8,64,8],[63,9,64,9],[63,10,64,10],[63,11,64,11],[62,0,64,0],[62,1,64,1],[62,4,62,5],[62,6,62,7],[62,8,62,9],[62,10,62,11],[73,0,76,0],[79,0,80,1],[79,4,79,15],[80,4,80,5],[80,6,80,7],[80,8,80,9],[80,10,80,11],[80,12,80,13],[80,14,80,15],[82,12,83,12],[82,13,83,13],[82,14,83,14],[82,15,83,15],[84,0,87,0],[88,0,91,0],[81,12,81,13],[81,14,81,15],[82,4,83,4],[82,5,83,5],[82,6,83,6],[82,7,83,7],[82,8,83,8],[82,9,83,9],[82,10,83,10],[82,11,83,11],[81,0,83,0],[81,1,83,1],[81,4,81,5],[81,6,81,7],[81,8,81,9],[81,10,81,11],[92,0,95,0],[98,0,99,1],[98,4,98,15],[99,4,99,5],[99,6,99,7],[99,8,99,9],[99,10,99,11],[99,12,99,13],[99,14,99,15],[101,12,102,12],[101,13,102,13],[101,14,102,14],[101,15,102,15],[103,0,106,0],[107,0,110,0],[100,12,100,13],[100,14,100,15],[101,4,102,4],[101,5,102,5],[101,6,102,6],[101,7,102,7],[101,8,102,8],[101,9,102,9],[101,10,102,10],[101,11,102,11],[100,0,102,0],[100,1,102,1],[100,4,100,5],[100,6,100,7],[100,8,100,9],[100,10,100,11],[111,0,114,0],[117,0,118,1],[117,4,117,15],[118,4,118,5],[118,6,118,7],[118,8,118,9],[118,10,118,11],[118,12,118,13],[118,14,118,15],[130,0,133,0],[120,12,121,12],[120,13,121,13],[120,14,121,14],[120,15,121,15],[122,0,125,0],[126,0,129,0],[119,12,119,13],[119,14,119,15],[120,4,121,4],[120,5,121,5],[120,6,121,6],[120,7,121,7],[120,8,121,8],[120,9,121,9],[120,10,121,10],[120,11,121,11],[119,0,121,0],[119,1,121,1],[119,4,119,5],[119,6,119,7],[119,8,119,9],[119,10,119,11]]}
[]
["RANL_37"]
["Evaporator Air Flow",null,"Condenser  Entering Air Temperature ˚F"]
[1025,"CFM",85,null,90,null,95,null,100,null,105,null,110,null,115]
["Evap. Air °F DB","EWB†\n˚F","Capacity Mbtuh",null,"Capacity Mbtuh",null,"Capacity Mbtuh",null,"Capacity Mbtuh",null,"Capacity Mbtuh",null,"Capacity Mbtuh",null,"Capacity Mbtuh"]
[null,null,"Total","Sens.","Total","Sens.","Total","Sens.","Total","Sens.","Total","Sens.","Total","Sens.","Total","Sens."]
[null,null,null,null,null,null,null,null,null,null,null,null,null,null,null,null,null,"Total Factors",null,null,null,null,null,null,"Sens. %",null,null,null,null,null,null,"IDB Adj",null,null,null,null,null,null,"Sens Calc"]
[72,71,{"$f":"R8*$G$17","v":41.4},{"$f":"IF(AM8>C8,C8,AM8)","v":11.9},{"$f":"S8*$G$17","v":40.799999999999997},{"$f":"IF(AN8>E8,E8,AN8)","v":11.9},{"$f":"T8*$G$17","v":40.199999999999996},{"$f":"IF(AO8>G8,G8,AO8)","v":11.899999999999999},{"$f":"U8*$G$17","v":39.1},{"$f":"IF(AP8>I8,I8,AP8)","v":11.6},{"$f":"V8*$G$17","v":38},{"$f":"IF(AQ8>K8,K8,AQ8)","v":11.299999999999999},{"$f":"W8*$G$17","v":36.549999999999997},{"$f":"IF(AR8>M8,M8,AR8)","v":10.799999999999999},{"$f":"X8*$G$17","v":35.099999999999994},{"$f":"IF(AS8>O8,O8,AS8)","v":10.299999999999997},null,1.1099195710455765,1.093833780160858,1.0777479892761395,1.0482573726541555,1.0187667560321716,0.97989276139410186,0.94101876675603213,0.28743961352657005,0.29166666666666669,0.29601990049751242,0.29667519181585678,0.29736842105263156,0.29548563611491108,0.29344729344729342,1,1,1,1,1,1,1,{"$f":"Y8*C8*AF8","v":11.9},{"$f":"Z8*E8*AG8","v":11.9},{"$f":"AA8*G8*AH8","v":11.899999999999999},{"$f":"AB8*I8*AI8","v":11.6},{"$f":"AC8*K8*AJ8","v":11.299999999999999},{"$f":"AD8*M8*AK8","v":10.799999999999999},{"$f":"AE8*O8*AL8","v":10.299999999999997}]
[null,67,{"$f":"R9*$G$17","v":38.699999999999996},16.899999999999999,{"$f":"S9*$G$17","v":38.04999999999999},{"$f":"IF(AN9>E9,E9,AN9)","v":16.849999999999994},{"$f":"T9*$G$17","v":37.4},{"$f":"IF(AO9>G9,G9,AO9)","v":16.8},{"$f":"U9*$G$17","v":36.299999999999997},{"$f":"IF(AP9>I9,I9,AP9)","v":16.499999999999996},{"$f":"V9*$G$17","v":35.199999999999996},{"$f":"IF(AQ9>K9,K9,AQ9)","v":16.199999999999996},{"$f":"W9*$G$17","v":33.75},{"$f":"IF(AR9>M9,M9,AR9)","v":15.700000000000001},{"$f":"X9*$G$17","v":32.299999999999997},{"$f":"IF(AS9>O9,O9,AS9)","v":15.2},null,1.0375335120643432,1.020107238605898,1.0026809651474531,0.97319034852546915,0.94369973190348522,0.9048257372654156,0.86595174262734587,0.43669250645994834,0.44283837056504599,0.44919786096256686,0.45454545454545453,0.46022727272727271,0.4651851851851852,0.47058823529411764,1,1,1,1,1,1,1,{"$f":"Y9*C9*AF9","v":16.899999999999999},{"$f":"Z9*E9*AG9","v":16.849999999999994},{"$f":"AA9*G9*AH9","v":16.8},{"$f":"AB9*I9*AI9","v":16.499999999999996},{"$f":"AC9*K9*AJ9","v":16.199999999999996},{"$f":"AD9*M9*AK9","v":15.700000000000001},{"$f":"AE9*O9*AL9","v":15.2}]
[null,63,35.9,21.2,35.249999999999993,21.199999999999996,34.599999999999994,21.199999999999996,33.549999999999997,20.9,32.5,20.6,31.049999999999997,20.099999999999998,29.599999999999998,19.599999999999998,null,0.96246648793565681,0.94504021447721176,0.92761394101876671,0.89946380697050943,0.87131367292225204,0.83243967828418231,0.79356568364611257,0.59052924791086348,0.60141843971631204,0.61271676300578037,0.62295081967213117,0.63384615384615384,0.64734299516908211,0.66216216216216217,1,1,1,1,1,1,1,21.2,21.199999999999996,21.199999999999996,20.9,20.6,20.099999999999998,19.599999999999998]
[null,59,31.499999999999996,26.699999999999996,31.299999999999997,26.599999999999998,31.099999999999998,26.5,30.499999999999996,25.999999999999996,29.9,25.5,28.399999999999995,24.199999999999996,26.9,22.9,null,0.84450402144772119,0.83914209115281502,0.83378016085790885,0.81769436997319034,0.80160857908847183,0.76139410187667556,0.72117962466487939,0.84761904761904761,0.84984025559105436,0.85209003215434087,0.85245901639344257,0.85284280936454848,0.852112676056338,0.85130111524163565,1,1,1,1,1,1,1,26.699999999999996,26.599999999999998,26.5,25.999999999999996,25.5,24.199999999999996,22.9]
[76,71,41.4,14.65,40.799999999999997,14.6,40.149999999999991,14.549999999999997,39.1,14.2,38,13.850000000000001,36.5,13.200000000000001,35.049999999999997,12.6,null,1.1099195710455765,1.093833780160858,1.0764075067024128,1.0482573726541555,1.0187667560321716,0.97855227882037532,0.93967828418230559,0.35386473429951693,0.35784313725490197,0.36239103362391034,0.3631713554987212,0.36447368421052634,0.36164383561643837,0.3594864479315264,1,1,1,1,1,1,1,14.65,14.6,14.549999999999997,14.2,13.850000000000001,13.200000000000001,12.6]
[null,67,38.649999999999991,19.699999999999996,38,19.600000000000001,{"$f":"T13*$G$17","v":37.299999999999997},19.45,36.25,19.149999999999999,35.15,18.8,33.75,18.2,32.299999999999997,17.549999999999997,null,1.0361930294906165,1.0187667560321716,1,0.97184986595174261,0.94235924932975867,0.9048257372654156,0.86595174262734587,0.50970245795601554,0.51578947368421058,0.52144772117962468,0.52827586206896548,0.53485064011379801,0.53925925925925922,0.54334365325077394,1,1,1,1,1,1,1,19.699999999999996,19.600000000000001,19.45,19.149999999999999,18.8,18.2,17.549999999999997]
[null,63,35.799999999999997,26.15,35.15,25.999999999999996,34.549999999999997,25.9,33.5,25.5,32.449999999999996,25.099999999999998,30.999999999999996,24.4,29.549999999999997,23.699999999999996,null,0.95978552278820373,0.94235924932975867,0.92627345844504017,0.89812332439678288,0.86997319034852549,0.83109919571045576,0.79222520107238603,0.73044692737430172,0.73968705547652913,0.7496382054992764,0.76119402985074625,0.77349768875192604,0.7870967741935484,0.80203045685279184,1,1,1,1,1,1,1,26.15,25.999999999999996,25.9,25.5,25.099999999999998,24.4,23.699999999999996]
[null,59,32.65,31.099999999999998,32.25,30.8,31.849999999999998,30.45,30.849999999999998,29.499999999999996,29.849999999999998,28.549999999999997,28.399999999999995,27.149999999999995,26.9,25.75,null,0.87533512064343166,0.86461126005361932,0.85388739946380698,0.82707774798927614,0.80026809651474529,0.76139410187667556,0.72117962466487939,0.95252679938744256,0.95503875968992247,0.95604395604395609,0.95623987034035651,0.95644891122278053,0.95598591549295775,0.95724907063197029,1,1,1,1,1,1,1,31.099999999999998,30.8,30.45,29.499999999999996,28.549999999999997,27.149999999999995,25.75]
[80,71,41.3,20.100000000000001,40.649999999999991,19.949999999999996,40,19.8,39,19.350000000000001,38,18.899999999999999,36.549999999999997,18.099999999999998,35.099999999999994,17.299999999999997,null,1.1072386058981234,1.0898123324396782,1.0723860589812333,1.0455764075067024,1.0187667560321716,0.97989276139410186,0.94101876675603213,0.48668280871670705,0.4907749077490775,0.495,0.49615384615384617,0.49736842105263157,0.49521203830369359,0.49287749287749288,1,1,1,1,1,1,1,20.100000000000001,19.949999999999996,19.8,19.350000000000001,18.899999999999999,18.099999999999998,17.299999999999997]
[null,67,38.6,24.500000000000004,37.949999999999996,24.349999999999998,37.299999999999997,24.2,36.199999999999996,23.7,35.099999999999994,23.199999999999996,33.65,22.4,32.199999999999996,21.599999999999998,null,1.0348525469168901,1.0174262734584449,1,0.97050938337801607,0.94101876675603213,0.90214477211796251,0.86327077747989278,0.63471502590673579,0.64163372859025036,0.6487935656836461,0.65469613259668513,0.66096866096866091,0.66567607726597322,0.67080745341614911,1,1,1,1,1,1,1,24.500000000000004,24.349999999999998,24.2,23.7,23.199999999999996,22.4,21.599999999999998]
[null,63,35.799999999999997,28.299999999999997,35.15,28.15,{"$f":"T18*$G$17","v":34.499999999999993},27.999999999999996,33.449999999999996,27.499999999999996,32.4,27,30.9,26.2,29.399999999999995,25.399999999999995,null,0.95978552278820373,0.94235924932975867,0.92493297587131362,0.89678284182305634,0.86863270777479895,0.82841823056300268,0.7882037533512064,0.79050279329608941,0.80085348506401133,0.81159420289855078,0.82212257100149477,0.83333333333333337,0.84789644012944987,0.86394557823129248,1,1,1,1,1,1,1,28.299999999999997,28.15,27.999999999999996,27.499999999999996,27,26.2,25.399999999999995]
[null,59,33.199999999999996,31.699999999999996,32.6,31.200000000000003,{"$f":"T19*$G$17","v":31.999999999999996},30.699999999999996,30.9,29.65,29.799999999999997,28.599999999999994,28.349999999999994,27.199999999999992,26.9,25.799999999999997,null,0.89008042895442363,0.87399463806970512,0.85790884718498661,0.82841823056300268,0.79892761394101874,0.76005361930294901,0.72117962466487939,0.95481927710843373,0.95705521472392641,0.95937499999999998,0.95954692556634302,0.95973154362416102,0.95943562610229272,0.95910780669144979,1,1,1,1,1,1,1,31.699999999999996,31.200000000000003,30.699999999999996,29.65,28.599999999999994,27.199999999999992,25.799999999999997]

{"sheet":"RANL_43","index":27,"n_rows":19,"n_cols":45,"rows_kept":19,"cut":false,"hidden":true,"merged":[[2,0,2,1],[2,2,2,15],[3,2,3,3],[3,4,3,5],[3,6,3,7],[3,8,3,9],[3,10,3,11],[3,12,3,13],[3,14,3,15],[5,2,6,2],[5,3,6,3],[5,4,6,4],[5,5,6,5],[5,6,6,6],[5,7,6,7],[5,8,6,8],[4,0,6,0],[4,1,6,1],[4,2,4,3],[4,4,4,5],[4,6,4,7],[4,8,4,9],[5,9,6,9],[5,10,6,10],[5,11,6,11],[5,12,6,12],[5,13,6,13],[5,14,6,14],[5,15,6,15],[4,10,4,11],[4,12,4,13],[4,14,4,15],[41,4,41,15],[42,4,42,5],[42,6,42,7],[42,8,42,9],[42,10,42,11],[42,12,42,13],[42,14,42,15],[7,0,10,0],[11,0,14,0],[15,0,18,0],[31,0,34,0],[35,0,38,0],[41,0,42,1],[44,12,45,12],[44,13,45,13],[44,14,45,14],[44,15,45,15],[46,0,49,0],[50,0,53,0],[43,12,43,13],[43,14,43,15],[44,4,45,4],[44,5,45,5],[44,6,45,6],[44,7,45,7],[44,8,45,8],[44,9,45,9],[44,10,45,10],[44,11,45,11],[43,0,45,0],[43,1,45,1],[43,4,43,5],[43,6,43,7],[43,8,43,9],[43,10,43,11],[54,0,57,0],[60,0,61,1],[60,4,60,15],[61,4,61,5],[61,6,61,7],[61,8,61,9],[61,10,61,11],[61,12,61,13],[61,14,61,15],[63,12,64,12],[63,13,64,13],[63,14,64,14],[63,15,64,15],[65,0,68,0],[69,0,72,0],[62,12,62,13],[62,14,62,15],[63,4,64,4],[63,5,64,5],[63,6,64,6],[63,7,64,7],[63,8,64,8],[63,9,64,9],[63,10,64,10],[63,11,64,11],[62,0,64,0],[62,1,64,1],[62,4,62,5],[62,6,62,7],[62,8,62,9],[62,10,62,11],[73,0,76,0],[79,0,80,1],[79,4,79,15],[80,4,80,5],[80,6,80,7],[80,8,80,9],[80,10,80,11],[80,12,80,13],[80,14,80,15],[82,12,83,12],[82,13,83,13],[82,14,83,14],[82,15,83,15],[84,0,87,0],[88,0,91,0],[81,12,81,13],[81,14,81,15],[82,4,83,4],[82,5,83,5],[82,6,83,6],[82,7,83,7],[82,8,83,8],[82,9,83,9],[82,10,83,10],[82,11,83,11],[81,0,83,0],[81,1,83,1],[81,4,81,5],[81,6,81,7],[81,8,81,9],[81,10,81,11],[92,0,95,0],[98,0,99,1],[98,4,98,15],[99,4,99,5],[99,6,99,7],[99,8,99,9],[99,10,99,11],[99,12,99,13],[99,14,99,15],[101,12,102,12],[101,13,102,13],[101,14,102,14],[101,15,102,15],[103,0,106,0],[107,0,110,0],[100,12,100,13],[100,14,100,15],[101,4,102,4],[101,5,102,5],[101,6,102,6],[101,7,102,7],[101,8,102,8],[101,9,102,9],[101,10,102,10],[101,11,102,11],[100,0,102,0],[100,1,102,1],[100,4,100,5],[100,6,100,7],[100,8,100,9],[100,10,100,11],[111,0,114,0],[117,0,118,1],[117,4,117,15],[118,4,118,5],[118,6,118,7],[118,8,118,9],[118,10,118,11],[118,12,118,13],[118,14,118,15],[130,0,133,0],[120,12,121,12],[120,13,121,13],[120,14,121,14],[120,15,121,15],[122,0,125,0],[126,0,129,0],[119,12,119,13],[119,14,119,15],[120,4,121,4],[120,5,121,5],[120,6,121,6],[120,7,121,7],[120,8,121,8],[120,9,121,9],[120,10,121,10],[120,11,121,11],[119,0,121,0],[119,1,121,1],[119,4,119,5],[119,6,119,7],[119,8,119,9],[119,10,119,11]]}
[]
["RANL_43"]
["Evaporator Air Flow",null,"Condenser  Entering Air Temperature ˚F"]
[1150,"CFM",85,null,90,null,95,null,100,null,105,null,110,null,115]
["Evap. Air °F DB","EWB†\n˚F","Capacity Mbtuh",null,"Capacity Mbtuh",null,"Capacity Mbtuh",null,"Capacity Mbtuh",null,"Capacity Mbtuh",null,"Capacity Mbtuh",null,"Capacity Mbtuh"]
[null,null,"Total","Sens.","Total","Sens.","Total","Sens.","Total","Sens.","Total","Sens.","Total","Sens.","Total","Sens."]
[null,null,null,null,null,null,null,null,null,null,null,null,null,null,null,null,null,"Total Factors",null,null,null,null,null,null,"Sens. %",null,null,null,null,null,null,"IDB Adj",null,null,null,null,null,null,"Sens Calc"]
[72,71,{"$f":"R8*$G$17","v":40.599999999999994},{"$f":"IF(AM8>C8,C8,AM8)","v":14.799999999999997},{"$f":"S8*$G$17","v":39.65},{"$f":"IF(AN8>E8,E8,AN8)","v":14.6},{"$f":"T8*$G$17","v":38.700000000000003},{"$f":"IF(AO8>G8,G8,AO8)","v":14.4},{"$f":"U8*$G$17","v":37.700000000000003},{"$f":"IF(AP8>I8,I8,AP8)","v":14.150000000000002},{"$f":"V8*$G$17","v":36.700000000000003},{"$f":"IF(AQ8>K8,K8,AQ8)","v":13.9},{"$f":"W8*$G$17","v":35.75},{"$f":"IF(AR8>M8,M8,AR8)","v":13.65},{"$f":"X8*$G$17","v":34.799999999999997},{"$f":"IF(AS8>O8,O8,AS8)","v":13.399999999999999},null,1.0149999999999999,0.99124999999999996,0.96750000000000003,0.9425,0.91749999999999998,0.89375000000000004,0.87,0.3645320197044335,0.3682219419924338,0.37209302325581395,0.37533156498673742,0.37874659400544958,0.38181818181818183,0.38505747126436779,1,1,1,1,1,1,1,{"$f":"Y8*C8*AF8","v":14.799999999999997},{"$f":"Z8*E8*AG8","v":14.6},{"$f":"AA8*G8*AH8","v":14.4},{"$f":"AB8*I8*AI8","v":14.150000000000002},{"$f":"AC8*K8*AJ8","v":13.9},{"$f":"AD8*M8*AK8","v":13.65},{"$f":"AE8*O8*AL8","v":13.399999999999999}]
[null,67,{"$f":"R9*$G$17","v":38.299999999999997},19.199999999999996,{"$f":"S9*$G$17","v":37.35},{"$f":"IF(AN9>E9,E9,AN9)","v":19},{"$f":"T9*$G$17","v":36.4},{"$f":"IF(AO9>G9,G9,AO9)","v":18.8},{"$f":"U9*$G$17","v":35.4},{"$f":"IF(AP9>I9,I9,AP9)","v":18.549999999999997},{"$f":"V9*$G$17","v":34.4},{"$f":"IF(AQ9>K9,K9,AQ9)","v":18.299999999999997},{"$f":"W9*$G$17","v":33.35},{"$f":"IF(AR9>M9,M9,AR9)","v":18},{"$f":"X9*$G$17","v":32.299999999999997},{"$f":"IF(AS9>O9,O9,AS9)","v":17.7},null,0.95750000000000002,0.93374999999999997,0.91,0.88500000000000001,0.86,0.83374999999999999,0.8075,0.50130548302872058,0.50870147255689424,0.51648351648351654,0.52401129943502822,0.53197674418604646,0.53973013493253374,0.54798761609907121,1,1,1,1,1,1,1,{"$f":"Y9*C9*AF9","v":19.199999999999996},{"$f":"Z9*E9*AG9","v":19},{"$f":"AA9*G9*AH9","v":18.8},{"$f":"AB9*I9*AI9","v":18.549999999999997},{"$f":"AC9*K9*AJ9","v":18.299999999999997},{"$f":"AD9*M9*AK9","v":18},{"$f":"AE9*O9*AL9","v":17.7}]
[null,63,39.700000000000003,25.500000000000004,37.65,24.599999999999998,35.6,23.700000000000003,34,23.05,32.400000000000006,22.400000000000002,31.299999999999997,22.049999999999997,30.2,21.7,null,0.99250000000000005,0.94125000000000003,0.89,0.85,0.81,0.78249999999999997,0.755,0.64231738035264485,0.65338645418326691,0.6657303370786517,0.67794117647058827,0.69135802469135799,0.70447284345047922,0.7185430463576159,1,1,1,1,1,1,1,25.500000000000004,24.599999999999998,23.700000000000003,23.05,22.400000000000002,22.049999999999997,21.7]
[null,59,34.1,29.5,33.6,29.200000000000003,33.1,28.9,33.1,28.9,33.1,28.9,32.1,28,31.099999999999998,27.099999999999998,null,0.85250000000000004,0.84,0.82750000000000001,0.82750000000000001,0.82750000000000001,0.80249999999999999,0.77749999999999997,0.86510263929618769,0.86904761904761907,0.87311178247734134,0.87311178247734134,0.87311178247734134,0.87227414330218067,0.87138263665594851,1,1,1,1,1,1,1,29.5,29.200000000000003,28.9,28.9,28.9,28,27.099999999999998]
[76,71,42.05,18.149999999999999,41.050000000000004,17.850000000000001,40.049999999999997,17.599999999999998,39.049999999999997,17.249999999999996,38,16.95,36.949999999999996,16.599999999999998,35.9,16.25,null,1.05125,1.0262500000000001,1.00125,0.97624999999999995,0.95,0.92374999999999996,0.89749999999999996,0.43162901307966706,0.4348355663824604,0.4394506866416979,0.44174135723431496,0.44605263157894737,0.44925575101488496,0.45264623955431754,1,1,1,1,1,1,1,18.149999999999999,17.850000000000001,17.599999999999998,17.249999999999996,16.95,16.599999999999998,16.25]
[null,67,42.300000000000004,24.300000000000004,41.2,23.950000000000003,{"$f":"T13*$G$17","v":40.049999999999997},23.599999999999998,38.950000000000003,23.25,37.85,22.95,36.700000000000003,22.5,35.550000000000004,22.05,null,1.0575000000000001,1.03,1.00125,0.97375,0.94625000000000004,0.91749999999999998,0.88875000000000004,0.57446808510638303,0.5813106796116505,0.58926342072409488,0.59691912708600769,0.60634081902245707,0.61307901907356943,0.620253164556962,1,1,1,1,1,1,1,24.300000000000004,23.950000000000003,23.599999999999998,23.25,22.95,22.5,22.05]
[null,63,38.050000000000004,29.650000000000002,36.700000000000003,29.100000000000005,35.4,28.499999999999996,34.300000000000004,28.05,33.15,27.55,32.15,27.15,31.150000000000002,26.750000000000004,null,0.95125000000000004,0.91749999999999998,0.88500000000000001,0.85750000000000004,0.82874999999999999,0.80374999999999996,0.77875000000000005,0.77923784494086723,0.79291553133514991,0.80508474576271183,0.81778425655976672,0.83107088989441935,0.84447900466562986,0.85874799357945431,1,1,1,1,1,1,1,29.650000000000002,29.100000000000005,28.499999999999996,28.05,27.55,27.15,26.750000000000004]
[null,59,35.85,34.799999999999997,35.299999999999997,34.35,34.75,33.85,34,33.15,33.25,32.4,32.15,31.299999999999997,31,30.200000000000003,null,0.89624999999999999,0.88249999999999995,0.86875000000000002,0.85,0.83125000000000004,0.80374999999999996,0.77500000000000002,0.97071129707112969,0.97308781869688388,0.97410071942446042,0.97499999999999998,0.97443609022556388,0.97356143079315705,0.97419354838709682,1,1,1,1,1,1,1,34.799999999999997,34.35,33.85,33.15,32.4,31.299999999999997,30.200000000000003]
[80,71,40.599999999999994,22.9,39.900000000000006,22.650000000000006,39.200000000000003,22.400000000000002,38.6,22.200000000000003,38,22,37.549999999999997,21.849999999999998,37.1,21.7,null,1.0149999999999999,0.99750000000000005,0.98,0.96499999999999997,0.95,0.93874999999999997,0.92749999999999999,0.56403940886699511,0.56766917293233088,0.5714285714285714,0.57512953367875652,0.57894736842105265,0.5818908122503329,0.58490566037735847,1,1,1,1,1,1,1,22.9,22.650000000000006,22.400000000000002,22.200000000000003,22,21.849999999999998,21.7]
[null,67,42,29.4,41,29,40,28.599999999999998,39,28.2,38,27.8,36.85,27.25,35.699999999999996,26.699999999999996,null,1.05,1.0249999999999999,1,0.97499999999999998,0.95,0.92125000000000001,0.89249999999999996,0.7,0.70731707317073167,0.71499999999999997,0.72307692307692306,0.73157894736842111,0.73948439620081408,0.74789915966386555,1,1,1,1,1,1,1,29.4,29,28.599999999999998,28.2,27.8,27.25,26.699999999999996]
[null,63,39.900000000000006,33.500000000000007,38.799999999999997,33.049999999999997,{"$f":"T18*$G$17","v":37.700000000000003},32.6,36.6,32.1,35.5,31.6,34.4,31.1,33.299999999999997,30.599999999999998,null,0.99750000000000005,0.97,0.9425,0.91500000000000004,0.88749999999999996,0.86,0.83250000000000002,0.83959899749373434,0.85180412371134018,0.86472148541114058,0.87704918032786883,0.89014084507042257,0.90406976744186052,0.91891891891891897,1,1,1,1,1,1,1,33.500000000000007,33.049999999999997,32.6,32.1,31.6,31.1,30.599999999999998]
[null,59,37.5,36.5,36.450000000000003,35.6,{"$f":"T19*$G$17","v":35.4},34.699999999999996,34.300000000000004,33.650000000000006,33.199999999999996,32.599999999999994,32.1,31.5,31,30.4,null,0.9375,0.91125,0.88500000000000001,0.85750000000000004,0.83,0.80249999999999999,0.77500000000000002,0.97333333333333338,0.97668038408779145,0.98022598870056499,0.98104956268221577,0.98192771084337349,0.98130841121495327,0.98064516129032253,1,1,1,1,1,1,1,36.5,35.6,34.699999999999996,33.650000000000006,32.599999999999994,31.5,30.4]

{"sheet":"RANL_49","index":28,"n_rows":19,"n_cols":45,"rows_kept":19,"cut":false,"hidden":true,"merged":[[2,0,2,1],[2,2,2,15],[3,2,3,3],[3,4,3,5],[3,6,3,7],[3,8,3,9],[3,10,3,11],[3,12,3,13],[3,14,3,15],[5,2,6,2],[5,3,6,3],[5,4,6,4],[5,5,6,5],[5,6,6,6],[5,7,6,7],[5,8,6,8],[4,0,6,0],[4,1,6,1],[4,2,4,3],[4,4,4,5],[4,6,4,7],[4,8,4,9],[5,9,6,9],[5,10,6,10],[5,11,6,11],[5,12,6,12],[5,13,6,13],[5,14,6,14],[5,15,6,15],[4,10,4,11],[4,12,4,13],[4,14,4,15],[41,4,41,15],[42,4,42,5],[42,6,42,7],[42,8,42,9],[42,10,42,11],[42,12,42,13],[42,14,42,15],[7,0,10,0],[11,0,14,0],[15,0,18,0],[31,0,34,0],[35,0,38,0],[41,0,42,1],[44,12,45,12],[44,13,45,13],[44,14,45,14],[44,15,45,15],[46,0,49,0],[50,0,53,0],[43,12,43,13],[43,14,43,15],[44,4,45,4],[44,5,45,5],[44,6,45,6],[44,7,45,7],[44,8,45,8],[44,9,45,9],[44,10,45,10],[44,11,45,11],[43,0,45,0],[43,1,45,1],[43,4,43,5],[43,6,43,7],[43,8,43,9],[43,10,43,11],[54,0,57,0],[60,0,61,1],[60,4,60,15],[61,4,61,5],[61,6,61,7],[61,8,61,9],[61,10,61,11],[61,12,61,13],[61,14,61,15],[63,12,64,12],[63,13,64,13],[63,14,64,14],[63,15,64,15],[65,0,68,0],[69,0,72,0],[62,12,62,13],[62,14,62,15],[63,4,64,4],[63,5,64,5],[63,6,64,6],[63,7,64,7],[63,8,64,8],[63,9,64,9],[63,10,64,10],[63,11,64,11],[62,0,64,0],[62,1,64,1],[62,4,62,5],[62,6,62,7],[62,8,62,9],[62,10,62,11],[73,0,76,0],[79,0,80,1],[79,4,79,15],[80,4,80,5],[80,6,80,7],[80,8,80,9],[80,10,80,11],[80,12,80,13],[80,14,80,15],[82,12,83,12],[82,13,83,13],[82,14,83,14],[82,15,83,15],[84,0,87,0],[88,0,91,0],[81,12,81,13],[81,14,81,15],[82,4,83,4],[82,5,83,5],[82,6,83,6],[82,7,83,7],[82,8,83,8],[82,9,83,9],[82,10,83,10],[82,11,83,11],[81,0,83,0],[81,1,83,1],[81,4,81,5],[81,6,81,7],[81,8,81,9],[81,10,81,11],[92,0,95,0],[98,0,99,1],[98,4,98,15],[99,4,99,5],[99,6,99,7],[99,8,99,9],[99,10,99,11],[99,12,99,13],[99,14,99,15],[101,12,102,12],[101,13,102,13],[101,14,102,14],[101,15,102,15],[103,0,106,0],[107,0,110,0],[100,12,100,13],[100,14,100,15],[101,4,102,4],[101,5,102,5],[101,6,102,6],[101,7,102,7],[101,8,102,8],[101,9,102,9],[101,10,102,10],[101,11,102,11],[100,0,102,0],[100,1,102,1],[100,4,100,5],[100,6,100,7],[100,8,100,9],[100,10,100,11],[111,0,114,0],[117,0,118,1],[117,4,117,15],[118,4,118,5],[118,6,118,7],[118,8,118,9],[118,10,118,11],[118,12,118,13],[118,14,118,15],[130,0,133,0],[120,12,121,12],[120,13,121,13],[120,14,121,14],[120,15,121,15],[122,0,125,0],[126,0,129,0],[119,12,119,13],[119,14,119,15],[120,4,121,4],[120,5,121,5],[120,6,121,6],[120,7,121,7],[120,8,121,8],[120,9,121,9],[120,10,121,10],[120,11,121,11],[119,0,121,0],[119,1,121,1],[119,4,119,5],[119,6,119,7],[119,8,119,9],[119,10,119,11]]}
[]
["RANL_49"]
["Evaporator Air Flow",null,"Condenser  Entering Air Temperature ˚F"]
[1300,"CFM",85,null,90,null,95,null,100,null,105,null,110,null,115]
["Evap. Air °F DB","EWB†\n˚F","Capacity Mbtuh",null,"Capacity Mbtuh",null,"Capacity Mbtuh",null,"Capacity Mbtuh",null,"Capacity Mbtuh",null,"Capacity Mbtuh",null,"Capacity Mbtuh"]
[null,null,"Total","Sens.","Total","Sens.","Total","Sens.","Total","Sens.","Total","Sens.","Total","Sens.","Total","Sens."]
[null,null,null,null,null,null,null,null,null,null,null,null,null,null,null,null,null,"Total Factors",null,null,null,null,null,null,"Sens. %",null,null,null,null,null,null,"IDB Adj",null,null,null,null,null,null,"Sens Calc"]
[72,71,{"$f":"R8*$G$17","v":46.4},{"$f":"IF(AM8>C8,C8,AM8)","v":17.2},{"$f":"S8*$G$17","v":45.2},{"$f":"IF(AN8>E8,E8,AN8)","v":16.8},{"$f":"T8*$G$17","v":44},{"$f":"IF(AO8>G8,G8,AO8)","v":16.400000000000002},{"$f":"U8*$G$17","v":42.85},{"$f":"IF(AP8>I8,I8,AP8)","v":16.05},{"$f":"V8*$G$17","v":41.699999999999996},{"$f":"IF(AQ8>K8,K8,AQ8)","v":15.699999999999998},{"$f":"W8*$G$17","v":40.449999999999996},{"$f":"IF(AR8>M8,M8,AR8)","v":15.299999999999997},{"$f":"X8*$G$17","v":39.200000000000003},{"$f":"IF(AS8>O8,O8,AS8)","v":14.900000000000002},null,0.99784946236559136,0.97204301075268817,0.94623655913978499,0.92150537634408602,0.89677419354838706,0.86989247311827955,0.84301075268817205,0.37068965517241381,0.37168141592920356,0.37272727272727274,0.37456242707117854,0.3764988009592326,0.37824474660074164,0.38010204081632654,1,1,1,1,1,1,1,{"$f":"Y8*C8*AF8","v":17.2},{"$f":"Z8*E8*AG8","v":16.8},{"$f":"AA8*G8*AH8","v":16.400000000000002},{"$f":"AB8*I8*AI8","v":16.05},{"$f":"AC8*K8*AJ8","v":15.699999999999998},{"$f":"AD8*M8*AK8","v":15.299999999999997},{"$f":"AE8*O8*AL8","v":14.900000000000002}]
[null,67,{"$f":"R9*$G$17","v":43.2},22.2,{"$f":"S9*$G$17","v":42},{"$f":"IF(AN9>E9,E9,AN9)","v":21.8},{"$f":"T9*$G$17","v":40.800000000000004},{"$f":"IF(AO9>G9,G9,AO9)","v":21.400000000000002},{"$f":"U9*$G$17","v":39.65},{"$f":"IF(AP9>I9,I9,AP9)","v":21.049999999999997},{"$f":"V9*$G$17","v":38.5},{"$f":"IF(AQ9>K9,K9,AQ9)","v":20.7},{"$f":"W9*$G$17","v":37.200000000000003},{"$f":"IF(AR9>M9,M9,AR9)","v":20.3},{"$f":"X9*$G$17","v":35.900000000000006},{"$f":"IF(AS9>O9,O9,AS9)","v":19.900000000000002},null,0.92903225806451617,0.90322580645161288,0.8774193548387097,0.85268817204301073,0.82795698924731187,0.8,0.77204301075268822,0.51388888888888884,0.51904761904761909,0.52450980392156865,0.53089533417402268,0.53766233766233762,0.54569892473118276,0.55431754874651806,1,1,1,1,1,1,1,{"$f":"Y9*C9*AF9","v":22.2},{"$f":"Z9*E9*AG9","v":21.8},{"$f":"AA9*G9*AH9","v":21.400000000000002},{"$f":"AB9*I9*AI9","v":21.049999999999997},{"$f":"AC9*K9*AJ9","v":20.7},{"$f":"AD9*M9*AK9","v":20.3},{"$f":"AE9*O9*AL9","v":19.900000000000002}]
[null,63,42.1,27.7,40.200000000000003,26.85,38.299999999999997,25.999999999999996,36.9,25.5,35.5,25,34.25,24.599999999999998,33,24.2,null,0.90537634408602152,0.86451612903225805,0.82365591397849458,0.79354838709677422,0.76344086021505375,0.73655913978494625,0.70967741935483875,0.65795724465558192,0.66791044776119401,0.6788511749347258,0.69105691056910568,0.70422535211267601,0.71824817518248174,0.73333333333333328,1,1,1,1,1,1,1,27.7,26.85,25.999999999999996,25.5,25,24.599999999999998,24.2]
[null,59,37.5,33.199999999999996,37,32.75,36.5,32.300000000000004,36.25,32.1,36,31.9,34.75,30.75,33.5,29.6,null,0.80645161290322576,0.79569892473118276,0.78494623655913975,0.77956989247311825,0.77419354838709675,0.74731182795698925,0.72043010752688175,0.88533333333333331,0.88513513513513509,0.8849315068493151,0.88551724137931032,0.88611111111111107,0.8848920863309353,0.88358208955223883,1,1,1,1,1,1,1,33.199999999999996,32.75,32.300000000000004,32.1,31.9,30.75,29.6]
[76,71,47.95,20.950000000000003,46.75,20.5,45.550000000000004,20.05,44.3,19.549999999999997,43.05,19.099999999999998,41.75,18.600000000000001,40.449999999999996,18.099999999999998,null,1.0311827956989248,1.0053763440860215,0.97956989247311832,0.95268817204301071,0.9258064516129032,0.89784946236559138,0.86989247311827955,0.43691345151199168,0.43850267379679142,0.44017563117453345,0.44130925507900676,0.44367015098722418,0.44550898203592815,0.44746600741656367,1,1,1,1,1,1,1,20.950000000000003,20.5,20.05,19.549999999999997,19.099999999999998,18.600000000000001,18.099999999999998]
[null,67,47.45,27.850000000000005,46.15,27.349999999999998,{"$f":"T13*$G$17","v":44.85},26.85,43.45,26.25,42.05,25.7,40.6,25.150000000000002,39.15,24.55,null,1.0204301075268818,0.99247311827956985,0.96451612903225803,0.93440860215053767,0.9043010752688172,0.87311827956989252,0.84193548387096773,0.58693361433087465,0.59263271939328277,0.59866220735785958,0.60414269275028765,0.61117717003567185,0.61945812807881773,0.62707535121328228,1,1,1,1,1,1,1,27.850000000000005,27.349999999999998,26.85,26.25,25.7,25.150000000000002,24.55]
[null,63,40.9,32.549999999999997,39.800000000000004,32.1,38.75,31.65,37.6,31.150000000000002,36.449999999999996,30.65,35.299999999999997,30.249999999999996,34.15,29.8,null,0.87956989247311823,0.8559139784946237,0.83333333333333337,0.8086021505376344,0.78387096774193543,0.75913978494623657,0.7344086021505376,0.79584352078239606,0.80653266331658291,0.8167741935483871,0.82845744680851063,0.84087791495198905,0.85694050991501414,0.87262079062957543,1,1,1,1,1,1,1,32.549999999999997,32.1,31.65,31.150000000000002,30.65,30.249999999999996,29.8]
[null,59,39.15,38.449999999999996,38.75,38.049999999999997,38.35,37.65,37.299999999999997,36.65,36.25,35.6,34.85,34.200000000000003,33.4,32.799999999999997,null,0.84193548387096773,0.83333333333333337,0.8247311827956989,0.80215053763440858,0.77956989247311825,0.74946236559139789,0.7182795698924731,0.98212005108556832,0.98193548387096774,0.98174706649282917,0.98257372654155495,0.98206896551724143,0.9813486370157819,0.98203592814371254,1,1,1,1,1,1,1,38.449999999999996,38.049999999999997,37.65,36.65,35.6,34.200000000000003,32.799999999999997]
[80,71,46.300000000000004,26.300000000000004,45.25,25.8,44.2,25.3,43.85,25.15,43.5,25,43.1,24.900000000000002,42.7,24.8,null,0.99569892473118282,0.9731182795698925,0.95053763440860217,0.94301075268817203,0.93548387096774188,0.92688172043010753,0.91827956989247317,0.56803455723542118,0.5701657458563536,0.57239819004524883,0.5735461801596351,0.57471264367816088,0.57772621809744784,0.58079625292740045,1,1,1,1,1,1,1,26.300000000000004,25.8,25.3,25.15,25,24.900000000000002,24.8]
[null,67,46.9,33.4,46.7,33.325000000000003,46.5,33.25,44.35,32.174999999999997,42.199999999999996,31.099999999999998,40.949999999999996,30.499999999999996,39.700000000000003,29.900000000000002,null,1.0086021505376344,1.0043010752688173,1,0.95376344086021503,0.90752688172043006,0.88064516129032255,0.85376344086021505,0.71215351812366734,0.7135974304068522,0.71505376344086025,0.72547914317925588,0.73696682464454977,0.74481074481074483,0.75314861460957183,1,1,1,1,1,1,1,33.4,33.325000000000003,33.25,32.174999999999997,31.099999999999998,30.499999999999996,29.900000000000002]
[null,63,44.4,38,43.1,37.35,{"$f":"T18*$G$17","v":41.8},36.699999999999996,40.449999999999996,36,39.1,35.300000000000004,37.75,34.65,36.4,34,null,0.95483870967741935,0.92688172043010753,0.8989247311827957,0.86989247311827955,0.8408602150537634,0.81182795698924726,0.78279569892473122,0.85585585585585588,0.86658932714617165,0.87799043062200954,0.88998763906056866,0.90281329923273657,0.9178807947019868,0.93406593406593408,1,1,1,1,1,1,1,38,37.35,36.699999999999996,36,35.300000000000004,34.65,34]
[null,59,41.3,41,40.050000000000004,39.75,{"$f":"T19*$G$17","v":38.799999999999997},38.5,37.5,37.200000000000003,36.199999999999996,35.899999999999991,34.75,34.5,33.300000000000004,33.100000000000009,null,0.8881720430107527,0.8612903225806452,0.83440860215053758,0.80645161290322576,0.77849462365591393,0.74731182795698925,0.71612903225806457,0.99273607748184023,0.99250936329588013,0.99226804123711343,0.99199999999999999,0.99171270718232041,0.9928057553956835,0.99399399399399402,1,1,1,1,1,1,1,41,39.75,38.5,37.200000000000003,35.899999999999991,34.5,33.100000000000009]

{"sheet":"RANL_60","index":29,"n_rows":19,"n_cols":45,"rows_kept":19,"cut":false,"hidden":true,"merged":[[2,0,2,1],[2,2,2,15],[3,2,3,3],[3,4,3,5],[3,6,3,7],[3,8,3,9],[3,10,3,11],[3,12,3,13],[3,14,3,15],[5,2,6,2],[5,3,6,3],[5,4,6,4],[5,5,6,5],[5,6,6,6],[5,7,6,7],[5,8,6,8],[4,0,6,0],[4,1,6,1],[4,2,4,3],[4,4,4,5],[4,6,4,7],[4,8,4,9],[5,9,6,9],[5,10,6,10],[5,11,6,11],[5,12,6,12],[5,13,6,13],[5,14,6,14],[5,15,6,15],[4,10,4,11],[4,12,4,13],[4,14,4,15],[41,4,41,15],[42,4,42,5],[42,6,42,7],[42,8,42,9],[42,10,42,11],[42,12,42,13],[42,14,42,15],[7,0,10,0],[11,0,14,0],[15,0,18,0],[31,0,34,0],[35,0,38,0],[41,0,42,1],[44,12,45,12],[44,13,45,13],[44,14,45,14],[44,15,45,15],[46,0,49,0],[50,0,53,0],[43,12,43,13],[43,14,43,15],[44,4,45,4],[44,5,45,5],[44,6,45,6],[44,7,45,7],[44,8,45,8],[44,9,45,9],[44,10,45,10],[44,11,45,11],[43,0,45,0],[43,1,45,1],[43,4,43,5],[43,6,43,7],[43,8,43,9],[43,10,43,11],[54,0,57,0],[60,0,61,1],[60,4,60,15],[61,4,61,5],[61,6,61,7],[61,8,61,9],[61,10,61,11],[61,12,61,13],[61,14,61,15],[63,12,64,12],[63,13,64,13],[63,14,64,14],[63,15,64,15],[65,0,68,0],[69,0,72,0],[62,12,62,13],[62,14,62,15],[63,4,64,4],[63,5,64,5],[63,6,64,6],[63,7,64,7],[63,8,64,8],[63,9,64,9],[63,10,64,10],[63,11,64,11],[62,0,64,0],[62,1,64,1],[62,4,62,5],[62,6,62,7],[62,8,62,9],[62,10,62,11],[73,0,76,0],[79,0,80,1],[79,4,79,15],[80,4,80,5],[80,6,80,7],[80,8,80,9],[80,10,80,11],[80,12,80,13],[80,14,80,15],[82,12,83,12],[82,13,83,13],[82,14,83,14],[82,15,83,15],[84,0,87,0],[88,0,91,0],[81,12,81,13],[81,14,81,15],[82,4,83,4],[82,5,83,5],[82,6,83,6],[82,7,83,7],[82,8,83,8],[82,9,83,9],[82,10,83,10],[82,11,83,11],[81,0,83,0],[81,1,83,1],[81,4,81,5],[81,6,81,7],[81,8,81,9],[81,10,81,11],[92,0,95,0],[98,0,99,1],[98,4,98,15],[99,4,99,5],[99,6,99,7],[99,8,99,9],[99,10,99,11],[99,12,99,13],[99,14,99,15],[101,12,102,12],[101,13,102,13],[101,14,102,14],[101,15,102,15],[103,0,106,0],[107,0,110,0],[100,12,100,13],[100,14,100,15],[101,4,102,4],[101,5,102,5],[101,6,102,6],[101,7,102,7],[101,8,102,8],[101,9,102,9],[101,10,102,10],[101,11,102,11],[100,0,102,0],[100,1,102,1],[100,4,100,5],[100,6,100,7],[100,8,100,9],[100,10,100,11],[111,0,114,0],[117,0,118,1],[117,4,117,15],[118,4,118,5],[118,6,118,7],[118,8,118,9],[118,10,118,11],[118,12,118,13],[118,14,118,15],[130,0,133,0],[120,12,121,12],[120,13,121,13],[120,14,121,14],[120,15,121,15],[122,0,125,0],[126,0,129,0],[119,12,119,13],[119,14,119,15],[120,4,121,4],[120,5,121,5],[120,6,121,6],[120,7,121,7],[120,8,121,8],[120,9,121,9],[120,10,121,10],[120,11,121,11],[119,0,121,0],[119,1,121,1],[119,4,119,5],[119,6,119,7],[119,8,119,9],[119,10,119,11]]}
[]
["RANL_60"]
["Evaporator Air Flow",null,"Condenser  Entering Air Temperature ˚F"]
[1650,"CFM",85,null,90,null,95,null,100,null,105,null,110,null,115]
["Evap. Air °F DB","EWB†\n˚F","Capacity Mbtuh",null,"Capacity Mbtuh",null,"Capacity Mbtuh",null,"Capacity Mbtuh",null,"Capacity Mbtuh",null,"Capacity Mbtuh",null,"Capacity Mbtuh"]
[null,null,"Total","Sens.","Total","Sens.","Total","Sens.","Total","Sens.","Total","Sens.","Total","Sens.","Total","Sens."]
[null,null,null,null,null,null,null,null,null,null,null,null,null,null,null,null,null,"Total Factors",null,null,null,null,null,null,"Sens. %",null,null,null,null,null,null,"IDB Adj",null,null,null,null,null,null,"Sens Calc"]
[72,71,{"$f":"R8*$G$17","v":58.199999999999996},{"$f":"IF(AM8>C8,C8,AM8)","v":19.7},{"$f":"S8*$G$17","v":57.25},{"$f":"IF(AN8>E8,E8,AN8)","v":19.649999999999999},{"$f":"T8*$G$17","v":56.3},{"$f":"IF(AO8>G8,G8,AO8)","v":19.599999999999998},{"$f":"U8*$G$17","v":54.75},{"$f":"IF(AP8>I8,I8,AP8)","v":19.25},{"$f":"V8*$G$17","v":53.199999999999996},{"$f":"IF(AQ8>K8,K8,AQ8)","v":18.899999999999999},{"$f":"W8*$G$17","v":51.25},{"$f":"IF(AR8>M8,M8,AR8)","v":18.349999999999998},{"$f":"X8*$G$17","v":49.3},{"$f":"IF(AS8>O8,O8,AS8)","v":17.8},null,0.98145025295109611,0.96543001686340646,0.94940978077571669,0.92327150084317033,0.89713322091062397,0.86424957841483985,0.83136593591905561,0.33848797250859108,0.34323144104803494,0.34813499111900531,0.35159817351598172,0.35526315789473684,0.35804878048780486,0.36105476673427994,1,1,1,1,1,1,1,{"$f":"Y8*C8*AF8","v":19.7},{"$f":"Z8*E8*AG8","v":19.649999999999999},{"$f":"AA8*G8*AH8","v":19.599999999999998},{"$f":"AB8*I8*AI8","v":19.25},{"$f":"AC8*K8*AJ8","v":18.899999999999999},{"$f":"AD8*M8*AK8","v":18.349999999999998},{"$f":"AE8*O8*AL8","v":17.8}]
[null,67,{"$f":"R9*$G$17","v":58.699999999999996},28.099999999999998,{"$f":"S9*$G$17","v":56.25},{"$f":"IF(AN9>E9,E9,AN9)","v":27.3},{"$f":"T9*$G$17","v":53.8},{"$f":"IF(AO9>G9,G9,AO9)","v":26.499999999999996},{"$f":"U9*$G$17","v":52.3},{"$f":"IF(AP9>I9,I9,AP9)","v":26.2},{"$f":"V9*$G$17","v":50.8},{"$f":"IF(AQ9>K9,K9,AQ9)","v":25.9},{"$f":"W9*$G$17","v":48.849999999999994},{"$f":"IF(AR9>M9,M9,AR9)","v":25.349999999999998},{"$f":"X9*$G$17","v":46.9},{"$f":"IF(AS9>O9,O9,AS9)","v":24.8},null,0.98988195615514329,0.94856661045531199,0.90725126475548057,0.88195615514333892,0.85666104553119726,0.82377740303541314,0.79089376053962901,0.47870528109028959,0.48533333333333334,0.49256505576208176,0.50095602294455066,0.50984251968503935,0.51893551688843398,0.52878464818763327,1,1,1,1,1,1,1,{"$f":"Y9*C9*AF9","v":28.099999999999998},{"$f":"Z9*E9*AG9","v":27.3},{"$f":"AA9*G9*AH9","v":26.499999999999996},{"$f":"AB9*I9*AI9","v":26.2},{"$f":"AC9*K9*AJ9","v":25.9},{"$f":"AD9*M9*AK9","v":25.349999999999998},{"$f":"AE9*O9*AL9","v":24.8}]
[null,63,58.199999999999996,36.699999999999996,56.4,36.15,54.599999999999994,35.599999999999994,51.599999999999994,34.299999999999997,48.599999999999994,33,46.249999999999993,32.199999999999996,43.9,31.4,null,0.98145025295109611,0.95109612141652611,0.9207419898819561,0.8701517706576728,0.81956155143338949,0.7799325463743676,0.7403035413153457,0.63058419243986252,0.64095744680851063,0.65201465201465203,0.6647286821705426,0.67901234567901236,0.69621621621621621,0.71526195899772205,1,1,1,1,1,1,1,36.699999999999996,36.15,35.599999999999994,34.299999999999997,33,32.199999999999996,31.4]
[null,59,49.199999999999996,43.199999999999996,48.199999999999996,42.3,47.2,41.400000000000006,47.2,41.400000000000006,47.2,41.400000000000006,45.9,40.25,44.6,39.1,null,0.8296795952782462,0.81281618887015172,0.79595278246205736,0.79595278246205736,0.79595278246205736,0.77403035413153454,0.75210792580101182,0.87804878048780488,0.87759336099585061,0.8771186440677966,0.8771186440677966,0.8771186440677966,0.87690631808278863,0.87668161434977576,1,1,1,1,1,1,1,43.199999999999996,42.3,41.400000000000006,41.400000000000006,41.400000000000006,40.25,39.1]
[76,71,64.25,26.05,63.15,25.85,62.05,25.7,60.35,25.2,58.599999999999994,24.699999999999996,56.449999999999996,23.95,54.3,23.25,null,1.0834738617200674,1.0649241146711637,1.0463743676222597,1.0177065767284992,0.98819561551433388,0.95193929173693081,0.91568296795952786,0.40544747081712063,0.4093428345209818,0.41418211120064463,0.41756420878210437,0.42150170648464164,0.42426926483613819,0.42817679558011051,1,1,1,1,1,1,1,26.05,25.85,25.7,25.2,24.699999999999996,23.95,23.25]
[null,67,61.54999999999999,33.949999999999996,60.5,33.75,{"$f":"T13*$G$17","v":59.4},33.6,57.75,33.1,56.099999999999994,32.65,53.949999999999996,31.849999999999998,51.75,31.099999999999998,null,1.0379426644182124,1.0202360876897134,1.0016863406408094,0.97386172006745364,0.94603709949409776,0.9097807757166948,0.87268128161888703,0.55158407798537779,0.55785123966942152,0.56565656565656564,0.5731601731601732,0.58199643493761144,0.59036144578313254,0.60096618357487919,1,1,1,1,1,1,1,33.949999999999996,33.75,33.6,33.1,32.65,31.849999999999998,31.099999999999998]
[null,63,56.65,43.449999999999996,54.9,42.75,53.199999999999996,42.05,51.199999999999996,41.099999999999994,49.15,40.200000000000003,47.15,39.4,45.15,38.549999999999997,null,0.95531197301854975,0.92580101180438445,0.89713322091062397,0.86340640809443503,0.82883642495784149,0.79510961214165266,0.76138279932546371,0.76699029126213591,0.77868852459016391,0.79041353383458646,0.802734375,0.81790437436419128,0.83563096500530221,0.85382059800664456,1,1,1,1,1,1,1,43.449999999999996,42.75,42.05,41.099999999999994,40.200000000000003,39.4,38.549999999999997]
[null,59,50.9,49.75,50.5,49.35,50.099999999999994,48.949999999999989,49.4,48.25,48.65,47.55,46.599999999999994,45.499999999999993,44.55,43.5,null,0.85834738617200679,0.85160202360876902,0.84485666104553114,0.83305227655986513,0.82040472175379431,0.78583473861720066,0.75126475548060712,0.97740667976424367,0.97722772277227721,0.97704590818363268,0.97672064777327938,0.97738951695786225,0.97639484978540769,0.97643097643097643,1,1,1,1,1,1,1,49.75,49.35,48.949999999999989,48.25,47.55,45.499999999999993,43.5]
[80,71,63.9,34.4,62.800000000000004,34.050000000000004,61.699999999999996,33.699999999999996,60.04999999999999,33.049999999999997,58.4,32.4,56.4,31.449999999999996,54.4,30.5,null,1.0775716694772344,1.0590219224283306,1.0404721753794266,1.0126475548060707,0.98482293423271505,0.95109612141652611,0.91736930860033727,0.53834115805946792,0.54219745222929938,0.54619124797406804,0.55037468776019982,0.5547945205479452,0.55762411347517726,0.56066176470588236,1,1,1,1,1,1,1,34.4,34.050000000000004,33.699999999999996,33.049999999999997,32.4,31.449999999999996,30.5]
[null,67,61.599999999999994,41.699999999999996,60.449999999999996,41.35,59.3,41,57.65,40.35,55.999999999999993,39.699999999999996,53.849999999999994,38.65,51.699999999999996,37.6,null,1.0387858347386172,1.0193929173693086,1,0.97217537942664423,0.94435075885328834,0.90809443507588528,0.87183811129848232,0.67694805194805197,0.68403639371381308,0.69139966273187181,0.69991326973113621,0.70892857142857146,0.71773444753946147,0.72727272727272729,1,1,1,1,1,1,1,41.699999999999996,41.35,41,40.35,39.699999999999996,38.65,37.6]
[null,63,58.3,48.3,57.199999999999996,48,{"$f":"T18*$G$17","v":56.099999999999994},47.699999999999996,54.4,47,52.699999999999996,46.3,50.6,45.300000000000004,48.499999999999993,44.29999999999999,null,0.98313659359190553,0.96458684654300164,0.94603709949409776,0.91736930860033727,0.88870151770657668,0.85328836424957843,0.81787521079258008,0.82847341337907376,0.83916083916083917,0.85026737967914434,0.86397058823529416,0.87855787476280833,0.89525691699604748,0.91340206185567008,1,1,1,1,1,1,1,48.3,48,47.699999999999996,47,46.3,45.300000000000004,44.29999999999999]
[null,59,54.3,53.5,53.199999999999996,52.4,{"$f":"T19*$G$17","v":52.1},51.300000000000004,50.449999999999996,49.65,48.8,47.999999999999993,46.65,45.9,44.5,43.8,null,0.91568296795952786,0.89713322091062397,0.87858347386172009,0.8507588532883642,0.82293423271500843,0.78667790893760536,0.75042158516020241,0.98526703499079193,0.98496240601503759,0.98464491362763917,0.98414271555996036,0.98360655737704916,0.98392282958199362,0.98426966292134832,1,1,1,1,1,1,1,53.5,52.4,51.300000000000004,49.65,47.999999999999993,45.9,43.8]

{"sheet":"RAPM_18","index":30,"n_rows":19,"n_cols":45,"rows_kept":19,"cut":false,"hidden":true,"merged":[[2,0,2,1],[2,2,2,15],[3,2,3,3],[3,4,3,5],[3,6,3,7],[3,8,3,9],[3,10,3,11],[3,12,3,13],[3,14,3,15],[5,2,6,2],[5,3,6,3],[5,4,6,4],[5,5,6,5],[5,6,6,6],[5,7,6,7],[5,8,6,8],[4,0,6,0],[4,1,6,1],[4,2,4,3],[4,4,4,5],[4,6,4,7],[4,8,4,9],[5,9,6,9],[5,10,6,10],[5,11,6,11],[5,12,6,12],[5,13,6,13],[5,14,6,14],[5,15,6,15],[4,10,4,11],[4,12,4,13],[4,14,4,15],[41,4,41,15],[42,4,42,5],[42,6,42,7],[42,8,42,9],[42,10,42,11],[42,12,42,13],[42,14,42,15],[7,0,10,0],[11,0,14,0],[15,0,18,0],[31,0,34,0],[35,0,38,0],[41,0,42,1],[44,12,45,12],[44,13,45,13],[44,14,45,14],[44,15,45,15],[46,0,49,0],[50,0,53,0],[43,12,43,13],[43,14,43,15],[44,4,45,4],[44,5,45,5],[44,6,45,6],[44,7,45,7],[44,8,45,8],[44,9,45,9],[44,10,45,10],[44,11,45,11],[43,0,45,0],[43,1,45,1],[43,4,43,5],[43,6,43,7],[43,8,43,9],[43,10,43,11],[54,0,57,0],[60,0,61,1],[60,4,60,15],[61,4,61,5],[61,6,61,7],[61,8,61,9],[61,10,61,11],[61,12,61,13],[61,14,61,15],[63,12,64,12],[63,13,64,13],[63,14,64,14],[63,15,64,15],[65,0,68,0],[69,0,72,0],[62,12,62,13],[62,14,62,15],[63,4,64,4],[63,5,64,5],[63,6,64,6],[63,7,64,7],[63,8,64,8],[63,9,64,9],[63,10,64,10],[63,11,64,11],[62,0,64,0],[62,1,64,1],[62,4,62,5],[62,6,62,7],[62,8,62,9],[62,10,62,11],[73,0,76,0],[79,0,80,1],[79,4,79,15],[80,4,80,5],[80,6,80,7],[80,8,80,9],[80,10,80,11],[80,12,80,13],[80,14,80,15],[82,12,83,12],[82,13,83,13],[82,14,83,14],[82,15,83,15],[84,0,87,0],[88,0,91,0],[81,12,81,13],[81,14,81,15],[82,4,83,4],[82,5,83,5],[82,6,83,6],[82,7,83,7],[82,8,83,8],[82,9,83,9],[82,10,83,10],[82,11,83,11],[81,0,83,0],[81,1,83,1],[81,4,81,5],[81,6,81,7],[81,8,81,9],[81,10,81,11],[92,0,95,0],[98,0,99,1],[98,4,98,15],[99,4,99,5],[99,6,99,7],[99,8,99,9],[99,10,99,11],[99,12,99,13],[99,14,99,15],[101,12,102,12],[101,13,102,13],[101,14,102,14],[101,15,102,15],[103,0,106,0],[107,0,110,0],[100,12,100,13],[100,14,100,15],[101,4,102,4],[101,5,102,5],[101,6,102,6],[101,7,102,7],[101,8,102,8],[101,9,102,9],[101,10,102,10],[101,11,102,11],[100,0,102,0],[100,1,102,1],[100,4,100,5],[100,6,100,7],[100,8,100,9],[100,10,100,11],[111,0,114,0],[117,0,118,1],[117,4,117,15],[118,4,118,5],[118,6,118,7],[118,8,118,9],[118,10,118,11],[118,12,118,13],[118,14,118,15],[130,0,133,0],[120,12,121,12],[120,13,121,13],[120,14,121,14],[120,15,121,15],[122,0,125,0],[126,0,129,0],[119,12,119,13],[119,14,119,15],[120,4,121,4],[120,5,121,5],[120,6,121,6],[120,7,121,7],[120,8,121,8],[120,9,121,9],[120,10,121,10],[120,11,121,11],[119,0,121,0],[119,1,121,1],[119,4,119,5],[119,6,119,7],[119,8,119,9],[119,10,119,11]]}
[]
["RAPM_18"]
["Evaporator Air Flow",null,"Condenser  Entering Air Temperature ˚F"]
[575,"CFM",85,null,90,null,95,null,100,null,105,null,110,null,115]
["Evap. Air °F DB","EWB†\n˚F","Capacity Mbtuh",null,"Capacity Mbtuh",null,"Capacity Mbtuh",null,"Capacity Mbtuh",null,"Capacity Mbtuh",null,"Capacity Mbtuh",null,"Capacity Mbtuh"]
[null,null,"Total","Sens.","Total","Sens.","Total","Sens.","Total","Sens.","Total","Sens.","Total","Sens.","Total","Sens."]
[null,null,null,null,null,null,null,null,null,null,null,null,null,null,null,null,null,"Total Factors",null,null,null,null,null,null,"Sens. %",null,null,null,null,null,null,"IDB Adj",null,null,null,null,null,null,"Sens Calc"]
[72,71,{"$f":"R8*$G$17","v":18.599999999999998},{"$f":"IF(AM8>C8,C8,AM8)","v":6.3999999999999995},{"$f":"S8*$G$17","v":18.149999999999999},{"$f":"IF(AN8>E8,E8,AN8)","v":6.3},{"$f":"T8*$G$17","v":17.7},{"$f":"IF(AO8>G8,G8,AO8)","v":6.1999999999999993},{"$f":"U8*$G$17","v":17.25},{"$f":"IF(AP8>I8,I8,AP8)","v":6.15},{"$f":"V8*$G$17","v":16.799999999999997},{"$f":"IF(AQ8>K8,K8,AQ8)","v":6.0999999999999988},{"$f":"W8*$G$17","v":16.349999999999998},{"$f":"IF(AR8>M8,M8,AR8)","v":6.0499999999999989},{"$f":"X8*$G$17","v":15.899999999999999},{"$f":"IF(AS8>O8,O8,AS8)","v":6},null,1.0108695652173914,0.98641304347826086,0.96195652173913049,0.9375,0.91304347826086951,0.88858695652173914,0.86413043478260865,0.34408602150537637,0.34710743801652894,0.35028248587570621,0.35652173913043478,0.36309523809523808,0.37003058103975534,0.37735849056603776,1,1,1,1,1,1,1,{"$f":"Y8*C8*AF8","v":6.3999999999999995},{"$f":"Z8*E8*AG8","v":6.3},{"$f":"AA8*G8*AH8","v":6.1999999999999993},{"$f":"AB8*I8*AI8","v":6.15},{"$f":"AC8*K8*AJ8","v":6.0999999999999988},{"$f":"AD8*M8*AK8","v":6.0499999999999989},{"$f":"AE8*O8*AL8","v":6}]
[null,67,{"$f":"R9*$G$17","v":18.299999999999997},8.9999999999999982,{"$f":"S9*$G$17","v":17.549999999999997},{"$f":"IF(AN9>E9,E9,AN9)","v":8.7499999999999982},{"$f":"T9*$G$17","v":16.799999999999997},{"$f":"IF(AO9>G9,G9,AO9)","v":8.4999999999999982},{"$f":"U9*$G$17","v":16.349999999999998},{"$f":"IF(AP9>I9,I9,AP9)","v":8.4499999999999993},{"$f":"V9*$G$17","v":15.899999999999999},{"$f":"IF(AQ9>K9,K9,AQ9)","v":8.3999999999999986},{"$f":"W9*$G$17","v":15.45},{"$f":"IF(AR9>M9,M9,AR9)","v":8.35},{"$f":"X9*$G$17","v":14.999999999999998},{"$f":"IF(AS9>O9,O9,AS9)","v":8.2999999999999989},null,0.99456521739130432,0.95380434782608692,0.91304347826086951,0.88858695652173914,0.86413043478260865,0.83967391304347827,0.81521739130434778,0.49180327868852458,0.4985754985754986,0.50595238095238093,0.51681957186544347,0.52830188679245282,0.54045307443365698,0.55333333333333334,1,1,1,1,1,1,1,{"$f":"Y9*C9*AF9","v":8.9999999999999982},{"$f":"Z9*E9*AG9","v":8.7499999999999982},{"$f":"AA9*G9*AH9","v":8.4999999999999982},{"$f":"AB9*I9*AI9","v":8.4499999999999993},{"$f":"AC9*K9*AJ9","v":8.3999999999999986},{"$f":"AD9*M9*AK9","v":8.35},{"$f":"AE9*O9*AL9","v":8.2999999999999989}]
[null,63,18.8,12.000000000000002,18.299999999999997,11.899999999999997,17.799999999999997,11.799999999999997,17,11.5,16.2,11.2,15.249999999999998,10.85,14.299999999999999,10.5,null,1.0217391304347827,0.99456521739130432,0.96739130434782605,0.92391304347826086,0.88043478260869568,0.82880434782608692,0.77717391304347827,0.63829787234042556,0.65027322404371579,0.6629213483146067,0.67647058823529416,0.69135802469135799,0.71147540983606561,0.73426573426573427,1,1,1,1,1,1,1,12.000000000000002,11.899999999999997,11.799999999999997,11.5,11.2,10.85,10.5]
[null,59,17.5,14.9,17.5,14.9,17.5,14.9,17.099999999999998,14.549999999999997,16.7,14.2,16.25,13.8,15.799999999999999,13.399999999999999,null,0.95108695652173914,0.95108695652173914,0.95108695652173914,0.92934782608695654,0.90760869565217395,0.88315217391304346,0.85869565217391308,0.85142857142857142,0.85142857142857142,0.85142857142857142,0.85087719298245612,0.85029940119760483,0.84923076923076923,0.84810126582278478,1,1,1,1,1,1,1,14.9,14.9,14.9,14.549999999999997,14.2,13.8,13.399999999999999]
[76,71,20.549999999999997,8.4499999999999993,20.049999999999997,8.2999999999999989,19.499999999999996,8.1499999999999986,18.999999999999996,8.0499999999999989,18.45,7.95,17.849999999999998,7.7999999999999989,17.25,7.6499999999999995,null,1.1168478260869565,1.0896739130434783,1.0597826086956521,1.0326086956521738,1.0027173913043479,0.97010869565217395,0.9375,0.41119221411192214,0.41396508728179549,0.41794871794871796,0.42368421052631577,0.43089430894308944,0.43697478991596639,0.44347826086956521,1,1,1,1,1,1,1,8.4499999999999993,8.2999999999999989,8.1499999999999986,8.0499999999999989,7.95,7.7999999999999989,7.6499999999999995]
[null,67,19.499999999999996,10.949999999999998,18.999999999999996,10.849999999999998,{"$f":"T13*$G$17","v":18.499999999999996},10.749999999999996,18,10.6,17.5,10.5,16.95,10.399999999999999,16.45,10.3,null,1.0597826086956521,1.0326086956521738,1.0054347826086956,0.97826086956521741,0.95108695652173914,0.92119565217391308,0.89402173913043481,0.56153846153846154,0.57105263157894737,0.58108108108108103,0.58888888888888891,0.6,0.6135693215339233,0.62613981762917936,1,1,1,1,1,1,1,10.949999999999998,10.849999999999998,10.749999999999996,10.6,10.5,10.399999999999999,10.3]
[null,63,18.849999999999998,14.6,18.299999999999997,14.399999999999997,17.75,14.200000000000001,17.2,14,16.649999999999999,13.799999999999999,15.899999999999999,13.5,15.15,13.15,null,1.0244565217391304,0.99456521739130432,0.96467391304347827,0.93478260869565222,0.90489130434782605,0.86413043478260865,0.82336956521739135,0.77453580901856767,0.78688524590163933,0.8,0.81395348837209303,0.8288288288288288,0.84905660377358494,0.86798679867986794,1,1,1,1,1,1,1,14.6,14.399999999999997,14.200000000000001,14,13.799999999999999,13.5,13.15]
[null,59,18.299999999999997,17.499999999999996,18,17.2,17.7,16.899999999999999,17.2,16.45,16.7,15.95,16.2,15.45,15.7,14.95,null,0.99456521739130432,0.97826086956521741,0.96195652173913049,0.93478260869565222,0.90760869565217395,0.88043478260869568,0.85326086956521741,0.95628415300546443,0.9555555555555556,0.95480225988700562,0.95639534883720934,0.95508982035928147,0.95370370370370372,0.95222929936305734,1,1,1,1,1,1,1,17.499999999999996,17.2,16.899999999999999,16.45,15.95,15.45,14.95]
[80,71,20.499999999999996,11.1,20.049999999999997,10.949999999999998,19.600000000000001,10.799999999999999,19.049999999999997,10.6,18.499999999999996,10.399999999999999,18,10.25,17.5,10.100000000000001,null,1.1141304347826086,1.0896739130434783,1.0652173913043479,1.0353260869565217,1.0054347826086956,0.97826086956521741,0.95108695652173914,0.54146341463414638,0.54613466334164584,0.55102040816326525,0.55643044619422577,0.56216216216216219,0.56944444444444442,0.57714285714285718,1,1,1,1,1,1,1,11.1,10.949999999999998,10.799999999999999,10.6,10.399999999999999,10.25,10.100000000000001]
[null,67,19.499999999999996,13.399999999999997,18.95,13.200000000000001,18.399999999999999,13,17.95,12.85,17.5,12.700000000000001,16.95,12.549999999999999,16.399999999999999,12.399999999999999,null,1.0597826086956521,1.0298913043478262,1,0.97554347826086951,0.95108695652173914,0.92119565217391308,0.89130434782608692,0.68717948717948718,0.69656992084432723,0.70652173913043481,0.71587743732590525,0.72571428571428576,0.74041297935103245,0.75609756097560976,1,1,1,1,1,1,1,13.399999999999997,13.200000000000001,13,12.85,12.700000000000001,12.549999999999999,12.399999999999999]
[null,63,18.8,15.700000000000001,18.299999999999997,15.499999999999998,{"$f":"T18*$G$17","v":17.799999999999997},15.299999999999997,17.299999999999997,15.149999999999997,16.799999999999997,14.999999999999998,16.3,14.85,15.799999999999999,14.7,null,1.0217391304347827,0.99456521739130432,0.96739130434782605,0.94021739130434778,0.91304347826086951,0.88586956521739135,0.85869565217391308,0.83510638297872342,0.84699453551912574,0.8595505617977528,0.87572254335260113,0.8928571428571429,0.91104294478527603,0.930379746835443,1,1,1,1,1,1,1,15.700000000000001,15.499999999999998,15.299999999999997,15.149999999999997,14.999999999999998,14.85,14.7]
[null,59,18.7,17.899999999999999,18.2,17.45,{"$f":"T19*$G$17","v":17.7},17,17.2,16.5,16.7,16,16.2,15.5,15.7,15,null,1.0163043478260869,0.98913043478260865,0.96195652173913049,0.93478260869565222,0.90760869565217395,0.88043478260869568,0.85326086956521741,0.95721925133689845,0.95879120879120883,0.96045197740112997,0.95930232558139539,0.95808383233532934,0.95679012345679015,0.95541401273885351,1,1,1,1,1,1,1,17.899999999999999,17.45,17,16.5,16,15.5,15]

{"sheet":"RAPM_24","index":31,"n_rows":19,"n_cols":45,"rows_kept":19,"cut":false,"hidden":true,"merged":[[2,0,2,1],[2,2,2,15],[3,2,3,3],[3,4,3,5],[3,6,3,7],[3,8,3,9],[3,10,3,11],[3,12,3,13],[3,14,3,15],[5,2,6,2],[5,3,6,3],[5,4,6,4],[5,5,6,5],[5,6,6,6],[5,7,6,7],[5,8,6,8],[4,0,6,0],[4,1,6,1],[4,2,4,3],[4,4,4,5],[4,6,4,7],[4,8,4,9],[5,9,6,9],[5,10,6,10],[5,11,6,11],[5,12,6,12],[5,13,6,13],[5,14,6,14],[5,15,6,15],[4,10,4,11],[4,12,4,13],[4,14,4,15],[41,4,41,15],[42,4,42,5],[42,6,42,7],[42,8,42,9],[42,10,42,11],[42,12,42,13],[42,14,42,15],[7,0,10,0],[11,0,14,0],[15,0,18,0],[31,0,34,0],[35,0,38,0],[41,0,42,1],[44,12,45,12],[44,13,45,13],[44,14,45,14],[44,15,45,15],[46,0,49,0],[50,0,53,0],[43,12,43,13],[43,14,43,15],[44,4,45,4],[44,5,45,5],[44,6,45,6],[44,7,45,7],[44,8,45,8],[44,9,45,9],[44,10,45,10],[44,11,45,11],[43,0,45,0],[43,1,45,1],[43,4,43,5],[43,6,43,7],[43,8,43,9],[43,10,43,11],[54,0,57,0],[60,0,61,1],[60,4,60,15],[61,4,61,5],[61,6,61,7],[61,8,61,9],[61,10,61,11],[61,12,61,13],[61,14,61,15],[63,12,64,12],[63,13,64,13],[63,14,64,14],[63,15,64,15],[65,0,68,0],[69,0,72,0],[62,12,62,13],[62,14,62,15],[63,4,64,4],[63,5,64,5],[63,6,64,6],[63,7,64,7],[63,8,64,8],[63,9,64,9],[63,10,64,10],[63,11,64,11],[62,0,64,0],[62,1,64,1],[62,4,62,5],[62,6,62,7],[62,8,62,9],[62,10,62,11],[73,0,76,0],[79,0,80,1],[79,4,79,15],[80,4,80,5],[80,6,80,7],[80,8,80,9],[80,10,80,11],[80,12,80,13],[80,14,80,15],[82,12,83,12],[82,13,83,13],[82,14,83,14],[82,15,83,15],[84,0,87,0],[88,0,91,0],[81,12,81,13],[81,14,81,15],[82,4,83,4],[82,5,83,5],[82,6,83,6],[82,7,83,7],[82,8,83,8],[82,9,83,9],[82,10,83,10],[82,11,83,11],[81,0,83,0],[81,1,83,1],[81,4,81,5],[81,6,81,7],[81,8,81,9],[81,10,81,11],[92,0,95,0],[98,0,99,1],[98,4,98,15],[99,4,99,5],[99,6,99,7],[99,8,99,9],[99,10,99,11],[99,12,99,13],[99,14,99,15],[101,12,102,12],[101,13,102,13],[101,14,102,14],[101,15,102,15],[103,0,106,0],[107,0,110,0],[100,12,100,13],[100,14,100,15],[101,4,102,4],[101,5,102,5],[101,6,102,6],[101,7,102,7],[101,8,102,8],[101,9,102,9],[101,10,102,10],[101,11,102,11],[100,0,102,0],[100,1,102,1],[100,4,100,5],[100,6,100,7],[100,8,100,9],[100,10,100,11],[111,0,114,0],[117,0,118,1],[117,4,117,15],[118,4,118,5],[118,6,118,7],[118,8,118,9],[118,10,118,11],[118,12,118,13],[118,14,118,15],[130,0,133,0],[120,12,121,12],[120,13,121,13],[120,14,121,14],[120,15,121,15],[122,0,125,0],[126,0,129,0],[119,12,119,13],[119,14,119,15],[120,4,121,4],[120,5,121,5],[120,6,121,6],[120,7,121,7],[120,8,121,8],[120,9,121,9],[120,10,121,10],[120,11,121,11],[119,0,121,0],[119,1,121,1],[119,4,119,5],[119,6,119,7],[119,8,119,9],[119,10,119,11]]}
[]
["RAPM_24"]
["Evaporator Air Flow",null,"Condenser  Entering Air Temperature ˚F"]
[735,"CFM",85,null,90,null,95,null,100,null,105,null,110,null,115]
["Evap. Air °F DB","EWB†\n˚F","Capacity Mbtuh",null,"Capacity Mbtuh",null,"Capacity Mbtuh",null,"Capacity Mbtuh",null,"Capacity Mbtuh",null,"Capacity Mbtuh",null,"Capacity Mbtuh"]
[null,null,"Total","Sens.","Total","Sens.","Total","Sens.","Total","Sens.","Total","Sens.","Total","Sens.","Total","Sens."]
[null,null,null,null,null,null,null,null,null,null,null,null,null,null,null,null,null,"Total Factors",null,null,null,null,null,null,"Sens. %",null,null,null,null,null,null,"IDB Adj",null,null,null,null,null,null,"Sens Calc"]
[72,71,{"$f":"R8*$G$17","v":24.4},{"$f":"IF(AM8>C8,C8,AM8)","v":8.3999999999999986},{"$f":"S8*$G$17","v":23.799999999999997},{"$f":"IF(AN8>E8,E8,AN8)","v":8.2999999999999989},{"$f":"T8*$G$17","v":23.199999999999996},{"$f":"IF(AO8>G8,G8,AO8)","v":8.1999999999999975},{"$f":"U8*$G$17","v":22.55},{"$f":"IF(AP8>I8,I8,AP8)","v":8},{"$f":"V8*$G$17","v":21.9},{"$f":"IF(AQ8>K8,K8,AQ8)","v":7.7999999999999989},{"$f":"W8*$G$17","v":21.15},{"$f":"IF(AR8>M8,M8,AR8)","v":7.4499999999999993},{"$f":"X8*$G$17","v":20.399999999999999},{"$f":"IF(AS8>O8,O8,AS8)","v":7.0999999999999988},null,1,0.97540983606557374,0.95081967213114749,0.92418032786885251,0.89754098360655743,0.86680327868852458,0.83606557377049184,0.34426229508196721,0.34873949579831931,0.35344827586206895,0.35476718403547675,0.35616438356164382,0.35224586288416077,0.34803921568627449,1,1,1,1,1,1,1,{"$f":"Y8*C8*AF8","v":8.3999999999999986},{"$f":"Z8*E8*AG8","v":8.2999999999999989},{"$f":"AA8*G8*AH8","v":8.1999999999999975},{"$f":"AB8*I8*AI8","v":8},{"$f":"AC8*K8*AJ8","v":7.7999999999999989},{"$f":"AD8*M8*AK8","v":7.4499999999999993},{"$f":"AE8*O8*AL8","v":7.0999999999999988}]
[null,67,{"$f":"R9*$G$17","v":23.4},11.499999999999998,{"$f":"S9*$G$17","v":22.749999999999996},{"$f":"IF(AN9>E9,E9,AN9)","v":11.349999999999998},{"$f":"T9*$G$17","v":22.099999999999998},{"$f":"IF(AO9>G9,G9,AO9)","v":11.199999999999998},{"$f":"U9*$G$17","v":21.449999999999996},{"$f":"IF(AP9>I9,I9,AP9)","v":10.999999999999996},{"$f":"V9*$G$17","v":20.799999999999997},{"$f":"IF(AQ9>K9,K9,AQ9)","v":10.799999999999999},{"$f":"W9*$G$17","v":20.049999999999997},{"$f":"IF(AR9>M9,M9,AR9)","v":10.499999999999998},{"$f":"X9*$G$17","v":19.3},{"$f":"IF(AS9>O9,O9,AS9)","v":10.200000000000001},null,0.95901639344262291,0.93237704918032782,0.90573770491803274,0.87909836065573765,0.85245901639344257,0.82172131147540983,0.79098360655737709,0.49145299145299143,0.49890109890109891,0.50678733031674206,0.51282051282051277,0.51923076923076927,0.52369077306733169,0.52849740932642486,1,1,1,1,1,1,1,{"$f":"Y9*C9*AF9","v":11.499999999999998},{"$f":"Z9*E9*AG9","v":11.349999999999998},{"$f":"AA9*G9*AH9","v":11.199999999999998},{"$f":"AB9*I9*AI9","v":10.999999999999996},{"$f":"AC9*K9*AJ9","v":10.799999999999999},{"$f":"AD9*M9*AK9","v":10.499999999999998},{"$f":"AE9*O9*AL9","v":10.200000000000001}]
[null,63,24.4,15.099999999999998,23.75,15,23.099999999999998,14.899999999999999,22.35,14.650000000000002,21.599999999999998,14.399999999999999,20.799999999999997,14.049999999999999,20,13.700000000000001,null,1,0.97336065573770492,0.94672131147540983,0.91598360655737709,0.88524590163934425,0.85245901639344257,0.81967213114754101,0.61885245901639341,0.63157894736842102,0.64502164502164505,0.65548098434004476,0.66666666666666663,0.67548076923076927,0.68500000000000005,1,1,1,1,1,1,1,15.099999999999998,15,14.899999999999999,14.650000000000002,14.399999999999999,14.049999999999999,13.700000000000001]
[null,59,23.099999999999998,18.399999999999999,22.4,18.2,21.7,18,20.999999999999996,17.599999999999998,20.299999999999997,17.199999999999996,19.45,16.5,18.599999999999998,15.799999999999999,null,0.94672131147540983,0.91803278688524592,0.88934426229508201,0.86065573770491799,0.83196721311475408,0.79713114754098358,0.76229508196721307,0.79653679653679654,0.8125,0.82949308755760365,0.83809523809523812,0.84729064039408863,0.84832904884318761,0.84946236559139787,1,1,1,1,1,1,1,18.399999999999999,18.2,18,17.599999999999998,17.199999999999996,16.5,15.799999999999999]
[76,71,27.049999999999997,11.149999999999999,26.400000000000002,10.950000000000001,25.7,10.8,24.949999999999996,10.499999999999998,24.2,10.199999999999999,23.349999999999998,9.7999999999999989,22.499999999999996,9.35,null,1.1086065573770492,1.0819672131147542,1.0532786885245902,1.0225409836065573,0.99180327868852458,0.95696721311475408,0.92213114754098358,0.4121996303142329,0.41477272727272729,0.42023346303501946,0.42084168336673344,0.42148760330578511,0.41970021413276232,0.41555555555555557,1,1,1,1,1,1,1,11.149999999999999,10.950000000000001,10.8,10.499999999999998,10.199999999999999,9.7999999999999989,9.35]
[null,67,25.7,14.5,25.049999999999997,14.35,{"$f":"T13*$G$17","v":24.4},14.149999999999999,23.7,13.9,22.95,13.65,22.15,13.2,21.3,12.8,null,1.0532786885245902,1.026639344262295,1,0.97131147540983609,0.94057377049180324,0.90778688524590168,0.87295081967213117,0.56420233463035019,0.57285429141716571,0.57991803278688525,0.5864978902953587,0.59477124183006536,0.59593679458239279,0.60093896713615025,1,1,1,1,1,1,1,14.5,14.35,14.149999999999999,13.9,13.65,13.2,12.8]
[null,63,24.499999999999996,18.549999999999997,23.799999999999997,18.299999999999997,23.05,18.05,22.35,17.75,21.65,17.45,20.799999999999997,16.949999999999996,19.95,16.45,null,1.0040983606557377,0.97540983606557374,0.94467213114754101,0.91598360655737709,0.88729508196721307,0.85245901639344257,0.81762295081967218,0.75714285714285712,0.76890756302521013,0.7830802603036876,0.7941834451901566,0.8060046189376443,0.81490384615384615,0.82456140350877194,1,1,1,1,1,1,1,18.549999999999997,18.299999999999997,18.05,17.75,17.45,16.949999999999996,16.45]
[null,59,23.05,20.75,22.4,20.55,21.75,20.349999999999998,21.05,19.850000000000001,20.299999999999997,19.349999999999998,19.45,18.55,18.599999999999998,17.75,null,0.94467213114754101,0.91803278688524592,0.89139344262295084,0.86270491803278693,0.83196721311475408,0.79713114754098358,0.76229508196721307,0.90021691973969631,0.9174107142857143,0.93563218390804592,0.94299287410926369,0.95320197044334976,0.95372750642673521,0.95430107526881724,1,1,1,1,1,1,1,20.75,20.55,20.349999999999998,19.850000000000001,19.349999999999998,18.55,17.75]
[80,71,26.8,14.600000000000001,26.249999999999996,14.399999999999999,25.7,14.200000000000001,24.9,13.799999999999999,24.099999999999998,13.399999999999999,23.299999999999997,12.899999999999999,22.499999999999996,12.399999999999999,null,1.098360655737705,1.0758196721311475,1.0532786885245902,1.0204918032786885,0.98770491803278693,0.95491803278688525,0.92213114754098358,0.54477611940298509,0.5485714285714286,0.55252918287937747,0.55421686746987953,0.55601659751037347,0.55364806866952787,0.55111111111111111,1,1,1,1,1,1,1,14.600000000000001,14.399999999999999,14.200000000000001,13.799999999999999,13.399999999999999,12.899999999999999,12.399999999999999]
[null,67,25.799999999999997,17.799999999999997,25.1,17.55,24.4,17.299999999999997,23.65,16.899999999999999,22.9,16.5,22.099999999999998,15.999999999999998,21.3,15.5,null,1.0573770491803278,1.028688524590164,1,0.96926229508196726,0.93852459016393441,0.90573770491803274,0.87295081967213117,0.68992248062015504,0.69920318725099606,0.70901639344262291,0.71458773784355178,0.72052401746724892,0.72398190045248867,0.72769953051643188,1,1,1,1,1,1,1,17.799999999999997,17.55,17.299999999999997,16.899999999999999,16.5,15.999999999999998,15.5]
[null,63,24.499999999999996,19.999999999999996,23.799999999999997,19.75,{"$f":"T18*$G$17","v":23.099999999999998},19.499999999999996,22.35,19.100000000000001,21.599999999999998,18.699999999999996,20.799999999999997,18.199999999999996,20,17.7,null,1.0040983606557377,0.97540983606557374,0.94672131147540983,0.91598360655737709,0.88524590163934425,0.85245901639344257,0.81967213114754101,0.81632653061224492,0.82983193277310929,0.8441558441558441,0.85458612975391501,0.8657407407407407,0.875,0.88500000000000001,1,1,1,1,1,1,1,19.999999999999996,19.75,19.499999999999996,19.100000000000001,18.699999999999996,18.199999999999996,17.7]
[null,59,23,20.8,22.4,20.599999999999998,{"$f":"T19*$G$17","v":21.799999999999997},20.399999999999999,21.05,19.900000000000002,20.299999999999997,19.399999999999999,19.45,18.599999999999998,18.599999999999998,17.799999999999997,null,0.94262295081967218,0.91803278688524592,0.89344262295081966,0.86270491803278693,0.83196721311475408,0.79713114754098358,0.76229508196721307,0.90434782608695652,0.9196428571428571,0.93577981651376152,0.94536817102137771,0.95566502463054193,0.95629820051413883,0.956989247311828,1,1,1,1,1,1,1,20.8,20.599999999999998,20.399999999999999,19.900000000000002,19.399999999999999,18.599999999999998,17.799999999999997]

{"sheet":"RAPM_30","index":32,"n_rows":19,"n_cols":45,"rows_kept":19,"cut":false,"hidden":true,"merged":[[2,0,2,1],[2,2,2,15],[3,2,3,3],[3,4,3,5],[3,6,3,7],[3,8,3,9],[3,10,3,11],[3,12,3,13],[3,14,3,15],[5,2,6,2],[5,3,6,3],[5,4,6,4],[5,5,6,5],[5,6,6,6],[5,7,6,7],[5,8,6,8],[4,0,6,0],[4,1,6,1],[4,2,4,3],[4,4,4,5],[4,6,4,7],[4,8,4,9],[5,9,6,9],[5,10,6,10],[5,11,6,11],[5,12,6,12],[5,13,6,13],[5,14,6,14],[5,15,6,15],[4,10,4,11],[4,12,4,13],[4,14,4,15],[41,4,41,15],[42,4,42,5],[42,6,42,7],[42,8,42,9],[42,10,42,11],[42,12,42,13],[42,14,42,15],[7,0,10,0],[11,0,14,0],[15,0,18,0],[31,0,34,0],[35,0,38,0],[41,0,42,1],[44,12,45,12],[44,13,45,13],[44,14,45,14],[44,15,45,15],[46,0,49,0],[50,0,53,0],[43,12,43,13],[43,14,43,15],[44,4,45,4],[44,5,45,5],[44,6,45,6],[44,7,45,7],[44,8,45,8],[44,9,45,9],[44,10,45,10],[44,11,45,11],[43,0,45,0],[43,1,45,1],[43,4,43,5],[43,6,43,7],[43,8,43,9],[43,10,43,11],[54,0,57,0],[60,0,61,1],[60,4,60,15],[61,4,61,5],[61,6,61,7],[61,8,61,9],[61,10,61,11],[61,12,61,13],[61,14,61,15],[63,12,64,12],[63,13,64,13],[63,14,64,14],[63,15,64,15],[65,0,68,0],[69,0,72,0],[62,12,62,13],[62,14,62,15],[63,4,64,4],[63,5,64,5],[63,6,64,6],[63,7,64,7],[63,8,64,8],[63,9,64,9],[63,10,64,10],[63,11,64,11],[62,0,64,0],[62,1,64,1],[62,4,62,5],[62,6,62,7],[62,8,62,9],[62,10,62,11],[73,0,76,0],[79,0,80,1],[79,4,79,15],[80,4,80,5],[80,6,80,7],[80,8,80,9],[80,10,80,11],[80,12,80,13],[80,14,80,15],[82,12,83,12],[82,13,83,13],[82,14,83,14],[82,15,83,15],[84,0,87,0],[88,0,91,0],[81,12,81,13],[81,14,81,15],[82,4,83,4],[82,5,83,5],[82,6,83,6],[82,7,83,7],[82,8,83,8],[82,9,83,9],[82,10,83,10],[82,11,83,11],[81,0,83,0],[81,1,83,1],[81,4,81,5],[81,6,81,7],[81,8,81,9],[81,10,81,11],[92,0,95,0],[98,0,99,1],[98,4,98,15],[99,4,99,5],[99,6,99,7],[99,8,99,9],[99,10,99,11],[99,12,99,13],[99,14,99,15],[101,12,102,12],[101,13,102,13],[101,14,102,14],[101,15,102,15],[103,0,106,0],[107,0,110,0],[100,12,100,13],[100,14,100,15],[101,4,102,4],[101,5,102,5],[101,6,102,6],[101,7,102,7],[101,8,102,8],[101,9,102,9],[101,10,102,10],[101,11,102,11],[100,0,102,0],[100,1,102,1],[100,4,100,5],[100,6,100,7],[100,8,100,9],[100,10,100,11],[111,0,114,0],[117,0,118,1],[117,4,117,15],[118,4,118,5],[118,6,118,7],[118,8,118,9],[118,10,118,11],[118,12,118,13],[118,14,118,15],[130,0,133,0],[120,12,121,12],[120,13,121,13],[120,14,121,14],[120,15,121,15],[122,0,125,0],[126,0,129,0],[119,12,119,13],[119,14,119,15],[120,4,121,4],[120,5,121,5],[120,6,121,6],[120,7,121,7],[120,8,121,8],[120,9,121,9],[120,10,121,10],[120,11,121,11],[119,0,121,0],[119,1,121,1],[119,4,119,5],[119,6,119,7],[119,8,119,9],[119,10,119,11]]}
[]
["RAPM_30"]
["Evaporator Air Flow",null,"Condenser  Entering Air Temperature ˚F"]
[825,"CFM",85,null,90,null,95,null,100,null,105,null,110,null,115]
["Evap. Air °F DB","EWB†\n˚F","Capacity Mbtuh",null,"Capacity Mbtuh",null,"Capacity Mbtuh",null,"Capacity Mbtuh",null,"Capacity Mbtuh",null,"Capacity Mbtuh",null,"Capacity Mbtuh"]
[null,null,"Total","Sens.","Total","Sens.","Total","Sens.","Total","Sens.","Total","Sens.","Total","Sens.","Total","Sens."]
[null,null,null,null,null,null,null,null,null,null,null,null,null,null,null,null,null,"Total Factors",null,null,null,null,null,null,"Sens. %",null,null,null,null,null,null,"IDB Adj",null,null,null,null,null,null,"Sens Calc"]
[72,71,{"$f":"R8*$G$17","v":27.099999999999998},{"$f":"IF(AM8>C8,C8,AM8)","v":13.299999999999999},{"$f":"S8*$G$17","v":27.349999999999998},{"$f":"IF(AN8>E8,E8,AN8)","v":11.5},{"$f":"T8*$G$17","v":27.599999999999998},{"$f":"IF(AO8>G8,G8,AO8)","v":9.6999999999999993},{"$f":"U8*$G$17","v":26.65},{"$f":"IF(AP8>I8,I8,AP8)","v":9.25},{"$f":"V8*$G$17","v":25.7},{"$f":"IF(AQ8>K8,K8,AQ8)","v":8.8000000000000007},{"$f":"W8*$G$17","v":24.7},{"$f":"IF(AR8>M8,M8,AR8)","v":8.25},{"$f":"X8*$G$17","v":23.7},{"$f":"IF(AS8>O8,O8,AS8)","v":7.6999999999999993},null,0.96099290780141844,0.96985815602836878,0.97872340425531912,0.94503546099290781,0.91134751773049649,0.87588652482269502,0.84042553191489366,0.4907749077490775,0.42047531992687387,0.35144927536231885,0.34709193245778613,0.34241245136186771,0.33400809716599189,0.32489451476793246,1,1,1,1,1,1,1,{"$f":"Y8*C8*AF8","v":13.299999999999999},{"$f":"Z8*E8*AG8","v":11.5},{"$f":"AA8*G8*AH8","v":9.6999999999999993},{"$f":"AB8*I8*AI8","v":9.25},{"$f":"AC8*K8*AJ8","v":8.8000000000000007},{"$f":"AD8*M8*AK8","v":8.25},{"$f":"AE8*O8*AL8","v":7.6999999999999993}]
[null,67,{"$f":"R9*$G$17","v":29.099999999999998},10.299999999999999,{"$f":"S9*$G$17","v":27.349999999999998},{"$f":"IF(AN9>E9,E9,AN9)","v":11.5},{"$f":"T9*$G$17","v":25.599999999999998},{"$f":"IF(AO9>G9,G9,AO9)","v":12.7},{"$f":"U9*$G$17","v":25.099999999999998},{"$f":"IF(AP9>I9,I9,AP9)","v":12.45},{"$f":"V9*$G$17","v":24.6},{"$f":"IF(AQ9>K9,K9,AQ9)","v":12.2},{"$f":"W9*$G$17","v":24.299999999999997},{"$f":"IF(AR9>M9,M9,AR9)","v":11.999999999999998},{"$f":"X9*$G$17","v":24},{"$f":"IF(AS9>O9,O9,AS9)","v":11.799999999999999},null,1.0319148936170213,0.96985815602836878,0.90780141843971629,0.89007092198581561,0.87234042553191493,0.86170212765957444,0.85106382978723405,0.35395189003436428,0.42047531992687387,0.49609375,0.49601593625498008,0.49593495934959347,0.49382716049382713,0.49166666666666664,1,1,1,1,1,1,1,{"$f":"Y9*C9*AF9","v":10.299999999999999},{"$f":"Z9*E9*AG9","v":11.5},{"$f":"AA9*G9*AH9","v":12.7},{"$f":"AB9*I9*AI9","v":12.45},{"$f":"AC9*K9*AJ9","v":12.2},{"$f":"AD9*M9*AK9","v":11.999999999999998},{"$f":"AE9*O9*AL9","v":11.799999999999999}]
[null,63,28.1,17.7,27.25,17.349999999999998,26.4,17,25.349999999999998,16.5,24.299999999999997,15.999999999999998,23.2,15.4,22.099999999999998,14.799999999999997,null,0.99645390070921991,0.96631205673758869,0.93617021276595747,0.89893617021276595,0.86170212765957444,0.82269503546099287,0.78368794326241131,0.62989323843416367,0.636697247706422,0.64393939393939392,0.65088757396449703,0.65843621399176955,0.66379310344827591,0.66968325791855199,1,1,1,1,1,1,1,17.7,17.349999999999998,17,16.5,15.999999999999998,15.4,14.799999999999997]
[null,59,25.4,21.5,25.05,21.200000000000003,24.7,20.9,23.75,20.100000000000001,22.799999999999997,19.299999999999997,21.7,18.349999999999998,20.6,17.399999999999999,null,0.900709219858156,0.88829787234042556,0.87588652482269502,0.84219858156028371,0.80851063829787229,0.76950354609929073,0.73049645390070927,0.84645669291338588,0.84630738522954096,0.84615384615384615,0.84631578947368424,0.84649122807017541,0.84562211981566815,0.84466019417475724,1,1,1,1,1,1,1,21.5,21.200000000000003,20.9,20.100000000000001,19.299999999999997,18.349999999999998,17.399999999999999]
[76,71,30,16.900000000000002,30.200000000000003,14.8,30.4,12.7,29.400000000000002,12.150000000000002,28.399999999999995,11.549999999999999,27.3,10.9,26.2,10.25,null,1.0638297872340425,1.0709219858156029,1.0780141843971631,1.0425531914893618,1.0070921985815602,0.96808510638297873,0.92907801418439717,0.56333333333333335,0.49006622516556292,0.41776315789473684,0.41326530612244899,0.40669014084507044,0.39926739926739929,0.39122137404580154,1,1,1,1,1,1,1,16.900000000000002,14.8,12.7,12.150000000000002,11.549999999999999,10.9,10.25]
[null,67,32.050000000000004,13.450000000000003,30.149999999999995,14.749999999999998,{"$f":"T13*$G$17","v":28.2},16.05,27.2,15.499999999999998,26.2,14.95,25.099999999999998,14.25,24,13.55,null,1.1365248226950355,1.0691489361702127,1,0.96453900709219853,0.92907801418439717,0.89007092198581561,0.85106382978723405,0.41965678627145087,0.48922056384742951,0.56914893617021278,0.56985294117647056,0.57061068702290074,0.5677290836653387,0.56458333333333333,1,1,1,1,1,1,1,13.450000000000003,14.749999999999998,16.05,15.499999999999998,14.95,14.25,13.55]
[null,63,27.95,21.4,27.099999999999998,21,26.25,20.549999999999997,25.3,19.95,24.299999999999997,19.349999999999998,23.2,18.599999999999998,22.05,17.850000000000001,null,0.99113475177304966,0.96099290780141844,0.93085106382978722,0.8971631205673759,0.86170212765957444,0.82269503546099287,0.78191489361702127,0.76565295169946335,0.77490774907749083,0.78285714285714281,0.78853754940711462,0.79629629629629628,0.80172413793103448,0.80952380952380953,1,1,1,1,1,1,1,21.4,21,20.549999999999997,19.95,19.349999999999998,18.599999999999998,17.850000000000001]
[null,59,26.25,24.95,25.45,24.25,24.7,23.5,23.75,22.6,22.799999999999997,21.65,21.7,20.599999999999998,20.549999999999997,19.549999999999997,null,0.93085106382978722,0.90248226950354615,0.87588652482269502,0.84219858156028371,0.80851063829787229,0.76950354609929073,0.72872340425531912,0.95047619047619047,0.95284872298624756,0.95141700404858298,0.95157894736842108,0.94956140350877194,0.94930875576036866,0.95133819951338194,1,1,1,1,1,1,1,24.95,24.25,23.5,22.6,21.65,20.599999999999998,19.549999999999997]
[80,71,30,20.7,30.099999999999998,18.649999999999999,30.200000000000003,16.600000000000001,29.299999999999997,15.999999999999998,28.399999999999995,15.399999999999999,27.3,14.55,26.2,13.700000000000001,null,1.0638297872340425,1.0673758865248226,1.0709219858156029,1.0390070921985815,1.0070921985815602,0.96808510638297873,0.92907801418439717,0.69,0.61960132890365449,0.54966887417218546,0.5460750853242321,0.54225352112676062,0.53296703296703296,0.52290076335877866,1,1,1,1,1,1,1,20.7,18.649999999999999,16.600000000000001,15.999999999999998,15.399999999999999,14.55,13.700000000000001]
[null,67,30.700000000000003,17.000000000000004,29.45,18.3,28.2,19.599999999999998,27.2,18.95,26.2,18.3,25.099999999999998,17.45,24,16.600000000000001,null,1.0886524822695036,1.0443262411347518,1,0.96453900709219853,0.92907801418439717,0.89007092198581561,0.85106382978723405,0.55374592833876224,0.62139219015280134,0.69503546099290781,0.6966911764705882,0.69847328244274809,0.69521912350597614,0.69166666666666665,1,1,1,1,1,1,1,17.000000000000004,18.3,19.599999999999998,18.95,18.3,17.45,16.600000000000001]
[null,63,28,23.200000000000003,27.099999999999998,22.65,{"$f":"T18*$G$17","v":26.2},22.1,25.25,21.45,24.299999999999997,20.799999999999997,23.2,19.999999999999996,22.099999999999998,19.2,null,0.99290780141843971,0.96099290780141844,0.92907801418439717,0.89539007092198586,0.86170212765957444,0.82269503546099287,0.78368794326241131,0.82857142857142863,0.83579335793357934,0.84351145038167941,0.84950495049504948,0.8559670781893004,0.86206896551724133,0.86877828054298645,1,1,1,1,1,1,1,23.200000000000003,22.65,22.1,21.45,20.799999999999997,19.999999999999996,19.2]
[null,59,26.5,25.3,25.599999999999998,24.45,{"$f":"T19*$G$17","v":24.7},23.6,23.75,22.65,22.799999999999997,21.699999999999996,21.7,20.65,20.6,19.600000000000001,null,0.93971631205673756,0.90780141843971629,0.87588652482269502,0.84219858156028371,0.80851063829787229,0.76950354609929073,0.73049645390070927,0.95471698113207548,0.955078125,0.95546558704453444,0.9536842105263158,0.95175438596491224,0.95161290322580649,0.95145631067961167,1,1,1,1,1,1,1,25.3,24.45,23.6,22.65,21.699999999999996,20.65,19.600000000000001]

{"sheet":"RAPM_36","index":33,"n_rows":19,"n_cols":45,"rows_kept":19,"cut":false,"hidden":true,"merged":[[2,0,2,1],[2,2,2,15],[3,2,3,3],[3,4,3,5],[3,6,3,7],[3,8,3,9],[3,10,3,11],[3,12,3,13],[3,14,3,15],[5,2,6,2],[5,3,6,3],[5,4,6,4],[5,5,6,5],[5,6,6,6],[5,7,6,7],[5,8,6,8],[4,0,6,0],[4,1,6,1],[4,2,4,3],[4,4,4,5],[4,6,4,7],[4,8,4,9],[5,9,6,9],[5,10,6,10],[5,11,6,11],[5,12,6,12],[5,13,6,13],[5,14,6,14],[5,15,6,15],[4,10,4,11],[4,12,4,13],[4,14,4,15],[41,4,41,15],[42,4,42,5],[42,6,42,7],[42,8,42,9],[42,10,42,11],[42,12,42,13],[42,14,42,15],[7,0,10,0],[11,0,14,0],[15,0,18,0],[31,0,34,0],[35,0,38,0],[41,0,42,1],[44,12,45,12],[44,13,45,13],[44,14,45,14],[44,15,45,15],[46,0,49,0],[50,0,53,0],[43,12,43,13],[43,14,43,15],[44,4,45,4],[44,5,45,5],[44,6,45,6],[44,7,45,7],[44,8,45,8],[44,9,45,9],[44,10,45,10],[44,11,45,11],[43,0,45,0],[43,1,45,1],[43,4,43,5],[43,6,43,7],[43,8,43,9],[43,10,43,11],[54,0,57,0],[60,0,61,1],[60,4,60,15],[61,4,61,5],[61,6,61,7],[61,8,61,9],[61,10,61,11],[61,12,61,13],[61,14,61,15],[63,12,64,12],[63,13,64,13],[63,14,64,14],[63,15,64,15],[65,0,68,0],[69,0,72,0],[62,12,62,13],[62,14,62,15],[63,4,64,4],[63,5,64,5],[63,6,64,6],[63,7,64,7],[63,8,64,8],[63,9,64,9],[63,10,64,10],[63,11,64,11],[62,0,64,0],[62,1,64,1],[62,4,62,5],[62,6,62,7],[62,8,62,9],[62,10,62,11],[73,0,76,0],[79,0,80,1],[79,4,79,15],[80,4,80,5],[80,6,80,7],[80,8,80,9],[80,10,80,11],[80,12,80,13],[80,14,80,15],[82,12,83,12],[82,13,83,13],[82,14,83,14],[82,15,83,15],[84,0,87,0],[88,0,91,0],[81,12,81,13],[81,14,81,15],[82,4,83,4],[82,5,83,5],[82,6,83,6],[82,7,83,7],[82,8,83,8],[82,9,83,9],[82,10,83,10],[82,11,83,11],[81,0,83,0],[81,1,83,1],[81,4,81,5],[81,6,81,7],[81,8,81,9],[81,10,81,11],[92,0,95,0],[98,0,99,1],[98,4,98,15],[99,4,99,5],[99,6,99,7],[99,8,99,9],[99,10,99,11],[99,12,99,13],[99,14,99,15],[101,12,102,12],[101,13,102,13],[101,14,102,14],[101,15,102,15],[103,0,106,0],[107,0,110,0],[100,12,100,13],[100,14,100,15],[101,4,102,4],[101,5,102,5],[101,6,102,6],[101,7,102,7],[101,8,102,8],[101,9,102,9],[101,10,102,10],[101,11,102,11],[100,0,102,0],[100,1,102,1],[100,4,100,5],[100,6,100,7],[100,8,100,9],[100,10,100,11],[111,0,114,0],[117,0,118,1],[117,4,117,15],[118,4,118,5],[118,6,118,7],[118,8,118,9],[118,10,118,11],[118,12,118,13],[118,14,118,15],[130,0,133,0],[120,12,121,12],[120,13,121,13],[120,14,121,14],[120,15,121,15],[122,0,125,0],[126,0,129,0],[119,12,119,13],[119,14,119,15],[120,4,121,4],[120,5,121,5],[120,6,121,6],[120,7,121,7],[120,8,121,8],[120,9,121,9],[120,10,121,10],[120,11,121,11],[119,0,121,0],[119,1,121,1],[119,4,119,5],[119,6,119,7],[119,8,119,9],[119,10,119,11]]}
[]
["RAPM_36"]
["Evaporator Air Flow",null,"Condenser  Entering Air Temperature ˚F"]
[1000,"CFM",85,null,90,null,95,null,100,null,105,null,110,null,115]
["Evap. Air °F DB","EWB†\n˚F","Capacity Mbtuh",null,"Capacity Mbtuh",null,"Capacity Mbtuh",null,"Capacity Mbtuh",null,"Capacity Mbtuh",null,"Capacity Mbtuh",null,"Capacity Mbtuh"]
[null,null,"Total","Sens.","Total","Sens.","Total","Sens.","Total","Sens.","Total","Sens.","Total","Sens.","Total","Sens."]
[null,null,null,null,null,null,null,null,null,null,null,null,null,null,null,null,null,"Total Factors",null,null,null,null,null,null,"Sens. %",null,null,null,null,null,null,"IDB Adj",null,null,null,null,null,null,"Sens Calc"]
[72,71,{"$f":"R8*$G$17","v":40.000000000000007},{"$f":"IF(AM8>C8,C8,AM8)","v":11.500000000000002},{"$f":"S8*$G$17","v":38.9},{"$f":"IF(AN8>E8,E8,AN8)","v":11.1},{"$f":"T8*$G$17","v":37.800000000000004},{"$f":"IF(AO8>G8,G8,AO8)","v":10.700000000000001},{"$f":"U8*$G$17","v":36.500000000000007},{"$f":"IF(AP8>I8,I8,AP8)","v":10.250000000000002},{"$f":"V8*$G$17","v":35.200000000000003},{"$f":"IF(AQ8>K8,K8,AQ8)","v":9.8000000000000007},{"$f":"W8*$G$17","v":33.75},{"$f":"IF(AR8>M8,M8,AR8)","v":9.3000000000000007},{"$f":"X8*$G$17","v":32.300000000000004},{"$f":"IF(AS8>O8,O8,AS8)","v":8.8000000000000007},null,1.1527377521613833,1.1210374639769451,1.0893371757925072,1.0518731988472623,1.0144092219020173,0.97262247838616711,0.93083573487031701,0.28749999999999998,0.28534704370179947,0.28306878306878308,0.28082191780821919,0.27840909090909088,0.27555555555555555,0.27244582043343651,1,1,1,1,1,1,1,{"$f":"Y8*C8*AF8","v":11.500000000000002},{"$f":"Z8*E8*AG8","v":11.1},{"$f":"AA8*G8*AH8","v":10.700000000000001},{"$f":"AB8*I8*AI8","v":10.250000000000002},{"$f":"AC8*K8*AJ8","v":9.8000000000000007},{"$f":"AD8*M8*AK8","v":9.3000000000000007},{"$f":"AE8*O8*AL8","v":8.8000000000000007}]
[null,67,{"$f":"R9*$G$17","v":37.000000000000007},15.500000000000004,{"$f":"S9*$G$17","v":35.85},{"$f":"IF(AN9>E9,E9,AN9)","v":15.1},{"$f":"T9*$G$17","v":34.700000000000003},{"$f":"IF(AO9>G9,G9,AO9)","v":14.700000000000001},{"$f":"U9*$G$17","v":33.450000000000003},{"$f":"IF(AP9>I9,I9,AP9)","v":14.250000000000002},{"$f":"V9*$G$17","v":32.200000000000003},{"$f":"IF(AQ9>K9,K9,AQ9)","v":13.8},{"$f":"W9*$G$17","v":30.800000000000004},{"$f":"IF(AR9>M9,M9,AR9)","v":13.350000000000003},{"$f":"X9*$G$17","v":29.400000000000002},{"$f":"IF(AS9>O9,O9,AS9)","v":12.9},null,1.0662824207492796,1.0331412103746398,1,0.96397694524495681,0.9279538904899135,0.88760806916426516,0.8472622478386167,0.41891891891891891,0.4211994421199442,0.42363112391930835,0.42600896860986548,0.42857142857142855,0.43344155844155846,0.43877551020408162,1,1,1,1,1,1,1,{"$f":"Y9*C9*AF9","v":15.500000000000004},{"$f":"Z9*E9*AG9","v":15.1},{"$f":"AA9*G9*AH9","v":14.700000000000001},{"$f":"AB9*I9*AI9","v":14.250000000000002},{"$f":"AC9*K9*AJ9","v":13.8},{"$f":"AD9*M9*AK9","v":13.350000000000003},{"$f":"AE9*O9*AL9","v":12.9}]
[null,63,34.4,19.899999999999999,33.300000000000004,19.500000000000004,32.200000000000003,19.100000000000001,30.950000000000003,18.700000000000003,29.700000000000003,18.3,28.25,17.8,26.8,17.3,null,0.99135446685878958,0.95965417867435154,0.9279538904899135,0.89193083573487031,0.85590778097982712,0.8141210374639769,0.7723342939481268,0.57848837209302328,0.5855855855855856,0.59316770186335399,0.60420032310177707,0.61616161616161613,0.63008849557522129,0.64552238805970152,1,1,1,1,1,1,1,19.899999999999999,19.500000000000004,19.100000000000001,18.700000000000003,18.3,17.8,17.3]
[null,59,30.700000000000003,26.000000000000004,30.500000000000004,25.800000000000004,30.3,25.6,29.1,24.6,27.900000000000002,23.6,26.5,22.400000000000002,25.1,21.200000000000003,null,0.88472622478386165,0.87896253602305474,0.87319884726224783,0.83861671469740628,0.80403458213256485,0.76368876080691639,0.72334293948126804,0.84690553745928343,0.84590163934426232,0.84488448844884489,0.84536082474226804,0.84587813620071683,0.84528301886792456,0.84462151394422313,1,1,1,1,1,1,1,26.000000000000004,25.800000000000004,25.6,24.6,23.6,22.400000000000002,21.200000000000003]
[76,71,39.95000000000001,14.150000000000004,38.85,13.650000000000002,37.750000000000007,13.200000000000003,36.500000000000007,12.700000000000003,35.200000000000003,12.15,33.800000000000004,11.600000000000001,32.4,11.05,null,1.1512968299711817,1.1195965417867435,1.0878962536023056,1.0518731988472623,1.0144092219020173,0.97406340057636887,0.93371757925072041,0.35419274092615771,0.35135135135135137,0.34966887417218545,0.34794520547945207,0.34517045454545453,0.34319526627218933,0.3410493827160494,1,1,1,1,1,1,1,14.150000000000004,13.650000000000002,13.200000000000003,12.700000000000003,12.15,11.600000000000001,11.05]
[null,67,36.900000000000006,18.150000000000002,35.799999999999997,17.7,{"$f":"T13*$G$17","v":34.700000000000003},17.25,33.450000000000003,16.700000000000003,32.200000000000003,16.150000000000002,30.750000000000004,15.600000000000001,29.300000000000004,15,null,1.0634005763688761,1.0317002881844379,1,0.96397694524495681,0.9279538904899135,0.8861671469740634,0.8443804034582133,0.491869918699187,0.49441340782122906,0.49711815561959655,0.49925261584454411,0.50155279503105588,0.50731707317073171,0.51194539249146753,1,1,1,1,1,1,1,18.150000000000002,17.7,17.25,16.700000000000003,16.150000000000002,15.600000000000001,15]
[null,63,34.4,24.650000000000002,33.300000000000004,24.150000000000006,32.200000000000003,23.600000000000005,30.900000000000002,22.950000000000003,29.6,22.35,28.200000000000003,21.650000000000002,26.75,21,null,0.99135446685878958,0.95965417867435154,0.9279538904899135,0.89048991354466855,0.85302593659942361,0.81268011527377526,0.77089337175792505,0.71656976744186052,0.72522522522522526,0.73291925465838514,0.74271844660194175,0.75506756756756754,0.76773049645390068,0.78504672897196259,1,1,1,1,1,1,1,24.650000000000002,24.150000000000006,23.600000000000005,22.950000000000003,22.35,21.650000000000002,21]
[null,59,32,30.45,31.200000000000003,29.650000000000002,30.400000000000006,28.900000000000006,29.150000000000002,27.700000000000003,27.85,26.55,26.450000000000003,25.150000000000002,25.05,23.8,null,0.9221902017291066,0.89913544668587897,0.87608069164265134,0.84005763688760804,0.80259365994236309,0.76224783861671475,0.72190201729106629,0.95156249999999998,0.95032051282051277,0.95065789473684215,0.95025728987993141,0.95332136445242366,0.95085066162570886,0.95009980039920161,1,1,1,1,1,1,1,30.45,29.650000000000002,28.900000000000006,27.700000000000003,26.55,25.150000000000002,23.8]
[80,71,39.9,19.399999999999999,38.800000000000004,18.8,37.700000000000003,18.200000000000003,36.4,17.5,35.1,16.8,33.700000000000003,16.05,32.300000000000004,15.3,null,1.1498559077809798,1.1181556195965419,1.0864553314121037,1.0489913544668588,1.0115273775216138,0.97118155619596547,0.93083573487031701,0.48621553884711777,0.4845360824742268,0.48275862068965519,0.48076923076923078,0.47863247863247865,0.47626112759643918,0.47368421052631576,1,1,1,1,1,1,1,19.399999999999999,18.8,18.200000000000003,17.5,16.8,16.05,15.3]
[null,67,36.900000000000006,22.800000000000004,35.799999999999997,22.199999999999996,34.700000000000003,21.6,33.400000000000006,20.900000000000002,32.1,20.2,30.700000000000003,19.45,29.300000000000004,18.700000000000003,null,1.0634005763688761,1.0317002881844379,1,0.96253602305475505,0.9250720461095101,0.88472622478386165,0.8443804034582133,0.61788617886178865,0.62011173184357538,0.62247838616714701,0.62574850299401197,0.62928348909657317,0.63355048859934848,0.63822525597269619,1,1,1,1,1,1,1,22.800000000000004,22.199999999999996,21.6,20.900000000000002,20.2,19.45,18.700000000000003]
[null,63,34.300000000000004,26.700000000000003,33.200000000000003,26.1,{"$f":"T18*$G$17","v":32.1},25.5,30.850000000000005,24.800000000000004,29.6,24.1,28.200000000000003,23.35,26.8,22.6,null,0.98847262247838619,0.95677233429394815,0.9250720461095101,0.88904899135446691,0.85302593659942361,0.81268011527377526,0.7723342939481268,0.77842565597667635,0.78614457831325302,0.79439252336448596,0.80388978930307942,0.81418918918918914,0.82801418439716312,0.84328358208955223,1,1,1,1,1,1,1,26.700000000000003,26.1,25.5,24.800000000000004,24.1,23.35,22.6]
[null,59,32.6,31.1,31.500000000000004,30.050000000000004,{"$f":"T19*$G$17","v":30.400000000000006},29.000000000000007,29.150000000000002,27.8,27.900000000000002,26.6,26.450000000000003,25.200000000000003,25,23.799999999999997,null,0.93948126801152743,0.90778097982708938,0.87608069164265134,0.84005763688760804,0.80403458213256485,0.76224783861671475,0.72046109510086453,0.95398773006134974,0.95396825396825402,0.95394736842105265,0.95368782161234988,0.95340501792114696,0.95274102079395084,0.95199999999999996,1,1,1,1,1,1,1,31.1,30.050000000000004,29.000000000000007,27.8,26.6,25.200000000000003,23.799999999999997]

{"sheet":"RAPM_42","index":34,"n_rows":19,"n_cols":45,"rows_kept":19,"cut":false,"hidden":true,"merged":[[2,0,2,1],[2,2,2,15],[3,2,3,3],[3,4,3,5],[3,6,3,7],[3,8,3,9],[3,10,3,11],[3,12,3,13],[3,14,3,15],[5,2,6,2],[5,3,6,3],[5,4,6,4],[5,5,6,5],[5,6,6,6],[5,7,6,7],[5,8,6,8],[4,0,6,0],[4,1,6,1],[4,2,4,3],[4,4,4,5],[4,6,4,7],[4,8,4,9],[5,9,6,9],[5,10,6,10],[5,11,6,11],[5,12,6,12],[5,13,6,13],[5,14,6,14],[5,15,6,15],[4,10,4,11],[4,12,4,13],[4,14,4,15],[41,4,41,15],[42,4,42,5],[42,6,42,7],[42,8,42,9],[42,10,42,11],[42,12,42,13],[42,14,42,15],[7,0,10,0],[11,0,14,0],[15,0,18,0],[31,0,34,0],[35,0,38,0],[41,0,42,1],[44,12,45,12],[44,13,45,13],[44,14,45,14],[44,15,45,15],[46,0,49,0],[50,0,53,0],[43,12,43,13],[43,14,43,15],[44,4,45,4],[44,5,45,5],[44,6,45,6],[44,7,45,7],[44,8,45,8],[44,9,45,9],[44,10,45,10],[44,11,45,11],[43,0,45,0],[43,1,45,1],[43,4,43,5],[43,6,43,7],[43,8,43,9],[43,10,43,11],[54,0,57,0],[60,0,61,1],[60,4,60,15],[61,4,61,5],[61,6,61,7],[61,8,61,9],[61,10,61,11],[61,12,61,13],[61,14,61,15],[63,12,64,12],[63,13,64,13],[63,14,64,14],[63,15,64,15],[65,0,68,0],[69,0,72,0],[62,12,62,13],[62,14,62,15],[63,4,64,4],[63,5,64,5],[63,6,64,6],[63,7,64,7],[63,8,64,8],[63,9,64,9],[63,10,64,10],[63,11,64,11],[62,0,64,0],[62,1,64,1],[62,4,62,5],[62,6,62,7],[62,8,62,9],[62,10,62,11],[73,0,76,0],[79,0,80,1],[79,4,79,15],[80,4,80,5],[80,6,80,7],[80,8,80,9],[80,10,80,11],[80,12,80,13],[80,14,80,15],[82,12,83,12],[82,13,83,13],[82,14,83,14],[82,15,83,15],[84,0,87,0],[88,0,91,0],[81,12,81,13],[81,14,81,15],[82,4,83,4],[82,5,83,5],[82,6,83,6],[82,7,83,7],[82,8,83,8],[82,9,83,9],[82,10,83,10],[82,11,83,11],[81,0,83,0],[81,1,83,1],[81,4,81,5],[81,6,81,7],[81,8,81,9],[81,10,81,11],[92,0,95,0],[98,0,99,1],[98,4,98,15],[99,4,99,5],[99,6,99,7],[99,8,99,9],[99,10,99,11],[99,12,99,13],[99,14,99,15],[101,12,102,12],[101,13,102,13],[101,14,102,14],[101,15,102,15],[103,0,106,0],[107,0,110,0],[100,12,100,13],[100,14,100,15],[101,4,102,4],[101,5,102,5],[101,6,102,6],[101,7,102,7],[101,8,102,8],[101,9,102,9],[101,10,102,10],[101,11,102,11],[100,0,102,0],[100,1,102,1],[100,4,100,5],[100,6,100,7],[100,8,100,9],[100,10,100,11],[111,0,114,0],[117,0,118,1],[117,4,117,15],[118,4,118,5],[118,6,118,7],[118,8,118,9],[118,10,118,11],[118,12,118,13],[118,14,118,15],[130,0,133,0],[120,12,121,12],[120,13,121,13],[120,14,121,14],[120,15,121,15],[122,0,125,0],[126,0,129,0],[119,12,119,13],[119,14,119,15],[120,4,121,4],[120,5,121,5],[120,6,121,6],[120,7,121,7],[120,8,121,8],[120,9,121,9],[120,10,121,10],[120,11,121,11],[119,0,121,0],[119,1,121,1],[119,4,119,5],[119,6,119,7],[119,8,119,9],[119,10,119,11]]}
[]
["RAPM_42"]
["Evaporator Air Flow",null,"Condenser  Entering Air Temperature ˚F"]
[1125,"CFM",85,null,90,null,95,null,100,null,105,null,110,null,115]
["Evap. Air °F DB","EWB†\n˚F","Capacity Mbtuh",null,"Capacity Mbtuh",null,"Capacity Mbtuh",null,"Capacity Mbtuh",null,"Capacity Mbtuh",null,"Capacity Mbtuh",null,"Capacity Mbtuh"]
[null,null,"Total","Sens.","Total","Sens.","Total","Sens.","Total","Sens.","Total","Sens.","Total","Sens.","Total","Sens."]
[null,null,null,null,null,null,null,null,null,null,null,null,null,null,null,null,null,"Total Factors",null,null,null,null,null,null,"Sens. %",null,null,null,null,null,null,"IDB Adj",null,null,null,null,null,null,"Sens Calc"]
[72,71,{"$f":"R8*$G$17","v":44},{"$f":"IF(AM8>C8,C8,AM8)","v":14.200000000000001},{"$f":"S8*$G$17","v":41.099999999999994},{"$f":"IF(AN8>E8,E8,AN8)","v":13.349999999999998},{"$f":"T8*$G$17","v":38.200000000000003},{"$f":"IF(AO8>G8,G8,AO8)","v":12.5},{"$f":"U8*$G$17","v":37.1},{"$f":"IF(AP8>I8,I8,AP8)","v":12.25},{"$f":"V8*$G$17","v":36},{"$f":"IF(AQ8>K8,K8,AQ8)","v":12},{"$f":"W8*$G$17","v":34.75},{"$f":"IF(AR8>M8,M8,AR8)","v":11.649999999999999},{"$f":"X8*$G$17","v":33.5},{"$f":"IF(AS8>O8,O8,AS8)","v":11.299999999999999},null,1.1311053984575836,1.0565552699228791,0.98200514138817485,0.95372750642673521,0.92544987146529567,0.89331619537275064,0.86118251928020562,0.32272727272727275,0.32481751824817517,0.32722513089005234,0.330188679245283,0.33333333333333331,0.33525179856115106,0.33731343283582088,1,1,1,1,1,1,1,{"$f":"Y8*C8*AF8","v":14.200000000000001},{"$f":"Z8*E8*AG8","v":13.349999999999998},{"$f":"AA8*G8*AH8","v":12.5},{"$f":"AB8*I8*AI8","v":12.25},{"$f":"AC8*K8*AJ8","v":12},{"$f":"AD8*M8*AK8","v":11.649999999999999},{"$f":"AE8*O8*AL8","v":11.299999999999999}]
[null,67,{"$f":"R9*$G$17","v":40.799999999999997},19.299999999999997,{"$f":"S9*$G$17","v":38.85},{"$f":"IF(AN9>E9,E9,AN9)","v":18.600000000000001},{"$f":"T9*$G$17","v":36.9},{"$f":"IF(AO9>G9,G9,AO9)","v":17.899999999999999},{"$f":"U9*$G$17","v":35},{"$f":"IF(AP9>I9,I9,AP9)","v":17.25},{"$f":"V9*$G$17","v":33.099999999999994},{"$f":"IF(AQ9>K9,K9,AQ9)","v":16.599999999999998},{"$f":"W9*$G$17","v":31.9},{"$f":"IF(AR9>M9,M9,AR9)","v":16.3},{"$f":"X9*$G$17","v":30.7},{"$f":"IF(AS9>O9,O9,AS9)","v":16},null,1.0488431876606683,0.99871465295629824,0.94858611825192807,0.89974293059125965,0.85089974293059123,0.82005141388174807,0.78920308483290491,0.47303921568627449,0.47876447876447875,0.48509485094850946,0.49285714285714288,0.50151057401812693,0.5109717868338558,0.52117263843648209,1,1,1,1,1,1,1,{"$f":"Y9*C9*AF9","v":19.299999999999997},{"$f":"Z9*E9*AG9","v":18.600000000000001},{"$f":"AA9*G9*AH9","v":17.899999999999999},{"$f":"AB9*I9*AI9","v":17.25},{"$f":"AC9*K9*AJ9","v":16.599999999999998},{"$f":"AD9*M9*AK9","v":16.3},{"$f":"AE9*O9*AL9","v":16}]
[null,63,38,23.799999999999997,36.9,23.549999999999997,35.799999999999997,23.299999999999997,34.450000000000003,22.900000000000002,33.099999999999994,22.499999999999996,31.15,21.7,29.2,20.9,null,0.9768637532133676,0.94858611825192807,0.92030848329048842,0.88560411311053988,0.85089974293059123,0.80077120822622105,0.75064267352185088,0.62631578947368416,0.63821138211382111,0.65083798882681565,0.66473149492017414,0.6797583081570997,0.6966292134831461,0.71575342465753422,1,1,1,1,1,1,1,23.799999999999997,23.549999999999997,23.299999999999997,22.900000000000002,22.499999999999996,21.7,20.9]
[null,59,32.9,28.499999999999996,32.949999999999996,28.549999999999997,33,28.6,31.85,27.6,30.7,26.6,29.349999999999998,25.4,28,24.200000000000003,null,0.84575835475578409,0.84704370179948585,0.84832904884318761,0.81876606683804631,0.78920308483290491,0.75449871465295626,0.71979434447300772,0.86626139817629177,0.866464339908953,0.8666666666666667,0.86656200941915229,0.86644951140065152,0.86541737649063033,0.86428571428571432,1,1,1,1,1,1,1,28.499999999999996,28.549999999999997,28.6,27.6,26.6,25.4,24.200000000000003]
[76,71,44.1,17.150000000000002,43.15,16.850000000000001,42.150000000000006,16.600000000000001,41,16.25,39.799999999999997,15.849999999999998,38.4,15.4,37,14.95,null,1.1336760925449871,1.1092544987146529,1.0835475578406171,1.0539845758354756,1.0231362467866323,0.98714652956298199,0.95115681233933158,0.3888888888888889,0.39049826187717268,0.39383155397390274,0.39634146341463417,0.39824120603015073,0.40104166666666669,0.40405405405405403,1,1,1,1,1,1,1,17.150000000000002,16.850000000000001,16.600000000000001,16.25,15.849999999999998,15.4,14.95]
[null,67,41,22.35,40,22.1,{"$f":"T13*$G$17","v":38.949999999999996},21.799999999999997,37.75,21.400000000000002,36.549999999999997,21.049999999999997,35.199999999999996,20.55,33.799999999999997,20.099999999999998,null,1.0539845758354756,1.0282776349614395,1.0012853470437018,0.9704370179948586,0.93958868894601544,0.90488431876606679,0.86889460154241649,0.54512195121951224,0.55249999999999999,0.55969191270860075,0.56688741721854308,0.57592339261285908,0.58380681818181823,0.59467455621301779,1,1,1,1,1,1,1,22.35,22.1,21.799999999999997,21.400000000000002,21.049999999999997,20.55,20.099999999999998]
[null,63,37.85,28.95,36.799999999999997,28.549999999999997,35.75,28.2,34.6,27.750000000000004,33.4,27.249999999999996,31.949999999999996,26.699999999999996,30.55,26.1,null,0.97300771208226222,0.94601542416452444,0.91902313624678666,0.88946015424164526,0.8586118251928021,0.82133676092544983,0.78534704370179953,0.76486129458388374,0.77581521739130432,0.78881118881118883,0.80202312138728327,0.81586826347305386,0.83568075117370888,0.85433715220949269,1,1,1,1,1,1,1,28.95,28.549999999999997,28.2,27.750000000000004,27.249999999999996,26.699999999999996,26.1]
[null,59,34.5,33.5,33.799999999999997,32.799999999999997,33.099999999999994,32.099999999999994,31.9,30.95,30.7,29.75,29.349999999999998,28.449999999999996,27.95,27.1,null,0.88688946015424164,0.86889460154241649,0.85089974293059123,0.82005141388174807,0.78920308483290491,0.75449871465295626,0.71850899742930596,0.97101449275362317,0.97041420118343191,0.96978851963746227,0.97021943573667713,0.96905537459283386,0.96933560477001701,0.96958855098389984,1,1,1,1,1,1,1,33.5,32.799999999999997,32.099999999999994,30.95,29.75,28.449999999999996,27.1]
[80,71,44.1,23,43.099999999999994,22.599999999999998,42.099999999999994,22.199999999999996,40.9,21.65,39.699999999999996,21.099999999999998,38.35,20.5,37,19.899999999999999,null,1.1336760925449871,1.1079691516709511,1.0822622107969151,1.051413881748072,1.0205655526992288,0.98586118251928023,0.95115681233933158,0.52154195011337867,0.52436194895591648,0.52731591448931114,0.52933985330073352,0.53148614609571787,0.53455019556714467,0.53783783783783778,1,1,1,1,1,1,1,23,22.599999999999998,22.199999999999996,21.65,21.099999999999998,20.5,19.899999999999999]
[null,67,40.9,27.5,39.9,27.1,38.9,26.7,37.700000000000003,26.15,36.5,25.6,35.15,24.999999999999996,33.799999999999997,24.4,null,1.051413881748072,1.025706940874036,1,0.96915167095115684,0.93830334190231357,0.90359897172236503,0.86889460154241649,0.67237163814180934,0.67919799498746869,0.68637532133676094,0.69363395225464186,0.70136986301369864,0.71123755334281646,0.72189349112426038,1,1,1,1,1,1,1,27.5,27.1,26.7,26.15,25.6,24.999999999999996,24.4]
[null,63,37.9,31.299999999999997,36.9,30.9,{"$f":"T18*$G$17","v":35.9},30.5,34.700000000000003,29.950000000000003,33.5,29.4,32.15,28.799999999999997,30.8,28.200000000000003,null,0.97429305912596398,0.94858611825192807,0.92287917737789205,0.89203084832904889,0.86118251928020562,0.82647814910025708,0.79177377892030854,0.82585751978891819,0.83739837398373984,0.84958217270194991,0.86311239193083578,0.87761194029850742,0.89580093312597198,0.91558441558441561,1,1,1,1,1,1,1,31.299999999999997,30.9,30.5,29.950000000000003,29.4,28.799999999999997,28.200000000000003]
[null,59,35.1,34.200000000000003,34.049999999999997,33.199999999999996,{"$f":"T19*$G$17","v":33},32.199999999999996,31.85,31.05,30.7,29.9,29.3,28.55,27.9,27.2,null,0.90231362467866327,0.87532133676092549,0.84832904884318761,0.81876606683804631,0.78920308483290491,0.7532133676092545,0.71722365038560409,0.97435897435897434,0.97503671071953013,0.97575757575757571,0.97488226059654626,0.97394136807817588,0.97440273037542657,0.97491039426523296,1,1,1,1,1,1,1,34.200000000000003,33.199999999999996,32.199999999999996,31.05,29.9,28.55,27.2]

{"sheet":"RAPM_48","index":35,"n_rows":19,"n_cols":45,"rows_kept":19,"cut":false,"hidden":true,"merged":[[2,0,2,1],[2,2,2,15],[3,2,3,3],[3,4,3,5],[3,6,3,7],[3,8,3,9],[3,10,3,11],[3,12,3,13],[3,14,3,15],[5,2,6,2],[5,3,6,3],[5,4,6,4],[5,5,6,5],[5,6,6,6],[5,7,6,7],[5,8,6,8],[4,0,6,0],[4,1,6,1],[4,2,4,3],[4,4,4,5],[4,6,4,7],[4,8,4,9],[5,9,6,9],[5,10,6,10],[5,11,6,11],[5,12,6,12],[5,13,6,13],[5,14,6,14],[5,15,6,15],[4,10,4,11],[4,12,4,13],[4,14,4,15],[41,4,41,15],[42,4,42,5],[42,6,42,7],[42,8,42,9],[42,10,42,11],[42,12,42,13],[42,14,42,15],[7,0,10,0],[11,0,14,0],[15,0,18,0],[31,0,34,0],[35,0,38,0],[41,0,42,1],[44,12,45,12],[44,13,45,13],[44,14,45,14],[44,15,45,15],[46,0,49,0],[50,0,53,0],[43,12,43,13],[43,14,43,15],[44,4,45,4],[44,5,45,5],[44,6,45,6],[44,7,45,7],[44,8,45,8],[44,9,45,9],[44,10,45,10],[44,11,45,11],[43,0,45,0],[43,1,45,1],[43,4,43,5],[43,6,43,7],[43,8,43,9],[43,10,43,11],[54,0,57,0],[60,0,61,1],[60,4,60,15],[61,4,61,5],[61,6,61,7],[61,8,61,9],[61,10,61,11],[61,12,61,13],[61,14,61,15],[63,12,64,12],[63,13,64,13],[63,14,64,14],[63,15,64,15],[65,0,68,0],[69,0,72,0],[62,12,62,13],[62,14,62,15],[63,4,64,4],[63,5,64,5],[63,6,64,6],[63,7,64,7],[63,8,64,8],[63,9,64,9],[63,10,64,10],[63,11,64,11],[62,0,64,0],[62,1,64,1],[62,4,62,5],[62,6,62,7],[62,8,62,9],[62,10,62,11],[73,0,76,0],[79,0,80,1],[79,4,79,15],[80,4,80,5],[80,6,80,7],[80,8,80,9],[80,10,80,11],[80,12,80,13],[80,14,80,15],[82,12,83,12],[82,13,83,13],[82,14,83,14],[82,15,83,15],[84,0,87,0],[88,0,91,0],[81,12,81,13],[81,14,81,15],[82,4,83,4],[82,5,83,5],[82,6,83,6],[82,7,83,7],[82,8,83,8],[82,9,83,9],[82,10,83,10],[82,11,83,11],[81,0,83,0],[81,1,83,1],[81,4,81,5],[81,6,81,7],[81,8,81,9],[81,10,81,11],[92,0,95,0],[98,0,99,1],[98,4,98,15],[99,4,99,5],[99,6,99,7],[99,8,99,9],[99,10,99,11],[99,12,99,13],[99,14,99,15],[101,12,102,12],[101,13,102,13],[101,14,102,14],[101,15,102,15],[103,0,106,0],[107,0,110,0],[100,12,100,13],[100,14,100,15],[101,4,102,4],[101,5,102,5],[101,6,102,6],[101,7,102,7],[101,8,102,8],[101,9,102,9],[101,10,102,10],[101,11,102,11],[100,0,102,0],[100,1,102,1],[100,4,100,5],[100,6,100,7],[100,8,100,9],[100,10,100,11],[111,0,114,0],[117,0,118,1],[117,4,117,15],[118,4,118,5],[118,6,118,7],[118,8,118,9],[118,10,118,11],[118,12,118,13],[118,14,118,15],[130,0,133,0],[120,12,121,12],[120,13,121,13],[120,14,121,14],[120,15,121,15],[122,0,125,0],[126,0,129,0],[119,12,119,13],[119,14,119,15],[120,4,121,4],[120,5,121,5],[120,6,121,6],[120,7,121,7],[120,8,121,8],[120,9,121,9],[120,10,121,10],[120,11,121,11],[119,0,121,0],[119,1,121,1],[119,4,119,5],[119,6,119,7],[119,8,119,9],[119,10,119,11]]}
[]
["RAPM_48"]
["Evaporator Air Flow",null,"Condenser  Entering Air Temperature ˚F"]
[1325,"CFM",85,null,90,null,95,null,100,null,105,null,110,null,115]
["Evap. Air °F DB","EWB†\n˚F","Capacity Mbtuh",null,"Capacity Mbtuh",null,"Capacity Mbtuh",null,"Capacity Mbtuh",null,"Capacity Mbtuh",null,"Capacity Mbtuh",null,"Capacity Mbtuh"]
[null,null,"Total","Sens.","Total","Sens.","Total","Sens.","Total","Sens.","Total","Sens.","Total","Sens.","Total","Sens."]
[null,null,null,null,null,null,null,null,null,null,null,null,null,null,null,null,null,"Total Factors",null,null,null,null,null,null,"Sens. %",null,null,null,null,null,null,"IDB Adj",null,null,null,null,null,null,"Sens Calc"]
[72,71,{"$f":"R8*$G$17","v":51.699999999999996},{"$f":"IF(AM8>C8,C8,AM8)","v":16.599999999999998},{"$f":"S8*$G$17","v":48.249999999999993},{"$f":"IF(AN8>E8,E8,AN8)","v":15.599999999999998},{"$f":"T8*$G$17","v":44.8},{"$f":"IF(AO8>G8,G8,AO8)","v":14.6},{"$f":"U8*$G$17","v":43.55},{"$f":"IF(AP8>I8,I8,AP8)","v":14.299999999999999},{"$f":"V8*$G$17","v":42.3},{"$f":"IF(AQ8>K8,K8,AQ8)","v":13.999999999999998},{"$f":"W8*$G$17","v":40.9},{"$f":"IF(AR8>M8,M8,AR8)","v":13.549999999999999},{"$f":"X8*$G$17","v":39.5},{"$f":"IF(AS8>O8,O8,AS8)","v":13.1},null,1.1166306695464363,1.0421166306695464,0.96760259179265662,0.94060475161987045,0.91360691144708428,0.88336933045356369,0.85313174946004322,0.32108317214700194,0.32331606217616582,0.32589285714285715,0.32835820895522388,0.33096926713947988,0.3312958435207824,0.33164556962025316,1,1,1,1,1,1,1,{"$f":"Y8*C8*AF8","v":16.599999999999998},{"$f":"Z8*E8*AG8","v":15.599999999999998},{"$f":"AA8*G8*AH8","v":14.6},{"$f":"AB8*I8*AI8","v":14.299999999999999},{"$f":"AC8*K8*AJ8","v":13.999999999999998},{"$f":"AD8*M8*AK8","v":13.549999999999999},{"$f":"AE8*O8*AL8","v":13.1}]
[null,67,{"$f":"R9*$G$17","v":48.8},22.099999999999998,{"$f":"S9*$G$17","v":47.55},{"$f":"IF(AN9>E9,E9,AN9)","v":21.799999999999997},{"$f":"T9*$G$17","v":46.3},{"$f":"IF(AO9>G9,G9,AO9)","v":21.5},{"$f":"U9*$G$17","v":44.849999999999994},{"$f":"IF(AP9>I9,I9,AP9)","v":21.099999999999998},{"$f":"V9*$G$17","v":43.4},{"$f":"IF(AQ9>K9,K9,AQ9)","v":20.7},{"$f":"W9*$G$17","v":41.9},{"$f":"IF(AR9>M9,M9,AR9)","v":20.25},{"$f":"X9*$G$17","v":40.4},{"$f":"IF(AS9>O9,O9,AS9)","v":19.8},null,1.0539956803455723,1.0269978401727862,1,0.96868250539956802,0.93736501079913603,0.90496760259179265,0.87257019438444927,0.45286885245901637,0.45846477392218715,0.46436285097192226,0.47045707915273133,0.47695852534562211,0.48329355608591884,0.49009900990099009,1,1,1,1,1,1,1,{"$f":"Y9*C9*AF9","v":22.099999999999998},{"$f":"Z9*E9*AG9","v":21.799999999999997},{"$f":"AA9*G9*AH9","v":21.5},{"$f":"AB9*I9*AI9","v":21.099999999999998},{"$f":"AC9*K9*AJ9","v":20.7},{"$f":"AD9*M9*AK9","v":20.25},{"$f":"AE9*O9*AL9","v":19.8}]
[null,63,45.6,27.2,44.4,26.949999999999996,43.2,26.700000000000003,41.8,26.299999999999997,40.4,25.9,38.849999999999994,25.449999999999996,37.299999999999997,24.999999999999996,null,0.98488120950323976,0.95896328293736499,0.93304535637149033,0.90280777537796975,0.87257019438444927,0.83909287257019438,0.80561555075593949,0.59649122807017541,0.60698198198198194,0.61805555555555558,0.62918660287081341,0.6410891089108911,0.65508365508365507,0.67024128686327078,1,1,1,1,1,1,1,27.2,26.949999999999996,26.700000000000003,26.299999999999997,25.9,25.449999999999996,24.999999999999996]
[null,59,41.699999999999996,34.9,40.75,34.1,39.799999999999997,33.299999999999997,38.449999999999996,32.15,37.1,31.000000000000004,35.549999999999997,29.7,34,28.400000000000002,null,0.90064794816414684,0.88012958963282939,0.85961123110151183,0.83045356371490275,0.80129589632829379,0.7678185745140389,0.73434125269978401,0.83693045563549162,0.8368098159509203,0.83668341708542715,0.83615084525357608,0.83557951482479786,0.83544303797468356,0.83529411764705885,1,1,1,1,1,1,1,34.9,34.1,33.299999999999997,32.15,31.000000000000004,29.7,28.400000000000002]
[76,71,51.849999999999994,20.149999999999999,50.65,19.75,49.449999999999996,19.399999999999999,48.099999999999994,18.949999999999996,46.7,18.5,45.199999999999996,17.949999999999996,43.65,17.400000000000002,null,1.1198704103671706,1.0939524838012959,1.0680345572354211,1.0388768898488121,1.0086393088552916,0.97624190064794814,0.94276457883369336,0.38862102217936356,0.38993089832181638,0.39231547017189078,0.39397089397089397,0.39614561027837258,0.39712389380530971,0.39862542955326463,1,1,1,1,1,1,1,20.149999999999999,19.75,19.399999999999999,18.949999999999996,18.5,17.949999999999996,17.400000000000002]
[null,67,48.8,25.65,47.55,25.25,{"$f":"T13*$G$17","v":46.3},24.899999999999995,44.949999999999996,24.449999999999996,43.55,23.999999999999996,42.05,23.4,40.5,22.85,null,1.0539956803455723,1.0269978401727862,1,0.97084233261339092,0.94060475161987045,0.90820734341252696,0.87473002159827218,0.52561475409836067,0.53101997896950581,0.53779697624190059,0.54393770856507229,0.55109070034443164,0.55648038049940551,0.56419753086419755,1,1,1,1,1,1,1,25.65,25.25,24.899999999999995,24.449999999999996,23.999999999999996,23.4,22.85]
[null,63,45.6,33.450000000000003,44.35,33,43.1,32.549999999999997,41.699999999999996,32.049999999999997,40.349999999999994,31.499999999999993,38.799999999999997,30.849999999999994,37.299999999999997,30.15,null,0.98488120950323976,0.95788336933045359,0.93088552915766742,0.90064794816414684,0.87149028077753776,0.83801295896328298,0.80561555075593949,0.73355263157894735,0.74408117249154448,0.75522041763341063,0.76858513189448441,0.7806691449814126,0.79510309278350511,0.80831099195710454,1,1,1,1,1,1,1,33.450000000000003,33,32.549999999999997,32.049999999999997,31.499999999999993,30.849999999999994,30.15]
[null,59,42.05,39.65,40.950000000000003,38.550000000000004,39.799999999999997,37.450000000000003,38.449999999999996,36.199999999999996,37.049999999999997,34.9,35.499999999999993,33.449999999999989,33.9,31.95,null,0.90820734341252696,0.8844492440604752,0.85961123110151183,0.83045356371490275,0.80021598272138228,0.76673866090712739,0.7321814254859611,0.9429250891795482,0.94139194139194138,0.94095477386934678,0.94148244473342002,0.94197031039136303,0.94225352112676053,0.94247787610619471,1,1,1,1,1,1,1,39.65,38.550000000000004,37.450000000000003,36.199999999999996,34.9,33.449999999999989,31.95]
[80,71,51.9,26.999999999999996,50.65,26.5,49.4,25.999999999999996,48,25.349999999999998,46.599999999999994,24.7,45.099999999999994,23.949999999999996,43.599999999999994,23.2,null,1.1209503239740821,1.0939524838012959,1.0669546436285098,1.0367170626349893,1.0064794816414686,0.97408207343412523,0.94168466522678185,0.52023121387283233,0.52319842053307009,0.52631578947368418,0.52812499999999996,0.53004291845493567,0.53104212860310418,0.5321100917431193,1,1,1,1,1,1,1,26.999999999999996,26.5,25.999999999999996,25.349999999999998,24.7,23.949999999999996,23.2]
[null,67,48.7,31.700000000000003,47.499999999999993,31.199999999999996,46.3,30.7,44.949999999999996,30.099999999999994,43.599999999999994,29.499999999999996,42,28.7,40.4,27.9,null,1.0518358531317495,1.0259179265658747,1,0.97084233261339092,0.94168466522678185,0.90712742980561556,0.87257019438444927,0.65092402464065713,0.65684210526315789,0.66306695464362853,0.66963292547274744,0.67660550458715596,0.68333333333333335,0.69059405940594054,1,1,1,1,1,1,1,31.700000000000003,31.199999999999996,30.7,30.099999999999994,29.499999999999996,28.7,27.9]
[null,63,45.5,36.199999999999996,44.3,35.699999999999996,{"$f":"T18*$G$17","v":43.1},35.200000000000003,41.699999999999996,34.549999999999997,40.299999999999997,33.9,38.799999999999997,33.15,37.299999999999997,32.4,null,0.98272138228941686,0.95680345572354208,0.93088552915766742,0.90064794816414684,0.87041036717062636,0.83801295896328298,0.80561555075593949,0.79560439560439555,0.80586907449209932,0.81670533642691412,0.82853717026378892,0.84119106699751856,0.85438144329896903,0.86863270777479895,1,1,1,1,1,1,1,36.199999999999996,35.699999999999996,35.200000000000003,34.549999999999997,33.9,33.15,32.4]
[null,59,42.199999999999996,39.9,41,38.75,{"$f":"T19*$G$17","v":39.799999999999997},37.599999999999994,38.4,36.299999999999997,37,35,35.499999999999993,33.54999999999999,34,32.1,null,0.91144708423326137,0.8855291576673866,0.85961123110151183,0.82937365010799136,0.79913606911447088,0.76673866090712739,0.73434125269978401,0.9454976303317536,0.94512195121951215,0.94472361809045224,0.9453125,0.94594594594594594,0.94507042253521123,0.94411764705882351,1,1,1,1,1,1,1,39.9,38.75,37.599999999999994,36.299999999999997,35,33.54999999999999,32.1]

{"sheet":"RAPM_56","index":36,"n_rows":19,"n_cols":45,"rows_kept":19,"cut":false,"hidden":true,"merged":[[2,0,2,1],[2,2,2,15],[3,2,3,3],[3,4,3,5],[3,6,3,7],[3,8,3,9],[3,10,3,11],[3,12,3,13],[3,14,3,15],[5,2,6,2],[5,3,6,3],[5,4,6,4],[5,5,6,5],[5,6,6,6],[5,7,6,7],[5,8,6,8],[4,0,6,0],[4,1,6,1],[4,2,4,3],[4,4,4,5],[4,6,4,7],[4,8,4,9],[5,9,6,9],[5,10,6,10],[5,11,6,11],[5,12,6,12],[5,13,6,13],[5,14,6,14],[5,15,6,15],[4,10,4,11],[4,12,4,13],[4,14,4,15],[41,4,41,15],[42,4,42,5],[42,6,42,7],[42,8,42,9],[42,10,42,11],[42,12,42,13],[42,14,42,15],[7,0,10,0],[11,0,14,0],[15,0,18,0],[31,0,34,0],[35,0,38,0],[41,0,42,1],[44,12,45,12],[44,13,45,13],[44,14,45,14],[44,15,45,15],[46,0,49,0],[50,0,53,0],[43,12,43,13],[43,14,43,15],[44,4,45,4],[44,5,45,5],[44,6,45,6],[44,7,45,7],[44,8,45,8],[44,9,45,9],[44,10,45,10],[44,11,45,11],[43,0,45,0],[43,1,45,1],[43,4,43,5],[43,6,43,7],[43,8,43,9],[43,10,43,11],[54,0,57,0],[60,0,61,1],[60,4,60,15],[61,4,61,5],[61,6,61,7],[61,8,61,9],[61,10,61,11],[61,12,61,13],[61,14,61,15],[63,12,64,12],[63,13,64,13],[63,14,64,14],[63,15,64,15],[65,0,68,0],[69,0,72,0],[62,12,62,13],[62,14,62,15],[63,4,64,4],[63,5,64,5],[63,6,64,6],[63,7,64,7],[63,8,64,8],[63,9,64,9],[63,10,64,10],[63,11,64,11],[62,0,64,0],[62,1,64,1],[62,4,62,5],[62,6,62,7],[62,8,62,9],[62,10,62,11],[73,0,76,0],[79,0,80,1],[79,4,79,15],[80,4,80,5],[80,6,80,7],[80,8,80,9],[80,10,80,11],[80,12,80,13],[80,14,80,15],[82,12,83,12],[82,13,83,13],[82,14,83,14],[82,15,83,15],[84,0,87,0],[88,0,91,0],[81,12,81,13],[81,14,81,15],[82,4,83,4],[82,5,83,5],[82,6,83,6],[82,7,83,7],[82,8,83,8],[82,9,83,9],[82,10,83,10],[82,11,83,11],[81,0,83,0],[81,1,83,1],[81,4,81,5],[81,6,81,7],[81,8,81,9],[81,10,81,11],[92,0,95,0],[98,0,99,1],[98,4,98,15],[99,4,99,5],[99,6,99,7],[99,8,99,9],[99,10,99,11],[99,12,99,13],[99,14,99,15],[101,12,102,12],[101,13,102,13],[101,14,102,14],[101,15,102,15],[103,0,106,0],[107,0,110,0],[100,12,100,13],[100,14,100,15],[101,4,102,4],[101,5,102,5],[101,6,102,6],[101,7,102,7],[101,8,102,8],[101,9,102,9],[101,10,102,10],[101,11,102,11],[100,0,102,0],[100,1,102,1],[100,4,100,5],[100,6,100,7],[100,8,100,9],[100,10,100,11],[111,0,114,0],[117,0,118,1],[117,4,117,15],[118,4,118,5],[118,6,118,7],[118,8,118,9],[118,10,118,11],[118,12,118,13],[118,14,118,15],[130,0,133,0],[120,12,121,12],[120,13,121,13],[120,14,121,14],[120,15,121,15],[122,0,125,0],[126,0,129,0],[119,12,119,13],[119,14,119,15],[120,4,121,4],[120,5,121,5],[120,6,121,6],[120,7,121,7],[120,8,121,8],[120,9,121,9],[120,10,121,10],[120,11,121,11],[119,0,121,0],[119,1,121,1],[119,4,119,5],[119,6,119,7],[119,8,119,9],[119,10,119,11]]}
[]
["RAPM_56"]
["Evaporator Air Flow",null,"Condenser  Entering Air Temperature ˚F"]
[1500,"CFM",85,null,90,null,95,null,100,null,105,null,110,null,115]
["Evap. Air °F DB","EWB†\n˚F","Capacity Mbtuh",null,"Capacity Mbtuh",null,"Capacity Mbtuh",null,"Capacity Mbtuh",null,"Capacity Mbtuh",null,"Capacity Mbtuh",null,"Capacity Mbtuh"]
[null,null,"Total","Sens.","Total","Sens.","Total","Sens.","Total","Sens.","Total","Sens.","Total","Sens.","Total","Sens."]
[null,null,null,null,null,null,null,null,null,null,null,null,null,null,null,null,null,"Total Factors",null,null,null,null,null,null,"Sens. %",null,null,null,null,null,null,"IDB Adj",null,null,null,null,null,null,"Sens Calc"]
[72,71,{"$f":"R8*$G$17","v":52.2},{"$f":"IF(AM8>C8,C8,AM8)","v":17.3},{"$f":"S8*$G$17","v":51.25},{"$f":"IF(AN8>E8,E8,AN8)","v":17.150000000000002},{"$f":"T8*$G$17","v":50.3},{"$f":"IF(AO8>G8,G8,AO8)","v":17},{"$f":"U8*$G$17","v":49.1},{"$f":"IF(AP8>I8,I8,AP8)","v":16.700000000000003},{"$f":"V8*$G$17","v":47.9},{"$f":"IF(AQ8>K8,K8,AQ8)","v":16.399999999999999},{"$f":"W8*$G$17","v":46.5},{"$f":"IF(AR8>M8,M8,AR8)","v":16.05},{"$f":"X8*$G$17","v":45.1},{"$f":"IF(AS8>O8,O8,AS8)","v":15.700000000000001},null,0.99618320610687028,0.97805343511450382,0.95992366412213737,0.93702290076335881,0.91412213740458015,0.88740458015267176,0.86068702290076338,0.33141762452107282,0.33463414634146343,0.33797216699801191,0.34012219959266804,0.34237995824634654,0.34516129032258064,0.34811529933481156,1,1,1,1,1,1,1,{"$f":"Y8*C8*AF8","v":17.3},{"$f":"Z8*E8*AG8","v":17.150000000000002},{"$f":"AA8*G8*AH8","v":17},{"$f":"AB8*I8*AI8","v":16.700000000000003},{"$f":"AC8*K8*AJ8","v":16.399999999999999},{"$f":"AD8*M8*AK8","v":16.05},{"$f":"AE8*O8*AL8","v":15.700000000000001}]
[null,67,{"$f":"R9*$G$17","v":54.4},25.7,{"$f":"S9*$G$17","v":52.2},{"$f":"IF(AN9>E9,E9,AN9)","v":24.95},{"$f":"T9*$G$17","v":50},{"$f":"IF(AO9>G9,G9,AO9)","v":24.2},{"$f":"U9*$G$17","v":47.599999999999994},{"$f":"IF(AP9>I9,I9,AP9)","v":23.349999999999998},{"$f":"V9*$G$17","v":45.199999999999996},{"$f":"IF(AQ9>K9,K9,AQ9)","v":22.499999999999996},{"$f":"W9*$G$17","v":43.8},{"$f":"IF(AR9>M9,M9,AR9)","v":22.15},{"$f":"X9*$G$17","v":42.4},{"$f":"IF(AS9>O9,O9,AS9)","v":21.8},null,1.0381679389312977,0.99618320610687028,0.95419847328244278,0.90839694656488545,0.86259541984732824,0.83587786259541985,0.80916030534351147,0.47242647058823528,0.47796934865900381,0.48399999999999999,0.49054621848739494,0.49778761061946902,0.50570776255707761,0.51415094339622647,1,1,1,1,1,1,1,{"$f":"Y9*C9*AF9","v":25.7},{"$f":"Z9*E9*AG9","v":24.95},{"$f":"AA9*G9*AH9","v":24.2},{"$f":"AB9*I9*AI9","v":23.349999999999998},{"$f":"AC9*K9*AJ9","v":22.499999999999996},{"$f":"AD9*M9*AK9","v":22.15},{"$f":"AE9*O9*AL9","v":21.8}]
[null,63,51.300000000000004,32,50.199999999999996,31.799999999999997,49.1,31.6,47.65,31.2,46.199999999999996,30.799999999999997,43.85,29.849999999999998,41.5,28.9,null,0.97900763358778631,0.9580152671755725,0.93702290076335881,0.90935114503816794,0.88167938931297707,0.83683206106870234,0.7919847328244275,0.62378167641325533,0.63346613545816732,0.64358452138492872,0.65477439664218262,0.66666666666666663,0.68072976054732037,0.69638554216867465,1,1,1,1,1,1,1,32,31.799999999999997,31.6,31.2,30.799999999999997,29.849999999999998,28.9]
[null,59,44.6,38.300000000000004,44.699999999999996,38.349999999999994,44.8,38.4,43.75,37.5,42.7,36.6,41.1,35.25,39.499999999999993,33.899999999999991,null,0.85114503816793896,0.85305343511450382,0.85496183206106868,0.83492366412213737,0.81488549618320616,0.78435114503816794,0.75381679389312972,0.85874439461883412,0.85794183445190153,0.8571428571428571,0.8571428571428571,0.8571428571428571,0.85766423357664234,0.85822784810126584,1,1,1,1,1,1,1,38.300000000000004,38.349999999999994,38.4,37.5,36.6,35.25,33.899999999999991]
[76,71,57.65,22.95,56.6,22.650000000000002,55.5,22.4,54.199999999999996,22.049999999999997,52.9,21.650000000000002,51.349999999999994,21.15,49.8,20.65,null,1.1001908396946565,1.0801526717557253,1.0591603053435115,1.0343511450381679,1.0095419847328244,0.97996183206106868,0.95038167938931295,0.39809193408499566,0.40017667844522969,0.40360360360360359,0.40682656826568264,0.40926275992438566,0.41187925998052582,0.4146586345381526,1,1,1,1,1,1,1,22.95,22.650000000000002,22.4,22.049999999999997,21.650000000000002,21.15,20.65]
[null,67,54.599999999999994,29.749999999999993,53.55,29.5,{"$f":"T13*$G$17","v":52.5},29.25,51.199999999999996,28.849999999999998,49.85,28.450000000000003,48.3,27.95,46.75,27.45,null,1.0419847328244274,1.0219465648854962,1.001908396946565,0.97709923664122134,0.95133587786259544,0.9217557251908397,0.89217557251908397,0.54487179487179482,0.55088702147525681,0.55714285714285716,0.5634765625,0.57071213640922769,0.57867494824016563,0.58716577540106951,1,1,1,1,1,1,1,29.749999999999993,29.5,29.25,28.849999999999998,28.450000000000003,27.95,27.45]
[null,63,51.1,38.950000000000003,49.949999999999996,38.549999999999997,48.8,38.15,47.4,37.599999999999994,45.949999999999996,37.049999999999997,44.4,36.4,42.849999999999994,35.749999999999993,null,0.97519083969465647,0.9532442748091603,0.93129770992366412,0.90458015267175573,0.87690839694656486,0.84732824427480913,0.8177480916030534,0.76223091976516633,0.77177177177177181,0.78176229508196726,0.7932489451476793,0.80631120783460286,0.81981981981981977,0.83430571761960326,1,1,1,1,1,1,1,38.950000000000003,38.549999999999997,38.15,37.599999999999994,37.049999999999997,36.4,35.749999999999993]
[null,59,46.75,45.05,46,44.3,45.199999999999996,43.55,43.9,42.25,42.599999999999994,40.999999999999993,41.05,39.499999999999993,39.499999999999993,38.049999999999997,null,0.89217557251908397,0.87786259541984735,0.86259541984732824,0.83778625954198471,0.81297709923664119,0.78339694656488545,0.75381679389312972,0.96363636363636362,0.96304347826086956,0.96349557522123896,0.9624145785876993,0.96244131455399062,0.96224116930572468,0.96329113924050636,1,1,1,1,1,1,1,45.05,44.3,43.55,42.25,40.999999999999993,39.499999999999993,38.049999999999997]
[80,71,57.699999999999996,30.599999999999994,56.6,30.200000000000003,55.5,29.799999999999997,54.199999999999996,29.249999999999996,52.9,28.699999999999996,51.300000000000004,27.950000000000006,49.699999999999996,27.2,null,1.1011450381679388,1.0801526717557253,1.0591603053435115,1.0343511450381679,1.0095419847328244,0.97900763358778631,0.94847328244274809,0.53032928942807622,0.53356890459363959,0.53693693693693689,0.53966789667896675,0.5425330812854442,0.54483430799220278,0.54728370221327971,1,1,1,1,1,1,1,30.599999999999994,30.200000000000003,29.799999999999997,29.249999999999996,28.699999999999996,27.950000000000006,27.2]
[null,67,54.599999999999994,36.599999999999994,53.5,36.200000000000003,52.4,35.799999999999997,51.1,35.25,49.8,34.699999999999996,48.25,34,46.699999999999996,33.299999999999997,null,1.0419847328244274,1.0209923664122138,1,0.97519083969465647,0.95038167938931295,0.92080152671755722,0.89122137404580148,0.67032967032967028,0.6766355140186916,0.68320610687022898,0.68982387475538165,0.69678714859437751,0.70466321243523311,0.71306209850107072,1,1,1,1,1,1,1,36.599999999999994,36.200000000000003,35.799999999999997,35.25,34.699999999999996,34,33.299999999999997]
[null,63,51.199999999999996,42.099999999999994,50.1,41.7,{"$f":"T18*$G$17","v":48.999999999999993},41.3,47.7,40.75,46.4,40.200000000000003,44.85,39.5,43.3,38.799999999999997,null,0.97709923664122134,0.95610687022900764,0.93511450381679384,0.91030534351145043,0.8854961832061069,0.85591603053435117,0.82633587786259544,0.822265625,0.83233532934131738,0.84285714285714286,0.85429769392033539,0.86637931034482762,0.88071348940914163,0.89607390300230949,1,1,1,1,1,1,1,42.099999999999994,41.7,41.3,40.75,40.200000000000003,39.5,38.799999999999997]
[null,59,47.3,45.699999999999996,46.199999999999996,44.65,{"$f":"T19*$G$17","v":45.1},43.6,43.8,42.35,42.5,41.1,40.949999999999996,39.599999999999994,39.4,38.099999999999994,null,0.90267175572519087,0.88167938931297707,0.86068702290076338,0.83587786259541985,0.81106870229007633,0.78148854961832059,0.75190839694656486,0.96617336152219868,0.96645021645021645,0.96674057649667411,0.96689497716894979,0.96705882352941175,0.96703296703296704,0.96700507614213194,1,1,1,1,1,1,1,45.699999999999996,44.65,43.6,42.35,41.1,39.599999999999994,38.099999999999994]

{"sheet":"RAPM_60","index":37,"n_rows":19,"n_cols":45,"rows_kept":19,"cut":false,"hidden":true,"merged":[[2,0,2,1],[2,2,2,15],[3,2,3,3],[3,4,3,5],[3,6,3,7],[3,8,3,9],[3,10,3,11],[3,12,3,13],[3,14,3,15],[5,2,6,2],[5,3,6,3],[5,4,6,4],[5,5,6,5],[5,6,6,6],[5,7,6,7],[5,8,6,8],[4,0,6,0],[4,1,6,1],[4,2,4,3],[4,4,4,5],[4,6,4,7],[4,8,4,9],[5,9,6,9],[5,10,6,10],[5,11,6,11],[5,12,6,12],[5,13,6,13],[5,14,6,14],[5,15,6,15],[4,10,4,11],[4,12,4,13],[4,14,4,15],[41,4,41,15],[42,4,42,5],[42,6,42,7],[42,8,42,9],[42,10,42,11],[42,12,42,13],[42,14,42,15],[7,0,10,0],[11,0,14,0],[15,0,18,0],[31,0,34,0],[35,0,38,0],[41,0,42,1],[44,12,45,12],[44,13,45,13],[44,14,45,14],[44,15,45,15],[46,0,49,0],[50,0,53,0],[43,12,43,13],[43,14,43,15],[44,4,45,4],[44,5,45,5],[44,6,45,6],[44,7,45,7],[44,8,45,8],[44,9,45,9],[44,10,45,10],[44,11,45,11],[43,0,45,0],[43,1,45,1],[43,4,43,5],[43,6,43,7],[43,8,43,9],[43,10,43,11],[54,0,57,0],[60,0,61,1],[60,4,60,15],[61,4,61,5],[61,6,61,7],[61,8,61,9],[61,10,61,11],[61,12,61,13],[61,14,61,15],[63,12,64,12],[63,13,64,13],[63,14,64,14],[63,15,64,15],[65,0,68,0],[69,0,72,0],[62,12,62,13],[62,14,62,15],[63,4,64,4],[63,5,64,5],[63,6,64,6],[63,7,64,7],[63,8,64,8],[63,9,64,9],[63,10,64,10],[63,11,64,11],[62,0,64,0],[62,1,64,1],[62,4,62,5],[62,6,62,7],[62,8,62,9],[62,10,62,11],[73,0,76,0],[79,0,80,1],[79,4,79,15],[80,4,80,5],[80,6,80,7],[80,8,80,9],[80,10,80,11],[80,12,80,13],[80,14,80,15],[82,12,83,12],[82,13,83,13],[82,14,83,14],[82,15,83,15],[84,0,87,0],[88,0,91,0],[81,12,81,13],[81,14,81,15],[82,4,83,4],[82,5,83,5],[82,6,83,6],[82,7,83,7],[82,8,83,8],[82,9,83,9],[82,10,83,10],[82,11,83,11],[81,0,83,0],[81,1,83,1],[81,4,81,5],[81,6,81,7],[81,8,81,9],[81,10,81,11],[92,0,95,0],[98,0,99,1],[98,4,98,15],[99,4,99,5],[99,6,99,7],[99,8,99,9],[99,10,99,11],[99,12,99,13],[99,14,99,15],[101,12,102,12],[101,13,102,13],[101,14,102,14],[101,15,102,15],[103,0,106,0],[107,0,110,0],[100,12,100,13],[100,14,100,15],[101,4,102,4],[101,5,102,5],[101,6,102,6],[101,7,102,7],[101,8,102,8],[101,9,102,9],[101,10,102,10],[101,11,102,11],[100,0,102,0],[100,1,102,1],[100,4,100,5],[100,6,100,7],[100,8,100,9],[100,10,100,11],[111,0,114,0],[117,0,118,1],[117,4,117,15],[118,4,118,5],[118,6,118,7],[118,8,118,9],[118,10,118,11],[118,12,118,13],[118,14,118,15],[130,0,133,0],[120,12,121,12],[120,13,121,13],[120,14,121,14],[120,15,121,15],[122,0,125,0],[126,0,129,0],[119,12,119,13],[119,14,119,15],[120,4,121,4],[120,5,121,5],[120,6,121,6],[120,7,121,7],[120,8,121,8],[120,9,121,9],[120,10,121,10],[120,11,121,11],[119,0,121,0],[119,1,121,1],[119,4,119,5],[119,6,119,7],[119,8,119,9],[119,10,119,11]]}
[]
["RAPM_60"]
["Evaporator Air Flow",null,"Condenser  Entering Air Temperature ˚F"]
[1600,"CFM",85,null,90,null,95,null,100,null,105,null,110,null,115]
["Evap. Air °F DB","EWB†\n˚F","Capacity Mbtuh",null,"Capacity Mbtuh",null,"Capacity Mbtuh",null,"Capacity Mbtuh",null,"Capacity Mbtuh",null,"Capacity Mbtuh",null,"Capacity Mbtuh"]
[null,null,"Total","Sens.","Total","Sens.","Total","Sens.","Total","Sens.","Total","Sens.","Total","Sens.","Total","Sens."]
[null,null,null,null,null,null,null,null,null,null,null,null,null,null,null,null,null,"Total Factors",null,null,null,null,null,null,"Sens. %",null,null,null,null,null,null,"IDB Adj",null,null,null,null,null,null,"Sens Calc"]
[72,71,{"$f":"R8*$G$17","v":66.8},{"$f":"IF(AM8>C8,C8,AM8)","v":21.400000000000002},{"$f":"S8*$G$17","v":65.45},{"$f":"IF(AN8>E8,E8,AN8)","v":21.099999999999998},{"$f":"T8*$G$17","v":64.099999999999994},{"$f":"IF(AO8>G8,G8,AO8)","v":20.799999999999997},{"$f":"U8*$G$17","v":59.75},{"$f":"IF(AP8>I8,I8,AP8)","v":19.5},{"$f":"V8*$G$17","v":55.4},{"$f":"IF(AQ8>K8,K8,AQ8)","v":18.2},{"$f":"W8*$G$17","v":53.75},{"$f":"IF(AR8>M8,M8,AR8)","v":17.8},{"$f":"X8*$G$17","v":52.1},{"$f":"IF(AS8>O8,O8,AS8)","v":17.400000000000002},null,1.1114808652246255,1.0890183028286189,1.0665557404326123,0.99417637271214643,0.92179700499168049,0.89434276206322794,0.86688851913477538,0.32035928143712578,0.32238349885408707,0.32449297971918878,0.32635983263598328,0.32851985559566788,0.3311627906976744,0.33397312859884837,1,1,1,1,1,1,1,{"$f":"Y8*C8*AF8","v":21.400000000000002},{"$f":"Z8*E8*AG8","v":21.099999999999998},{"$f":"AA8*G8*AH8","v":20.799999999999997},{"$f":"AB8*I8*AI8","v":19.5},{"$f":"AC8*K8*AJ8","v":18.2},{"$f":"AD8*M8*AK8","v":17.8},{"$f":"AE8*O8*AL8","v":17.400000000000002}]
[null,67,{"$f":"R9*$G$17","v":62.9},28.7,{"$f":"S9*$G$17","v":61.45},{"$f":"IF(AN9>E9,E9,AN9)","v":28.35},{"$f":"T9*$G$17","v":60},{"$f":"IF(AO9>G9,G9,AO9)","v":28},{"$f":"U9*$G$17","v":58.150000000000006},{"$f":"IF(AP9>I9,I9,AP9)","v":27.500000000000004},{"$f":"V9*$G$17","v":56.3},{"$f":"IF(AQ9>K9,K9,AQ9)","v":27},{"$f":"W9*$G$17","v":52.550000000000004},{"$f":"IF(AR9>M9,M9,AR9)","v":25.550000000000004},{"$f":"X9*$G$17","v":48.8},{"$f":"IF(AS9>O9,O9,AS9)","v":24.099999999999998},null,1.0465890183028286,1.0224625623960066,0.99833610648918469,0.96755407653910153,0.93677204658901825,0.87437603993344426,0.81198003327787016,0.45627980922098571,0.46135069161920261,0.46666666666666667,0.47291487532244197,0.47957371225577267,0.48620361560418651,0.49385245901639346,1,1,1,1,1,1,1,{"$f":"Y9*C9*AF9","v":28.7},{"$f":"Z9*E9*AG9","v":28.35},{"$f":"AA9*G9*AH9","v":28},{"$f":"AB9*I9*AI9","v":27.500000000000004},{"$f":"AC9*K9*AJ9","v":27},{"$f":"AD9*M9*AK9","v":25.550000000000004},{"$f":"AE9*O9*AL9","v":24.099999999999998}]
[null,63,59.1,36.299999999999997,57.6,35.9,56.1,35.5,54,34.800000000000004,51.9,34.1,48.900000000000006,32.800000000000004,45.9,31.5,null,0.98336106489184694,0.95840266222961734,0.93344425956738764,0.8985024958402662,0.86356073211314477,0.81364392678868558,0.76372712146422628,0.6142131979695431,0.62326388888888884,0.63279857397504458,0.64444444444444449,0.65703275529865124,0.67075664621676889,0.68627450980392157,1,1,1,1,1,1,1,36.299999999999997,35.9,35.5,34.800000000000004,34.1,32.800000000000004,31.5]
[null,59,50.400000000000006,44.000000000000007,49.2,42.95,48,41.9,47.1,41.1,46.2,40.300000000000004,46.1,40.200000000000003,46,40.1,null,0.83860232945091517,0.8186356073211315,0.79866888519134771,0.78369384359400995,0.7687188019966722,0.76705490848585689,0.76539101497504158,0.87301587301587302,0.87296747967479671,0.87291666666666667,0.87261146496815289,0.87229437229437234,0.87201735357917576,0.87173913043478257,1,1,1,1,1,1,1,44.000000000000007,42.95,41.9,41.1,40.300000000000004,40.200000000000003,40.1]
[76,71,67,25.9,65.7,25.55,64.349999999999994,25.15,62.75,24.7,61.15,24.2,59.35,23.6,57.550000000000004,23.050000000000004,null,1.1148086522462561,1.0931780366056572,1.0707154742096505,1.0440931780366056,1.0174708818635607,0.9875207986688852,0.95757071547420969,0.38656716417910447,0.3888888888888889,0.39083139083139085,0.39362549800796814,0.39574816026165166,0.39764111204717778,0.40052128583840141,1,1,1,1,1,1,1,25.9,25.55,25.15,24.7,24.2,23.6,23.050000000000004]
[null,67,62.9,33.249999999999993,61.55,32.9,{"$f":"T13*$G$17","v":60.2},32.500000000000007,58.6,32,57.050000000000004,31.500000000000004,55.199999999999996,30.9,53.4,30.25,null,1.0465890183028286,1.0241264559068219,1.0016638935108153,0.9750415973377704,0.94925124792013316,0.91846921797004988,0.88851913477537436,0.52861685214626386,0.53452477660438669,0.53986710963455153,0.5460750853242321,0.55214723926380371,0.55978260869565222,0.56647940074906367,1,1,1,1,1,1,1,33.249999999999993,32.9,32.500000000000007,32,31.500000000000004,30.9,30.25]
[null,63,57.7,43.35,56.05,42.65,54.45,41.95,52.45,41.050000000000004,50.5,40.15,48.6,39.35,46.75,38.549999999999997,null,0.96006655574043265,0.93261231281197998,0.90599001663893508,0.87271214642262895,0.84026622296173048,0.80865224625623955,0.77787021630615638,0.75129982668977469,0.76092774308652988,0.77043158861340677,0.78265014299332702,0.79504950495049509,0.80967078189300412,0.82459893048128341,1,1,1,1,1,1,1,43.35,42.65,41.95,41.050000000000004,40.15,39.35,38.549999999999997]
[null,59,51.6,50.25,50.7,49.4,49.750000000000007,48.500000000000007,49.2,47.95,48.65,47.4,47.4,46.15,46.1,44.900000000000006,null,0.85856905158069885,0.84359400998336109,0.82778702163061568,0.8186356073211315,0.8094841930116472,0.78868552412645587,0.76705490848585689,0.97383720930232553,0.97435897435897434,0.97487437185929648,0.97459349593495936,0.97430626927029806,0.97362869198312241,0.97396963123644253,1,1,1,1,1,1,1,50.25,49.4,48.500000000000007,47.95,47.4,46.15,44.900000000000006]
[80,71,67,34.800000000000004,65.599999999999994,34.199999999999996,64.2,33.6,62.65,32.950000000000003,61.1,32.300000000000004,59.25,31.45,57.400000000000006,30.6,null,1.1148086522462561,1.0915141430948418,1.0682196339434276,1.0424292845257903,1.0166389351081531,0.9858569051580699,0.95507487520798673,0.5194029850746269,0.52134146341463417,0.52336448598130836,0.52593774940143656,0.52864157119476274,0.53080168776371306,0.5331010452961672,1,1,1,1,1,1,1,34.800000000000004,34.199999999999996,33.6,32.950000000000003,32.300000000000004,31.45,30.6]
[null,67,62.8,41.1,61.45,40.550000000000004,60.1,40,58.5,39.299999999999997,56.900000000000006,38.6,55.1,37.800000000000004,53.3,37,null,1.0449251247920133,1.0224625623960066,1,0.9733777038269551,0.9467554076539102,0.91680532445923457,0.88685524126455906,0.65445859872611467,0.65988608624898293,0.66555740432612309,0.67179487179487174,0.67838312829525482,0.68602540834845738,0.69418386491557227,1,1,1,1,1,1,1,41.1,40.550000000000004,40,39.299999999999997,38.6,37.800000000000004,37]
[null,63,59,47.9,57.650000000000006,47.35,{"$f":"T18*$G$17","v":56.3},46.8,54.7,46.1,53.1,45.400000000000006,51.300000000000004,44.6,49.500000000000007,43.800000000000011,null,0.98169717138103163,0.95923460898502499,0.93677204658901825,0.91014975041597335,0.88352745424292845,0.85357737104825293,0.82362728785357742,0.81186440677966099,0.82133564614050303,0.8312611012433393,0.84277879341864714,0.85499058380414317,0.86939571150097461,0.88484848484848488,1,1,1,1,1,1,1,47.9,47.35,46.8,46.1,45.400000000000006,44.6,43.800000000000011]
[null,59,55.6,54.5,54.25,53.150000000000006,{"$f":"T19*$G$17","v":52.9},51.8,51.300000000000004,50.25,49.7,48.7,47.9,46.95,46.1,45.2,null,0.9251247920133111,0.90266222961730447,0.88019966722129783,0.85357737104825293,0.82695507487520803,0.7970049916805324,0.76705490848585689,0.98021582733812951,0.97972350230414751,0.9792060491493384,0.97953216374269003,0.97987927565392352,0.98016701461377875,0.9804772234273319,1,1,1,1,1,1,1,54.5,53.150000000000006,51.8,50.25,48.7,46.95,45.2]

{"sheet":"RARL_24","index":38,"n_rows":19,"n_cols":45,"rows_kept":19,"cut":false,"hidden":true,"merged":[[2,0,2,1],[2,2,2,15],[3,2,3,3],[3,4,3,5],[3,6,3,7],[3,8,3,9],[3,10,3,11],[3,12,3,13],[3,14,3,15],[5,2,6,2],[5,3,6,3],[5,4,6,4],[5,5,6,5],[5,6,6,6],[5,7,6,7],[5,8,6,8],[4,0,6,0],[4,1,6,1],[4,2,4,3],[4,4,4,5],[4,6,4,7],[4,8,4,9],[5,9,6,9],[5,10,6,10],[5,11,6,11],[5,12,6,12],[5,13,6,13],[5,14,6,14],[5,15,6,15],[4,10,4,11],[4,12,4,13],[4,14,4,15],[41,4,41,15],[42,4,42,5],[42,6,42,7],[42,8,42,9],[42,10,42,11],[42,12,42,13],[42,14,42,15],[7,0,10,0],[11,0,14,0],[15,0,18,0],[31,0,34,0],[35,0,38,0],[41,0,42,1],[44,12,45,12],[44,13,45,13],[44,14,45,14],[44,15,45,15],[46,0,49,0],[50,0,53,0],[43,12,43,13],[43,14,43,15],[44,4,45,4],[44,5,45,5],[44,6,45,6],[44,7,45,7],[44,8,45,8],[44,9,45,9],[44,10,45,10],[44,11,45,11],[43,0,45,0],[43,1,45,1],[43,4,43,5],[43,6,43,7],[43,8,43,9],[43,10,43,11],[54,0,57,0],[60,0,61,1],[60,4,60,15],[61,4,61,5],[61,6,61,7],[61,8,61,9],[61,10,61,11],[61,12,61,13],[61,14,61,15],[63,12,64,12],[63,13,64,13],[63,14,64,14],[63,15,64,15],[65,0,68,0],[69,0,72,0],[62,12,62,13],[62,14,62,15],[63,4,64,4],[63,5,64,5],[63,6,64,6],[63,7,64,7],[63,8,64,8],[63,9,64,9],[63,10,64,10],[63,11,64,11],[62,0,64,0],[62,1,64,1],[62,4,62,5],[62,6,62,7],[62,8,62,9],[62,10,62,11],[73,0,76,0],[79,0,80,1],[79,4,79,15],[80,4,80,5],[80,6,80,7],[80,8,80,9],[80,10,80,11],[80,12,80,13],[80,14,80,15],[82,12,83,12],[82,13,83,13],[82,14,83,14],[82,15,83,15],[84,0,87,0],[88,0,91,0],[81,12,81,13],[81,14,81,15],[82,4,83,4],[82,5,83,5],[82,6,83,6],[82,7,83,7],[82,8,83,8],[82,9,83,9],[82,10,83,10],[82,11,83,11],[81,0,83,0],[81,1,83,1],[81,4,81,5],[81,6,81,7],[81,8,81,9],[81,10,81,11],[92,0,95,0],[98,0,99,1],[98,4,98,15],[99,4,99,5],[99,6,99,7],[99,8,99,9],[99,10,99,11],[99,12,99,13],[99,14,99,15],[101,12,102,12],[101,13,102,13],[101,14,102,14],[101,15,102,15],[103,0,106,0],[107,0,110,0],[100,12,100,13],[100,14,100,15],[101,4,102,4],[101,5,102,5],[101,6,102,6],[101,7,102,7],[101,8,102,8],[101,9,102,9],[101,10,102,10],[101,11,102,11],[100,0,102,0],[100,1,102,1],[100,4,100,5],[100,6,100,7],[100,8,100,9],[100,10,100,11],[111,0,114,0],[117,0,118,1],[117,4,117,15],[118,4,118,5],[118,6,118,7],[118,8,118,9],[118,10,118,11],[118,12,118,13],[118,14,118,15],[130,0,133,0],[120,12,121,12],[120,13,121,13],[120,14,121,14],[120,15,121,15],[122,0,125,0],[126,0,129,0],[119,12,119,13],[119,14,119,15],[120,4,121,4],[120,5,121,5],[120,6,121,6],[120,7,121,7],[120,8,121,8],[120,9,121,9],[120,10,121,10],[120,11,121,11],[119,0,121,0],[119,1,121,1],[119,4,119,5],[119,6,119,7],[119,8,119,9],[119,10,119,11]]}
[]
["RARL_24"]
["Evaporator Air Flow",null,"Condenser  Entering Air Temperature ˚F"]
[775,"CFM",85,null,90,null,95,null,100,null,105,null,110,null,115]
["Evap. Air °F DB","EWB†\n˚F","Capacity Mbtuh",null,"Capacity Mbtuh",null,"Capacity Mbtuh",null,"Capacity Mbtuh",null,"Capacity Mbtuh",null,"Capacity Mbtuh",null,"Capacity Mbtuh"]
[null,null,"Total","Sens.","Total","Sens.","Total","Sens.","Total","Sens.","Total","Sens.","Total","Sens.","Total","Sens."]
[null,null,null,null,null,null,null,null,null,null,null,null,null,null,null,null,null,"Total Factors",null,null,null,null,null,null,"Sens. %",null,null,null,null,null,null,"IDB Adj",null,null,null,null,null,null,"Sens Calc"]
[72,71,{"$f":"R8*$G$17","v":25.1},{"$f":"IF(AM8>C8,C8,AM8)","v":8.7000000000000011},{"$f":"S8*$G$17","v":24.499999999999996},{"$f":"IF(AN8>E8,E8,AN8)","v":8.5499999999999989},{"$f":"T8*$G$17","v":23.9},{"$f":"IF(AO8>G8,G8,AO8)","v":8.3999999999999986},{"$f":"U8*$G$17","v":23.349999999999998},{"$f":"IF(AP8>I8,I8,AP8)","v":8.15},{"$f":"V8*$G$17","v":22.8},{"$f":"IF(AQ8>K8,K8,AQ8)","v":7.9},{"$f":"W8*$G$17","v":22.2},{"$f":"IF(AR8>M8,M8,AR8)","v":7.5},{"$f":"X8*$G$17","v":21.599999999999998},{"$f":"IF(AS8>O8,O8,AS8)","v":7.1},null,1.028688524590164,1.0040983606557377,0.97950819672131151,0.95696721311475408,0.93442622950819676,0.9098360655737705,0.88524590163934425,0.34661354581673309,0.34897959183673471,0.35146443514644349,0.34903640256959317,0.34649122807017546,0.33783783783783783,0.32870370370370372,1,1,1,1,1,1,1,{"$f":"Y8*C8*AF8","v":8.7000000000000011},{"$f":"Z8*E8*AG8","v":8.5499999999999989},{"$f":"AA8*G8*AH8","v":8.3999999999999986},{"$f":"AB8*I8*AI8","v":8.15},{"$f":"AC8*K8*AJ8","v":7.9},{"$f":"AD8*M8*AK8","v":7.5},{"$f":"AE8*O8*AL8","v":7.1}]
[null,67,{"$f":"R9*$G$17","v":23.4},11.6,{"$f":"S9*$G$17","v":22.8},{"$f":"IF(AN9>E9,E9,AN9)","v":11.45},{"$f":"T9*$G$17","v":22.2},{"$f":"IF(AO9>G9,G9,AO9)","v":11.3},{"$f":"U9*$G$17","v":21.599999999999998},{"$f":"IF(AP9>I9,I9,AP9)","v":11.049999999999999},{"$f":"V9*$G$17","v":20.999999999999996},{"$f":"IF(AQ9>K9,K9,AQ9)","v":10.799999999999997},{"$f":"W9*$G$17","v":21.4},{"$f":"IF(AR9>M9,M9,AR9)","v":10.899999999999999},{"$f":"X9*$G$17","v":21.799999999999997},{"$f":"IF(AS9>O9,O9,AS9)","v":10.999999999999998},null,0.95901639344262291,0.93442622950819676,0.9098360655737705,0.88524590163934425,0.86065573770491799,0.87704918032786883,0.89344262295081966,0.49572649572649574,0.5021929824561403,0.50900900900900903,0.51157407407407407,0.51428571428571423,0.50934579439252337,0.50458715596330272,1,1,1,1,1,1,1,{"$f":"Y9*C9*AF9","v":11.6},{"$f":"Z9*E9*AG9","v":11.45},{"$f":"AA9*G9*AH9","v":11.3},{"$f":"AB9*I9*AI9","v":11.049999999999999},{"$f":"AC9*K9*AJ9","v":10.799999999999997},{"$f":"AD9*M9*AK9","v":10.899999999999999},{"$f":"AE9*O9*AL9","v":10.999999999999998}]
[null,63,23.7,15,23.05,14.85,22.4,14.7,21.7,14.4,20.999999999999996,14.099999999999996,20.349999999999998,13.65,19.7,13.2,null,0.97131147540983609,0.94467213114754101,0.91803278688524592,0.88934426229508201,0.86065573770491799,0.83401639344262291,0.80737704918032782,0.63291139240506333,0.64425162689804771,0.65625,0.66359447004608296,0.67142857142857137,0.67076167076167081,0.67005076142131981,1,1,1,1,1,1,1,15,14.85,14.7,14.4,14.099999999999996,13.65,13.2]
[null,59,21.3,17.7,20.6,17.45,19.899999999999999,17.2,19.249999999999996,16.749999999999996,18.599999999999998,16.299999999999997,18,15.75,17.399999999999999,15.2,null,0.87295081967213117,0.84426229508196726,0.81557377049180324,0.78893442622950816,0.76229508196721307,0.73770491803278693,0.71311475409836067,0.83098591549295775,0.84708737864077666,0.86432160804020097,0.87012987012987009,0.87634408602150538,0.875,0.87356321839080464,1,1,1,1,1,1,1,17.7,17.45,17.2,16.749999999999996,16.299999999999997,15.75,15.2]
[76,71,27.75,11.45,27.099999999999998,11.249999999999998,26.400000000000002,11.05,25.749999999999996,10.7,25.1,10.350000000000001,24.45,9.85,23.799999999999997,9.3999999999999986,null,1.1372950819672132,1.110655737704918,1.0819672131147542,1.055327868852459,1.028688524590164,1.0020491803278688,0.97540983606557374,0.41261261261261262,0.4151291512915129,0.41856060606060608,0.41553398058252428,0.41235059760956178,0.40286298568507156,0.3949579831932773,1,1,1,1,1,1,1,11.45,11.249999999999998,11.05,10.7,10.350000000000001,9.85,9.3999999999999986]
[null,67,25.799999999999997,14.7,25.15,14.5,{"$f":"T13*$G$17","v":24.499999999999996},14.249999999999998,23.799999999999997,13.899999999999999,23.15,13.549999999999999,22.499999999999996,13.099999999999998,21.849999999999998,12.6,null,1.0573770491803278,1.0307377049180328,1.0040983606557377,0.97540983606557374,0.94877049180327866,0.92213114754098358,0.89549180327868849,0.56976744186046513,0.57654075546719685,0.58163265306122447,0.58403361344537819,0.58531317494600432,0.5822222222222222,0.57665903890160186,1,1,1,1,1,1,1,14.7,14.5,14.249999999999998,13.899999999999999,13.549999999999999,13.099999999999998,12.6]
[null,63,23.65,18.249999999999996,22.95,18,22.299999999999997,17.749999999999996,21.65,17.399999999999999,21.05,17.05,20.349999999999998,16.5,19.7,15.950000000000001,null,0.96926229508196726,0.94057377049180324,0.91393442622950816,0.88729508196721307,0.86270491803278693,0.83401639344262291,0.80737704918032782,0.77167019027484141,0.78431372549019607,0.79596412556053808,0.80369515011547343,0.80997624703087889,0.81081081081081086,0.80964467005076146,1,1,1,1,1,1,1,18.249999999999996,18,17.749999999999996,17.399999999999999,17.05,16.5,15.950000000000001]
[null,59,21.25,19.849999999999998,20.549999999999997,19.599999999999998,19.899999999999999,19.299999999999997,19.3,18.75,18.649999999999999,18.2,18,17.55,17.299999999999997,16.899999999999999,null,0.87090163934426235,0.84221311475409832,0.81557377049180324,0.79098360655737709,0.76434426229508201,0.73770491803278693,0.70901639344262291,0.9341176470588235,0.95377128953771284,0.96984924623115576,0.97150259067357514,0.97587131367292224,0.97499999999999998,0.97687861271676302,1,1,1,1,1,1,1,19.849999999999998,19.599999999999998,19.299999999999997,18.75,18.2,17.55,16.899999999999999]
[80,71,27.7,15.1,27,14.8,26.299999999999997,14.5,25.7,14.100000000000001,25.1,13.7,24.45,13.15,23.799999999999997,12.599999999999998,null,1.1352459016393444,1.1065573770491803,1.0778688524590163,1.0532786885245902,1.028688524590164,1.0020491803278688,0.97540983606557374,0.54512635379061369,0.54814814814814816,0.5513307984790875,0.54863813229571989,0.54581673306772904,0.53783231083844585,0.52941176470588236,1,1,1,1,1,1,1,15.1,14.8,14.5,14.100000000000001,13.7,13.15,12.599999999999998]
[null,67,25.799999999999997,17.899999999999999,25.1,17.600000000000001,24.4,17.299999999999997,23.75,16.900000000000002,23.099999999999998,16.5,22.499999999999996,15.949999999999998,21.9,15.399999999999999,null,1.0573770491803278,1.028688524590164,1,0.97336065573770492,0.94672131147540983,0.92213114754098358,0.89754098360655743,0.69379844961240311,0.70119521912350602,0.70901639344262291,0.71157894736842109,0.7142857142857143,0.7088888888888889,0.70319634703196343,1,1,1,1,1,1,1,17.899999999999999,17.600000000000001,17.299999999999997,16.900000000000002,16.5,15.949999999999998,15.399999999999999]
[null,63,23.599999999999998,19.7,22.95,19.399999999999999,{"$f":"T18*$G$17","v":22.299999999999997},19.099999999999998,21.65,18.7,20.999999999999996,18.299999999999997,20.349999999999998,17.7,19.7,17.100000000000001,null,0.96721311475409832,0.94057377049180324,0.91393442622950816,0.88729508196721307,0.86065573770491799,0.83401639344262291,0.80737704918032782,0.8347457627118644,0.84531590413943358,0.8565022421524664,0.86374133949191689,0.87142857142857144,0.86977886977886976,0.86802030456852797,1,1,1,1,1,1,1,19.7,19.399999999999999,19.099999999999998,18.7,18.299999999999997,17.7,17.100000000000001]
[null,59,21.2,19.899999999999999,20.6,19.650000000000002,{"$f":"T19*$G$17","v":20},19.399999999999999,19.3,18.850000000000001,18.599999999999998,18.299999999999997,17.95,17.649999999999999,17.299999999999997,16.999999999999996,null,0.86885245901639341,0.84426229508196726,0.81967213114754101,0.79098360655737709,0.76229508196721307,0.73565573770491799,0.70901639344262291,0.93867924528301883,0.95388349514563109,0.97,0.97668393782383423,0.9838709677419355,0.98328690807799446,0.98265895953757221,1,1,1,1,1,1,1,19.899999999999999,19.650000000000002,19.399999999999999,18.850000000000001,18.299999999999997,17.649999999999999,16.999999999999996]

{"sheet":"RARL_25","index":39,"n_rows":19,"n_cols":45,"rows_kept":19,"cut":false,"hidden":true,"merged":[[2,0,2,1],[2,2,2,15],[3,2,3,3],[3,4,3,5],[3,6,3,7],[3,8,3,9],[3,10,3,11],[3,12,3,13],[3,14,3,15],[5,2,6,2],[5,3,6,3],[5,4,6,4],[5,5,6,5],[5,6,6,6],[5,7,6,7],[5,8,6,8],[4,0,6,0],[4,1,6,1],[4,2,4,3],[4,4,4,5],[4,6,4,7],[4,8,4,9],[5,9,6,9],[5,10,6,10],[5,11,6,11],[5,12,6,12],[5,13,6,13],[5,14,6,14],[5,15,6,15],[4,10,4,11],[4,12,4,13],[4,14,4,15],[41,4,41,15],[42,4,42,5],[42,6,42,7],[42,8,42,9],[42,10,42,11],[42,12,42,13],[42,14,42,15],[7,0,10,0],[11,0,14,0],[15,0,18,0],[31,0,34,0],[35,0,38,0],[41,0,42,1],[44,12,45,12],[44,13,45,13],[44,14,45,14],[44,15,45,15],[46,0,49,0],[50,0,53,0],[43,12,43,13],[43,14,43,15],[44,4,45,4],[44,5,45,5],[44,6,45,6],[44,7,45,7],[44,8,45,8],[44,9,45,9],[44,10,45,10],[44,11,45,11],[43,0,45,0],[43,1,45,1],[43,4,43,5],[43,6,43,7],[43,8,43,9],[43,10,43,11],[54,0,57,0],[60,0,61,1],[60,4,60,15],[61,4,61,5],[61,6,61,7],[61,8,61,9],[61,10,61,11],[61,12,61,13],[61,14,61,15],[63,12,64,12],[63,13,64,13],[63,14,64,14],[63,15,64,15],[65,0,68,0],[69,0,72,0],[62,12,62,13],[62,14,62,15],[63,4,64,4],[63,5,64,5],[63,6,64,6],[63,7,64,7],[63,8,64,8],[63,9,64,9],[63,10,64,10],[63,11,64,11],[62,0,64,0],[62,1,64,1],[62,4,62,5],[62,6,62,7],[62,8,62,9],[62,10,62,11],[73,0,76,0],[79,0,80,1],[79,4,79,15],[80,4,80,5],[80,6,80,7],[80,8,80,9],[80,10,80,11],[80,12,80,13],[80,14,80,15],[82,12,83,12],[82,13,83,13],[82,14,83,14],[82,15,83,15],[84,0,87,0],[88,0,91,0],[81,12,81,13],[81,14,81,15],[82,4,83,4],[82,5,83,5],[82,6,83,6],[82,7,83,7],[82,8,83,8],[82,9,83,9],[82,10,83,10],[82,11,83,11],[81,0,83,0],[81,1,83,1],[81,4,81,5],[81,6,81,7],[81,8,81,9],[81,10,81,11],[92,0,95,0],[98,0,99,1],[98,4,98,15],[99,4,99,5],[99,6,99,7],[99,8,99,9],[99,10,99,11],[99,12,99,13],[99,14,99,15],[101,12,102,12],[101,13,102,13],[101,14,102,14],[101,15,102,15],[103,0,106,0],[107,0,110,0],[100,12,100,13],[100,14,100,15],[101,4,102,4],[101,5,102,5],[101,6,102,6],[101,7,102,7],[101,8,102,8],[101,9,102,9],[101,10,102,10],[101,11,102,11],[100,0,102,0],[100,1,102,1],[100,4,100,5],[100,6,100,7],[100,8,100,9],[100,10,100,11],[111,0,114,0],[117,0,118,1],[117,4,117,15],[118,4,118,5],[118,6,118,7],[118,8,118,9],[118,10,118,11],[118,12,118,13],[118,14,118,15],[130,0,133,0],[120,12,121,12],[120,13,121,13],[120,14,121,14],[120,15,121,15],[122,0,125,0],[126,0,129,0],[119,12,119,13],[119,14,119,15],[120,4,121,4],[120,5,121,5],[120,6,121,6],[120,7,121,7],[120,8,121,8],[120,9,121,9],[120,10,121,10],[120,11,121,11],[119,0,121,0],[119,1,121,1],[119,4,119,5],[119,6,119,7],[119,8,119,9],[119,10,119,11]]}
[]
["RARL_25"]
["Evaporator Air Flow",null,"Condenser  Entering Air Temperature ˚F"]
[800,"CFM",85,null,90,null,95,null,100,null,105,null,110,null,115]
["Evap. Air °F DB","EWB†\n˚F","Capacity Mbtuh",null,"Capacity Mbtuh",null,"Capacity Mbtuh",null,"Capacity Mbtuh",null,"Capacity Mbtuh",null,"Capacity Mbtuh",null,"Capacity Mbtuh"]
[null,null,"Total","Sens.","Total","Sens.","Total","Sens.","Total","Sens.","Total","Sens.","Total","Sens.","Total","Sens."]
[null,null,null,null,null,null,null,null,null,null,null,null,null,null,null,null,null,"Total Factors",null,null,null,null,null,null,"Sens. %",null,null,null,null,null,null,"IDB Adj",null,null,null,null,null,null,"Sens Calc"]
[72,71,{"$f":"R8*$G$17","v":24.200000000000003},{"$f":"IF(AM8>C8,C8,AM8)","v":9},{"$f":"S8*$G$17","v":23.6},{"$f":"IF(AN8>E8,E8,AN8)","v":8.8500000000000014},{"$f":"T8*$G$17","v":23},{"$f":"IF(AO8>G8,G8,AO8)","v":8.6999999999999993},{"$f":"U8*$G$17","v":22.4},{"$f":"IF(AP8>I8,I8,AP8)","v":8.5499999999999989},{"$f":"V8*$G$17","v":21.8},{"$f":"IF(AQ8>K8,K8,AQ8)","v":8.4},{"$f":"W8*$G$17","v":21.150000000000002},{"$f":"IF(AR8>M8,M8,AR8)","v":8.2000000000000011},{"$f":"X8*$G$17","v":20.500000000000004},{"$f":"IF(AS8>O8,O8,AS8)","v":8.0000000000000018},null,0.98373983739837401,0.95934959349593496,0.93495934959349591,0.91056910569105687,0.88617886178861793,0.8597560975609756,0.83333333333333337,0.37190082644628097,0.375,0.37826086956521737,0.38169642857142855,0.38532110091743121,0.38770685579196218,0.3902439024390244,1,1,1,1,1,1,1,{"$f":"Y8*C8*AF8","v":9},{"$f":"Z8*E8*AG8","v":8.8500000000000014},{"$f":"AA8*G8*AH8","v":8.6999999999999993},{"$f":"AB8*I8*AI8","v":8.5499999999999989},{"$f":"AC8*K8*AJ8","v":8.4},{"$f":"AD8*M8*AK8","v":8.2000000000000011},{"$f":"AE8*O8*AL8","v":8.0000000000000018}]
[null,67,{"$f":"R9*$G$17","v":22.8},11.800000000000002,{"$f":"S9*$G$17","v":22.25},{"$f":"IF(AN9>E9,E9,AN9)","v":11.7},{"$f":"T9*$G$17","v":21.7},{"$f":"IF(AO9>G9,G9,AO9)","v":11.6},{"$f":"U9*$G$17","v":21.1},{"$f":"IF(AP9>I9,I9,AP9)","v":11.450000000000001},{"$f":"V9*$G$17","v":20.500000000000004},{"$f":"IF(AQ9>K9,K9,AQ9)","v":11.300000000000002},{"$f":"W9*$G$17","v":19.8},{"$f":"IF(AR9>M9,M9,AR9)","v":11.1},{"$f":"X9*$G$17","v":19.100000000000001},{"$f":"IF(AS9>O9,O9,AS9)","v":10.9},null,0.92682926829268297,0.90447154471544711,0.88211382113821135,0.85772357723577231,0.83333333333333337,0.80487804878048785,0.77642276422764223,0.51754385964912286,0.52584269662921346,0.53456221198156684,0.54265402843601895,0.551219512195122,0.56060606060606055,0.5706806282722513,1,1,1,1,1,1,1,{"$f":"Y9*C9*AF9","v":11.800000000000002},{"$f":"Z9*E9*AG9","v":11.7},{"$f":"AA9*G9*AH9","v":11.6},{"$f":"AB9*I9*AI9","v":11.450000000000001},{"$f":"AC9*K9*AJ9","v":11.300000000000002},{"$f":"AD9*M9*AK9","v":11.1},{"$f":"AE9*O9*AL9","v":10.9}]
[null,63,23.7,15.799999999999999,23,15.6,22.3,15.4,21.450000000000003,15.100000000000003,20.6,14.8,19.600000000000001,14.400000000000002,18.600000000000001,14.000000000000002,null,0.96341463414634143,0.93495934959349591,0.9065040650406504,0.87195121951219512,0.83739837398373984,0.7967479674796748,0.75609756097560976,0.66666666666666663,0.67826086956521736,0.6905829596412556,0.703962703962704,0.71844660194174759,0.73469387755102045,0.75268817204301075,1,1,1,1,1,1,1,15.799999999999999,15.6,15.4,15.100000000000003,14.8,14.400000000000002,14.000000000000002]
[null,59,22.3,19.7,21.7,19.2,21.1,18.700000000000003,20.450000000000003,18.100000000000001,19.8,17.5,19.05,16.849999999999998,18.3,16.2,null,0.9065040650406504,0.88211382113821135,0.85772357723577231,0.83130081300813008,0.80487804878048785,0.77439024390243905,0.74390243902439024,0.88340807174887892,0.88479262672811065,0.88625592417061616,0.88508557457212711,0.88383838383838387,0.884514435695538,0.88524590163934425,1,1,1,1,1,1,1,19.7,19.2,18.700000000000003,18.100000000000001,17.5,16.849999999999998,16.2]
[76,71,26.150000000000002,11.450000000000001,25.25,11.15,24.35,10.850000000000001,23.55,10.600000000000001,22.75,10.3,22,10.050000000000001,21.25,9.75,null,1.0630081300813008,1.0264227642276422,0.98983739837398377,0.95731707317073167,0.92479674796747968,0.89430894308943087,0.86382113821138207,0.4378585086042065,0.44158415841584159,0.44558521560574949,0.45010615711252655,0.45274725274725275,0.45681818181818185,0.45882352941176469,1,1,1,1,1,1,1,11.450000000000001,11.15,10.850000000000001,10.600000000000001,10.3,10.050000000000001,9.75]
[null,67,25.200000000000003,14.900000000000002,24.6,14.700000000000001,{"$f":"T13*$G$17","v":23.950000000000003},14.550000000000002,23.25,14.3,22.500000000000004,14.050000000000002,21.8,13.8,21.1,13.600000000000001,null,1.024390243902439,1,0.97357723577235777,0.94512195121951215,0.91463414634146345,0.88617886178861793,0.85772357723577231,0.59126984126984128,0.59756097560975607,0.60751565762004178,0.61505376344086027,0.62444444444444447,0.6330275229357798,0.64454976303317535,1,1,1,1,1,1,1,14.900000000000002,14.700000000000001,14.550000000000002,14.3,14.050000000000002,13.8,13.600000000000001]
[null,63,23.650000000000002,19.05,23,18.8,22.4,18.549999999999997,21.7,18.25,20.950000000000003,17.950000000000003,20.25,17.7,19.55,17.400000000000002,null,0.96138211382113825,0.93495934959349591,0.91056910569105687,0.88211382113821135,0.85162601626016265,0.82317073170731703,0.79471544715447151,0.80549682875264272,0.81739130434782614,0.828125,0.84101382488479259,0.85680190930787592,0.87407407407407411,0.89002557544757033,1,1,1,1,1,1,1,19.05,18.8,18.549999999999997,18.25,17.950000000000003,17.7,17.400000000000002]
[null,59,22.35,21.95,21.75,21.35,21.1,20.700000000000003,20.399999999999999,20.049999999999997,19.7,19.349999999999998,19,18.650000000000002,18.25,17.95,null,0.90853658536585369,0.88414634146341464,0.85772357723577231,0.82926829268292679,0.80081300813008127,0.77235772357723576,0.74186991869918695,0.98210290827740487,0.98160919540229885,0.98104265402843605,0.98284313725490191,0.98223350253807107,0.98157894736842111,0.98356164383561639,1,1,1,1,1,1,1,21.95,21.35,20.700000000000003,20.049999999999997,19.349999999999998,18.650000000000002,17.95]
[80,71,26.6,15.2,25.950000000000003,14.900000000000002,25.300000000000004,14.600000000000003,24.700000000000003,14.350000000000001,24.1,14.100000000000001,23.35,13.750000000000002,22.6,13.400000000000002,null,1.0813008130081301,1.0548780487804879,1.0284552845528456,1.0040650406504066,0.97967479674796742,0.94918699186991873,0.91869918699186992,0.5714285714285714,0.5741811175337187,0.57707509881422925,0.58097165991902833,0.58506224066390045,0.58886509635974305,0.59292035398230092,1,1,1,1,1,1,1,15.2,14.900000000000002,14.600000000000003,14.350000000000001,14.100000000000001,13.750000000000002,13.400000000000002]
[null,67,25.200000000000003,18.100000000000001,24.900000000000002,18.200000000000003,24.6,18.3,23.55,17.599999999999998,22.500000000000004,16.900000000000002,21.75,16.55,21,16.2,null,1.024390243902439,1.0121951219512195,1,0.95731707317073167,0.91463414634146345,0.88414634146341464,0.85365853658536583,0.71825396825396826,0.73092369477911645,0.74390243902439024,0.74734607218683646,0.75111111111111106,0.76091954022988506,0.77142857142857146,1,1,1,1,1,1,1,18.100000000000001,18.200000000000003,18.3,17.599999999999998,16.900000000000002,16.55,16.2]
[null,63,23.7,20.5,23.05,20.2,{"$f":"T18*$G$17","v":22.4},19.899999999999999,21.7,19.599999999999998,21,19.3,20.25,18.95,19.500000000000004,18.600000000000005,null,0.96341463414634143,0.93699186991869921,0.91056910569105687,0.88211382113821135,0.85365853658536583,0.82317073170731703,0.79268292682926833,0.86497890295358648,0.87635574837310193,0.8883928571428571,0.90322580645161288,0.919047619047619,0.93580246913580245,0.9538461538461539,1,1,1,1,1,1,1,20.5,20.2,19.899999999999999,19.599999999999998,19.3,18.95,18.600000000000005]
[null,59,22.4,22.2,21.7,21.549999999999997,{"$f":"T19*$G$17","v":21},20.9,20.350000000000001,20.25,19.7,19.599999999999998,18.950000000000003,18.850000000000005,18.200000000000003,18.100000000000001,null,0.91056910569105687,0.88211382113821135,0.85365853658536583,0.82723577235772361,0.80081300813008127,0.77032520325203258,0.73983739837398377,0.9910714285714286,0.99308755760368661,0.99523809523809526,0.99508599508599505,0.99492385786802029,0.99472295514511877,0.99450549450549453,1,1,1,1,1,1,1,22.2,21.549999999999997,20.9,20.25,19.599999999999998,18.850000000000005,18.100000000000001]

{"sheet":"RARL_37","index":40,"n_rows":19,"n_cols":45,"rows_kept":19,"cut":false,"hidden":true,"merged":[[2,0,2,1],[2,2,2,15],[3,2,3,3],[3,4,3,5],[3,6,3,7],[3,8,3,9],[3,10,3,11],[3,12,3,13],[3,14,3,15],[5,2,6,2],[5,3,6,3],[5,4,6,4],[5,5,6,5],[5,6,6,6],[5,7,6,7],[5,8,6,8],[4,0,6,0],[4,1,6,1],[4,2,4,3],[4,4,4,5],[4,6,4,7],[4,8,4,9],[5,9,6,9],[5,10,6,10],[5,11,6,11],[5,12,6,12],[5,13,6,13],[5,14,6,14],[5,15,6,15],[4,10,4,11],[4,12,4,13],[4,14,4,15],[41,4,41,15],[42,4,42,5],[42,6,42,7],[42,8,42,9],[42,10,42,11],[42,12,42,13],[42,14,42,15],[7,0,10,0],[11,0,14,0],[15,0,18,0],[31,0,34,0],[35,0,38,0],[41,0,42,1],[44,12,45,12],[44,13,45,13],[44,14,45,14],[44,15,45,15],[46,0,49,0],[50,0,53,0],[43,12,43,13],[43,14,43,15],[44,4,45,4],[44,5,45,5],[44,6,45,6],[44,7,45,7],[44,8,45,8],[44,9,45,9],[44,10,45,10],[44,11,45,11],[43,0,45,0],[43,1,45,1],[43,4,43,5],[43,6,43,7],[43,8,43,9],[43,10,43,11],[54,0,57,0],[60,0,61,1],[60,4,60,15],[61,4,61,5],[61,6,61,7],[61,8,61,9],[61,10,61,11],[61,12,61,13],[61,14,61,15],[63,12,64,12],[63,13,64,13],[63,14,64,14],[63,15,64,15],[65,0,68,0],[69,0,72,0],[62,12,62,13],[62,14,62,15],[63,4,64,4],[63,5,64,5],[63,6,64,6],[63,7,64,7],[63,8,64,8],[63,9,64,9],[63,10,64,10],[63,11,64,11],[62,0,64,0],[62,1,64,1],[62,4,62,5],[62,6,62,7],[62,8,62,9],[62,10,62,11],[73,0,76,0],[79,0,80,1],[79,4,79,15],[80,4,80,5],[80,6,80,7],[80,8,80,9],[80,10,80,11],[80,12,80,13],[80,14,80,15],[82,12,83,12],[82,13,83,13],[82,14,83,14],[82,15,83,15],[84,0,87,0],[88,0,91,0],[81,12,81,13],[81,14,81,15],[82,4,83,4],[82,5,83,5],[82,6,83,6],[82,7,83,7],[82,8,83,8],[82,9,83,9],[82,10,83,10],[82,11,83,11],[81,0,83,0],[81,1,83,1],[81,4,81,5],[81,6,81,7],[81,8,81,9],[81,10,81,11],[92,0,95,0],[98,0,99,1],[98,4,98,15],[99,4,99,5],[99,6,99,7],[99,8,99,9],[99,10,99,11],[99,12,99,13],[99,14,99,15],[101,12,102,12],[101,13,102,13],[101,14,102,14],[101,15,102,15],[103,0,106,0],[107,0,110,0],[100,12,100,13],[100,14,100,15],[101,4,102,4],[101,5,102,5],[101,6,102,6],[101,7,102,7],[101,8,102,8],[101,9,102,9],[101,10,102,10],[101,11,102,11],[100,0,102,0],[100,1,102,1],[100,4,100,5],[100,6,100,7],[100,8,100,9],[100,10,100,11],[111,0,114,0],[117,0,118,1],[117,4,117,15],[118,4,118,5],[118,6,118,7],[118,8,118,9],[118,10,118,11],[118,12,118,13],[118,14,118,15],[130,0,133,0],[120,12,121,12],[120,13,121,13],[120,14,121,14],[120,15,121,15],[122,0,125,0],[126,0,129,0],[119,12,119,13],[119,14,119,15],[120,4,121,4],[120,5,121,5],[120,6,121,6],[120,7,121,7],[120,8,121,8],[120,9,121,9],[120,10,121,10],[120,11,121,11],[119,0,121,0],[119,1,121,1],[119,4,119,5],[119,6,119,7],[119,8,119,9],[119,10,119,11]]}
[]
["RARL_37"]
["Evaporator Air Flow",null,"Condenser  Entering Air Temperature ˚F"]
[800,"CFM",85,null,90,null,95,null,100,null,105,null,110,null,115]
["Evap. Air °F DB","EWB†\n˚F","Capacity Mbtuh",null,"Capacity Mbtuh",null,"Capacity Mbtuh",null,"Capacity Mbtuh",null,"Capacity Mbtuh",null,"Capacity Mbtuh",null,"Capacity Mbtuh"]
[null,null,"Total","Sens.","Total","Sens.","Total","Sens.","Total","Sens.","Total","Sens.","Total","Sens.","Total","Sens."]
[null,null,null,null,null,null,null,null,null,null,null,null,null,null,null,null,null,"Total Factors",null,null,null,null,null,null,"Sens. %",null,null,null,null,null,null,"IDB Adj",null,null,null,null,null,null,"Sens Calc"]
[72,71,{"$f":"R8*$G$17","v":24.200000000000003},{"$f":"IF(AM8>C8,C8,AM8)","v":9},{"$f":"S8*$G$17","v":23.6},{"$f":"IF(AN8>E8,E8,AN8)","v":8.8500000000000014},{"$f":"T8*$G$17","v":23},{"$f":"IF(AO8>G8,G8,AO8)","v":8.6999999999999993},{"$f":"U8*$G$17","v":22.4},{"$f":"IF(AP8>I8,I8,AP8)","v":8.5499999999999989},{"$f":"V8*$G$17","v":21.8},{"$f":"IF(AQ8>K8,K8,AQ8)","v":8.4},{"$f":"W8*$G$17","v":21.150000000000002},{"$f":"IF(AR8>M8,M8,AR8)","v":8.2000000000000011},{"$f":"X8*$G$17","v":20.500000000000004},{"$f":"IF(AS8>O8,O8,AS8)","v":8.0000000000000018},null,0.98373983739837401,0.95934959349593496,0.93495934959349591,0.91056910569105687,0.88617886178861793,0.8597560975609756,0.83333333333333337,0.37190082644628097,0.375,0.37826086956521737,0.38169642857142855,0.38532110091743121,0.38770685579196218,0.3902439024390244,1,1,1,1,1,1,1,{"$f":"Y8*C8*AF8","v":9},{"$f":"Z8*E8*AG8","v":8.8500000000000014},{"$f":"AA8*G8*AH8","v":8.6999999999999993},{"$f":"AB8*I8*AI8","v":8.5499999999999989},{"$f":"AC8*K8*AJ8","v":8.4},{"$f":"AD8*M8*AK8","v":8.2000000000000011},{"$f":"AE8*O8*AL8","v":8.0000000000000018}]
[null,67,{"$f":"R9*$G$17","v":22.8},11.800000000000002,{"$f":"S9*$G$17","v":22.25},{"$f":"IF(AN9>E9,E9,AN9)","v":11.7},{"$f":"T9*$G$17","v":21.7},{"$f":"IF(AO9>G9,G9,AO9)","v":11.6},{"$f":"U9*$G$17","v":21.1},{"$f":"IF(AP9>I9,I9,AP9)","v":11.450000000000001},{"$f":"V9*$G$17","v":20.500000000000004},{"$f":"IF(AQ9>K9,K9,AQ9)","v":11.300000000000002},{"$f":"W9*$G$17","v":19.8},{"$f":"IF(AR9>M9,M9,AR9)","v":11.1},{"$f":"X9*$G$17","v":19.100000000000001},{"$f":"IF(AS9>O9,O9,AS9)","v":10.9},null,0.92682926829268297,0.90447154471544711,0.88211382113821135,0.85772357723577231,0.83333333333333337,0.80487804878048785,0.77642276422764223,0.51754385964912286,0.52584269662921346,0.53456221198156684,0.54265402843601895,0.551219512195122,0.56060606060606055,0.5706806282722513,1,1,1,1,1,1,1,{"$f":"Y9*C9*AF9","v":11.800000000000002},{"$f":"Z9*E9*AG9","v":11.7},{"$f":"AA9*G9*AH9","v":11.6},{"$f":"AB9*I9*AI9","v":11.450000000000001},{"$f":"AC9*K9*AJ9","v":11.300000000000002},{"$f":"AD9*M9*AK9","v":11.1},{"$f":"AE9*O9*AL9","v":10.9}]
[null,63,23.7,15.799999999999999,23,15.6,22.3,15.4,21.450000000000003,15.100000000000003,20.6,14.8,19.600000000000001,14.400000000000002,18.600000000000001,14.000000000000002,null,0.96341463414634143,0.93495934959349591,0.9065040650406504,0.87195121951219512,0.83739837398373984,0.7967479674796748,0.75609756097560976,0.66666666666666663,0.67826086956521736,0.6905829596412556,0.703962703962704,0.71844660194174759,0.73469387755102045,0.75268817204301075,1,1,1,1,1,1,1,15.799999999999999,15.6,15.4,15.100000000000003,14.8,14.400000000000002,14.000000000000002]
[null,59,22.3,19.7,21.7,19.2,21.1,18.700000000000003,20.450000000000003,18.100000000000001,19.8,17.5,19.05,16.849999999999998,18.3,16.2,null,0.9065040650406504,0.88211382113821135,0.85772357723577231,0.83130081300813008,0.80487804878048785,0.77439024390243905,0.74390243902439024,0.88340807174887892,0.88479262672811065,0.88625592417061616,0.88508557457212711,0.88383838383838387,0.884514435695538,0.88524590163934425,1,1,1,1,1,1,1,19.7,19.2,18.700000000000003,18.100000000000001,17.5,16.849999999999998,16.2]
[76,71,26.150000000000002,11.450000000000001,25.25,11.15,24.35,10.850000000000001,23.55,10.600000000000001,22.75,10.3,22,10.050000000000001,21.25,9.75,null,1.0630081300813008,1.0264227642276422,0.98983739837398377,0.95731707317073167,0.92479674796747968,0.89430894308943087,0.86382113821138207,0.4378585086042065,0.44158415841584159,0.44558521560574949,0.45010615711252655,0.45274725274725275,0.45681818181818185,0.45882352941176469,1,1,1,1,1,1,1,11.450000000000001,11.15,10.850000000000001,10.600000000000001,10.3,10.050000000000001,9.75]
[null,67,25.200000000000003,14.900000000000002,24.6,14.700000000000001,{"$f":"T13*$G$17","v":23.950000000000003},14.550000000000002,23.25,14.3,22.500000000000004,14.050000000000002,21.8,13.8,21.1,13.600000000000001,null,1.024390243902439,1,0.97357723577235777,0.94512195121951215,0.91463414634146345,0.88617886178861793,0.85772357723577231,0.59126984126984128,0.59756097560975607,0.60751565762004178,0.61505376344086027,0.62444444444444447,0.6330275229357798,0.64454976303317535,1,1,1,1,1,1,1,14.900000000000002,14.700000000000001,14.550000000000002,14.3,14.050000000000002,13.8,13.600000000000001]
[null,63,23.650000000000002,19.05,23,18.8,22.4,18.549999999999997,21.7,18.25,20.950000000000003,17.950000000000003,20.25,17.7,19.55,17.400000000000002,null,0.96138211382113825,0.93495934959349591,0.91056910569105687,0.88211382113821135,0.85162601626016265,0.82317073170731703,0.79471544715447151,0.80549682875264272,0.81739130434782614,0.828125,0.84101382488479259,0.85680190930787592,0.87407407407407411,0.89002557544757033,1,1,1,1,1,1,1,19.05,18.8,18.549999999999997,18.25,17.950000000000003,17.7,17.400000000000002]
[null,59,22.35,21.95,21.75,21.35,21.1,20.700000000000003,20.399999999999999,20.049999999999997,19.7,19.349999999999998,19,18.650000000000002,18.25,17.95,null,0.90853658536585369,0.88414634146341464,0.85772357723577231,0.82926829268292679,0.80081300813008127,0.77235772357723576,0.74186991869918695,0.98210290827740487,0.98160919540229885,0.98104265402843605,0.98284313725490191,0.98223350253807107,0.98157894736842111,0.98356164383561639,1,1,1,1,1,1,1,21.95,21.35,20.700000000000003,20.049999999999997,19.349999999999998,18.650000000000002,17.95]
[80,71,26.6,15.2,25.950000000000003,14.900000000000002,25.300000000000004,14.600000000000003,24.700000000000003,14.350000000000001,24.1,14.100000000000001,23.35,13.750000000000002,22.6,13.400000000000002,null,1.0813008130081301,1.0548780487804879,1.0284552845528456,1.0040650406504066,0.97967479674796742,0.94918699186991873,0.91869918699186992,0.5714285714285714,0.5741811175337187,0.57707509881422925,0.58097165991902833,0.58506224066390045,0.58886509635974305,0.59292035398230092,1,1,1,1,1,1,1,15.2,14.900000000000002,14.600000000000003,14.350000000000001,14.100000000000001,13.750000000000002,13.400000000000002]
[null,67,25.200000000000003,18.100000000000001,24.900000000000002,18.200000000000003,24.6,18.3,23.55,17.599999999999998,22.500000000000004,16.900000000000002,21.75,16.55,21,16.2,null,1.024390243902439,1.0121951219512195,1,0.95731707317073167,0.91463414634146345,0.88414634146341464,0.85365853658536583,0.71825396825396826,0.73092369477911645,0.74390243902439024,0.74734607218683646,0.75111111111111106,0.76091954022988506,0.77142857142857146,1,1,1,1,1,1,1,18.100000000000001,18.200000000000003,18.3,17.599999999999998,16.900000000000002,16.55,16.2]
[null,63,23.7,20.5,23.05,20.2,{"$f":"T18*$G$17","v":22.4},19.899999999999999,21.7,19.599999999999998,21,19.3,20.25,18.95,19.500000000000004,18.600000000000005,null,0.96341463414634143,0.93699186991869921,0.91056910569105687,0.88211382113821135,0.85365853658536583,0.82317073170731703,0.79268292682926833,0.86497890295358648,0.87635574837310193,0.8883928571428571,0.90322580645161288,0.919047619047619,0.93580246913580245,0.9538461538461539,1,1,1,1,1,1,1,20.5,20.2,19.899999999999999,19.599999999999998,19.3,18.95,18.600000000000005]
[null,59,22.4,22.2,21.7,21.549999999999997,{"$f":"T19*$G$17","v":21},20.9,20.350000000000001,20.25,19.7,19.599999999999998,18.950000000000003,18.850000000000005,18.200000000000003,18.100000000000001,null,0.91056910569105687,0.88211382113821135,0.85365853658536583,0.82723577235772361,0.80081300813008127,0.77032520325203258,0.73983739837398377,0.9910714285714286,0.99308755760368661,0.99523809523809526,0.99508599508599505,0.99492385786802029,0.99472295514511877,0.99450549450549453,1,1,1,1,1,1,1,22.2,21.549999999999997,20.9,20.25,19.599999999999998,18.850000000000005,18.100000000000001]

{"sheet":"RARL_49","index":41,"n_rows":19,"n_cols":45,"rows_kept":19,"cut":false,"hidden":true,"merged":[[2,0,2,1],[2,2,2,15],[3,2,3,3],[3,4,3,5],[3,6,3,7],[3,8,3,9],[3,10,3,11],[3,12,3,13],[3,14,3,15],[5,2,6,2],[5,3,6,3],[5,4,6,4],[5,5,6,5],[5,6,6,6],[5,7,6,7],[5,8,6,8],[4,0,6,0],[4,1,6,1],[4,2,4,3],[4,4,4,5],[4,6,4,7],[4,8,4,9],[5,9,6,9],[5,10,6,10],[5,11,6,11],[5,12,6,12],[5,13,6,13],[5,14,6,14],[5,15,6,15],[4,10,4,11],[4,12,4,13],[4,14,4,15],[41,4,41,15],[42,4,42,5],[42,6,42,7],[42,8,42,9],[42,10,42,11],[42,12,42,13],[42,14,42,15],[7,0,10,0],[11,0,14,0],[15,0,18,0],[31,0,34,0],[35,0,38,0],[41,0,42,1],[44,12,45,12],[44,13,45,13],[44,14,45,14],[44,15,45,15],[46,0,49,0],[50,0,53,0],[43,12,43,13],[43,14,43,15],[44,4,45,4],[44,5,45,5],[44,6,45,6],[44,7,45,7],[44,8,45,8],[44,9,45,9],[44,10,45,10],[44,11,45,11],[43,0,45,0],[43,1,45,1],[43,4,43,5],[43,6,43,7],[43,8,43,9],[43,10,43,11],[54,0,57,0],[60,0,61,1],[60,4,60,15],[61,4,61,5],[61,6,61,7],[61,8,61,9],[61,10,61,11],[61,12,61,13],[61,14,61,15],[63,12,64,12],[63,13,64,13],[63,14,64,14],[63,15,64,15],[65,0,68,0],[69,0,72,0],[62,12,62,13],[62,14,62,15],[63,4,64,4],[63,5,64,5],[63,6,64,6],[63,7,64,7],[63,8,64,8],[63,9,64,9],[63,10,64,10],[63,11,64,11],[62,0,64,0],[62,1,64,1],[62,4,62,5],[62,6,62,7],[62,8,62,9],[62,10,62,11],[73,0,76,0],[79,0,80,1],[79,4,79,15],[80,4,80,5],[80,6,80,7],[80,8,80,9],[80,10,80,11],[80,12,80,13],[80,14,80,15],[82,12,83,12],[82,13,83,13],[82,14,83,14],[82,15,83,15],[84,0,87,0],[88,0,91,0],[81,12,81,13],[81,14,81,15],[82,4,83,4],[82,5,83,5],[82,6,83,6],[82,7,83,7],[82,8,83,8],[82,9,83,9],[82,10,83,10],[82,11,83,11],[81,0,83,0],[81,1,83,1],[81,4,81,5],[81,6,81,7],[81,8,81,9],[81,10,81,11],[92,0,95,0],[98,0,99,1],[98,4,98,15],[99,4,99,5],[99,6,99,7],[99,8,99,9],[99,10,99,11],[99,12,99,13],[99,14,99,15],[101,12,102,12],[101,13,102,13],[101,14,102,14],[101,15,102,15],[103,0,106,0],[107,0,110,0],[100,12,100,13],[100,14,100,15],[101,4,102,4],[101,5,102,5],[101,6,102,6],[101,7,102,7],[101,8,102,8],[101,9,102,9],[101,10,102,10],[101,11,102,11],[100,0,102,0],[100,1,102,1],[100,4,100,5],[100,6,100,7],[100,8,100,9],[100,10,100,11],[111,0,114,0],[117,0,118,1],[117,4,117,15],[118,4,118,5],[118,6,118,7],[118,8,118,9],[118,10,118,11],[118,12,118,13],[118,14,118,15],[130,0,133,0],[120,12,121,12],[120,13,121,13],[120,14,121,14],[120,15,121,15],[122,0,125,0],[126,0,129,0],[119,12,119,13],[119,14,119,15],[120,4,121,4],[120,5,121,5],[120,6,121,6],[120,7,121,7],[120,8,121,8],[120,9,121,9],[120,10,121,10],[120,11,121,11],[119,0,121,0],[119,1,121,1],[119,4,119,5],[119,6,119,7],[119,8,119,9],[119,10,119,11]]}
[]
["RARL_49"]
["Evaporator Air Flow",null,"Condenser  Entering Air Temperature ˚F"]
[1250,"CFM",85,null,90,null,95,null,100,null,105,null,110,null,115]
["Evap. Air °F DB","EWB†\n˚F","Capacity Mbtuh",null,"Capacity Mbtuh",null,"Capacity Mbtuh",null,"Capacity Mbtuh",null,"Capacity Mbtuh",null,"Capacity Mbtuh",null,"Capacity Mbtuh"]
[null,null,"Total","Sens.","Total","Sens.","Total","Sens.","Total","Sens.","Total","Sens.","Total","Sens.","Total","Sens."]
[null,null,null,null,null,null,null,null,null,null,null,null,null,null,null,null,null,"Total Factors",null,null,null,null,null,null,"Sens. %",null,null,null,null,null,null,"IDB Adj",null,null,null,null,null,null,"Sens Calc"]
[72,71,{"$f":"R8*$G$17","v":50.3},{"$f":"IF(AM8>C8,C8,AM8)","v":13.299999999999999},{"$f":"S8*$G$17","v":49.000000000000007},{"$f":"IF(AN8>E8,E8,AN8)","v":13.100000000000001},{"$f":"T8*$G$17","v":47.7},{"$f":"IF(AO8>G8,G8,AO8)","v":12.9},{"$f":"U8*$G$17","v":46.300000000000004},{"$f":"IF(AP8>I8,I8,AP8)","v":12.600000000000001},{"$f":"V8*$G$17","v":44.900000000000006},{"$f":"IF(AQ8>K8,K8,AQ8)","v":12.300000000000002},{"$f":"W8*$G$17","v":43.300000000000004},{"$f":"IF(AR8>M8,M8,AR8)","v":11.850000000000003},{"$f":"X8*$G$17","v":41.7},{"$f":"IF(AS8>O8,O8,AS8)","v":11.400000000000002},null,1.1128318584070795,1.084070796460177,1.0553097345132743,1.0243362831858407,0.99336283185840712,0.95796460176991149,0.92256637168141598,0.26441351888667991,0.26734693877551019,0.27044025157232704,0.27213822894168466,0.27394209354120269,0.27367205542725176,0.2733812949640288,1,1,1,1,1,1,1,{"$f":"Y8*C8*AF8","v":13.299999999999999},{"$f":"Z8*E8*AG8","v":13.100000000000001},{"$f":"AA8*G8*AH8","v":12.9},{"$f":"AB8*I8*AI8","v":12.600000000000001},{"$f":"AC8*K8*AJ8","v":12.300000000000002},{"$f":"AD8*M8*AK8","v":11.850000000000003},{"$f":"AE8*O8*AL8","v":11.400000000000002}]
[null,67,{"$f":"R9*$G$17","v":47.7},19.8,{"$f":"S9*$G$17","v":46.45},{"$f":"IF(AN9>E9,E9,AN9)","v":19.600000000000001},{"$f":"T9*$G$17","v":45.2},{"$f":"IF(AO9>G9,G9,AO9)","v":19.400000000000002},{"$f":"U9*$G$17","v":43.8},{"$f":"IF(AP9>I9,I9,AP9)","v":19.099999999999998},{"$f":"V9*$G$17","v":42.400000000000006},{"$f":"IF(AQ9>K9,K9,AQ9)","v":18.800000000000004},{"$f":"W9*$G$17","v":40.800000000000004},{"$f":"IF(AR9>M9,M9,AR9)","v":18.350000000000001},{"$f":"X9*$G$17","v":39.200000000000003},{"$f":"IF(AS9>O9,O9,AS9)","v":17.900000000000002},null,1.0553097345132743,1.0276548672566372,1,0.96902654867256632,0.93805309734513276,0.90265486725663713,0.86725663716814161,0.41509433962264153,0.42195909580193758,0.42920353982300885,0.4360730593607306,0.44339622641509435,0.44975490196078433,0.45663265306122447,1,1,1,1,1,1,1,{"$f":"Y9*C9*AF9","v":19.8},{"$f":"Z9*E9*AG9","v":19.600000000000001},{"$f":"AA9*G9*AH9","v":19.400000000000002},{"$f":"AB9*I9*AI9","v":19.099999999999998},{"$f":"AC9*K9*AJ9","v":18.800000000000004},{"$f":"AD9*M9*AK9","v":18.350000000000001},{"$f":"AE9*O9*AL9","v":17.900000000000002}]
[null,63,45.300000000000004,25.400000000000002,44.050000000000004,25.200000000000003,42.800000000000004,25.000000000000004,41.4,24.7,40.000000000000007,24.400000000000002,38.4,23.95,36.800000000000004,23.500000000000004,null,1.002212389380531,0.97455752212389379,0.94690265486725667,0.91592920353982299,0.88495575221238942,0.84955752212389379,0.81415929203539827,0.56070640176600439,0.57207718501702609,0.58411214953271029,0.59661835748792269,0.61,0.62369791666666663,0.63858695652173914,1,1,1,1,1,1,1,25.400000000000002,25.200000000000003,25.000000000000004,24.7,24.400000000000002,23.95,23.500000000000004]
[null,59,42.9,33.9,41.55,33.5,40.200000000000003,33.1,38.800000000000004,32.500000000000007,37.4,31.9,35.9,30.599999999999998,34.4,29.299999999999997,null,0.94911504424778759,0.91924778761061943,0.88938053097345138,0.8584070796460177,0.82743362831858402,0.79424778761061943,0.76106194690265483,0.79020979020979021,0.80625752105896509,0.8233830845771144,0.83762886597938147,0.8529411764705882,0.85236768802228413,0.85174418604651159,1,1,1,1,1,1,1,33.9,33.5,33.1,32.500000000000007,31.9,30.599999999999998,29.299999999999997]
[76,71,50.150000000000006,16.600000000000001,48.9,16.350000000000001,47.65,16.05,46.25,15.649999999999999,44.85,15.25,43.300000000000004,14.700000000000001,41.7,14.200000000000001,null,1.1095132743362832,1.081858407079646,1.0542035398230087,1.0232300884955752,0.99225663716814161,0.95796460176991149,0.92256637168141598,0.33100697906281157,0.33435582822085891,0.33683105981112277,0.33837837837837836,0.34002229654403565,0.33949191685912239,0.34052757793764987,1,1,1,1,1,1,1,16.600000000000001,16.350000000000001,16.05,15.649999999999999,15.25,14.700000000000001,14.200000000000001]
[null,67,47.65,23.25,46.400000000000006,22.950000000000003,{"$f":"T13*$G$17","v":45.15},22.65,43.750000000000007,22.3,42.400000000000006,21.900000000000002,40.800000000000004,21.350000000000005,39.200000000000003,20.800000000000004,null,1.0542035398230087,1.0265486725663717,0.99889380530973448,0.96792035398230092,0.93805309734513276,0.90265486725663713,0.86725663716814161,0.48793284365162642,0.49461206896551724,0.50166112956810627,0.50971428571428568,0.51650943396226412,0.52328431372549022,0.53061224489795922,1,1,1,1,1,1,1,23.25,22.950000000000003,22.65,22.3,21.900000000000002,21.350000000000005,20.800000000000004]
[null,63,45.15,31.549999999999997,43.95,31.200000000000003,42.7,30.85,41.300000000000004,30.350000000000005,39.9,29.85,38.300000000000004,29.200000000000003,36.700000000000003,28.55,null,0.99889380530973448,0.97234513274336287,0.94469026548672563,0.91371681415929207,0.88274336283185839,0.84734513274336287,0.81194690265486724,0.69878183831672203,0.70989761092150172,0.72248243559718972,0.73486682808716708,0.74812030075187974,0.76240208877284599,0.77792915531335149,1,1,1,1,1,1,1,31.549999999999997,31.200000000000003,30.85,30.350000000000005,29.85,29.200000000000003,28.55]
[null,59,42.800000000000004,38.300000000000004,41.55,37.9,40.300000000000004,37.450000000000003,38.9,36.699999999999996,37.5,35.950000000000003,35.9,34.4,34.300000000000004,32.85,null,0.94690265486725667,0.91924778761061943,0.8915929203539823,0.86061946902654862,0.82964601769911506,0.79424778761061943,0.75884955752212391,0.89485981308411211,0.9121540312876053,0.92928039702233256,0.94344473007712082,0.95866666666666667,0.95821727019498604,0.95772594752186591,1,1,1,1,1,1,1,38.300000000000004,37.9,37.450000000000003,36.699999999999996,35.950000000000003,34.4,32.85]
[80,71,50.1,23.200000000000003,48.9,22.799999999999997,47.7,22.400000000000002,46.25,21.8,44.800000000000004,21.200000000000003,43.2,20.450000000000003,41.6,19.7,null,1.1084070796460177,1.081858407079646,1.0553097345132743,1.0232300884955752,0.99115044247787609,0.95575221238938057,0.92035398230088494,0.46307385229540921,0.46625766871165641,0.46960167714884699,0.47135135135135137,0.4732142857142857,0.47337962962962965,0.47355769230769229,1,1,1,1,1,1,1,23.200000000000003,22.799999999999997,22.400000000000002,21.8,21.200000000000003,20.450000000000003,19.7]
[null,67,47.600000000000009,29.200000000000006,46.400000000000006,28.800000000000004,45.2,28.400000000000002,43.750000000000007,27.800000000000004,42.3,27.2,40.700000000000003,26.45,39.1,25.7,null,1.0530973451327434,1.0265486725663717,1,0.96792035398230092,0.93584070796460173,0.90044247787610621,0.86504424778761058,0.61344537815126055,0.62068965517241381,0.62831858407079644,0.63542857142857145,0.64302600472813243,0.64987714987714984,0.65728900255754474,1,1,1,1,1,1,1,29.200000000000006,28.800000000000004,28.400000000000002,27.800000000000004,27.2,26.45,25.7]
[null,63,45.2,34.300000000000004,43.95,33.85,{"$f":"T18*$G$17","v":42.7},33.4,41.300000000000004,32.85,39.9,32.299999999999997,38.300000000000004,31.55,36.700000000000003,30.8,null,1,0.97234513274336287,0.94469026548672563,0.91371681415929207,0.88274336283185839,0.84734513274336287,0.81194690265486724,0.75884955752212391,0.77019340159271898,0.7822014051522248,0.79539951573849876,0.80952380952380953,0.82375979112271536,0.8392370572207084,1,1,1,1,1,1,1,34.300000000000004,33.85,33.4,32.85,32.299999999999997,31.55,30.8]
[null,59,42.800000000000004,38.400000000000006,41.55,37.999999999999993,{"$f":"T19*$G$17","v":40.300000000000004},37.600000000000009,38.9,36.799999999999997,37.5,36,35.9,34.5,34.300000000000004,33.000000000000007,null,0.94690265486725667,0.91924778761061943,0.8915929203539823,0.86061946902654862,0.82964601769911506,0.79424778761061943,0.75884955752212391,0.89719626168224298,0.914560770156438,0.9330024813895782,0.94601542416452444,0.96,0.96100278551532037,0.96209912536443154,1,1,1,1,1,1,1,38.400000000000006,37.999999999999993,37.600000000000009,36.799999999999997,36,34.5,33.000000000000007]

{"sheet":"RARL_60","index":42,"n_rows":19,"n_cols":45,"rows_kept":19,"cut":false,"hidden":true,"merged":[[2,0,2,1],[2,2,2,15],[3,2,3,3],[3,4,3,5],[3,6,3,7],[3,8,3,9],[3,10,3,11],[3,12,3,13],[3,14,3,15],[5,2,6,2],[5,3,6,3],[5,4,6,4],[5,5,6,5],[5,6,6,6],[5,7,6,7],[5,8,6,8],[4,0,6,0],[4,1,6,1],[4,2,4,3],[4,4,4,5],[4,6,4,7],[4,8,4,9],[5,9,6,9],[5,10,6,10],[5,11,6,11],[5,12,6,12],[5,13,6,13],[5,14,6,14],[5,15,6,15],[4,10,4,11],[4,12,4,13],[4,14,4,15],[41,4,41,15],[42,4,42,5],[42,6,42,7],[42,8,42,9],[42,10,42,11],[42,12,42,13],[42,14,42,15],[7,0,10,0],[11,0,14,0],[15,0,18,0],[31,0,34,0],[35,0,38,0],[41,0,42,1],[44,12,45,12],[44,13,45,13],[44,14,45,14],[44,15,45,15],[46,0,49,0],[50,0,53,0],[43,12,43,13],[43,14,43,15],[44,4,45,4],[44,5,45,5],[44,6,45,6],[44,7,45,7],[44,8,45,8],[44,9,45,9],[44,10,45,10],[44,11,45,11],[43,0,45,0],[43,1,45,1],[43,4,43,5],[43,6,43,7],[43,8,43,9],[43,10,43,11],[54,0,57,0],[60,0,61,1],[60,4,60,15],[61,4,61,5],[61,6,61,7],[61,8,61,9],[61,10,61,11],[61,12,61,13],[61,14,61,15],[63,12,64,12],[63,13,64,13],[63,14,64,14],[63,15,64,15],[65,0,68,0],[69,0,72,0],[62,12,62,13],[62,14,62,15],[63,4,64,4],[63,5,64,5],[63,6,64,6],[63,7,64,7],[63,8,64,8],[63,9,64,9],[63,10,64,10],[63,11,64,11],[62,0,64,0],[62,1,64,1],[62,4,62,5],[62,6,62,7],[62,8,62,9],[62,10,62,11],[73,0,76,0],[79,0,80,1],[79,4,79,15],[80,4,80,5],[80,6,80,7],[80,8,80,9],[80,10,80,11],[80,12,80,13],[80,14,80,15],[82,12,83,12],[82,13,83,13],[82,14,83,14],[82,15,83,15],[84,0,87,0],[88,0,91,0],[81,12,81,13],[81,14,81,15],[82,4,83,4],[82,5,83,5],[82,6,83,6],[82,7,83,7],[82,8,83,8],[82,9,83,9],[82,10,83,10],[82,11,83,11],[81,0,83,0],[81,1,83,1],[81,4,81,5],[81,6,81,7],[81,8,81,9],[81,10,81,11],[92,0,95,0],[98,0,99,1],[98,4,98,15],[99,4,99,5],[99,6,99,7],[99,8,99,9],[99,10,99,11],[99,12,99,13],[99,14,99,15],[101,12,102,12],[101,13,102,13],[101,14,102,14],[101,15,102,15],[103,0,106,0],[107,0,110,0],[100,12,100,13],[100,14,100,15],[101,4,102,4],[101,5,102,5],[101,6,102,6],[101,7,102,7],[101,8,102,8],[101,9,102,9],[101,10,102,10],[101,11,102,11],[100,0,102,0],[100,1,102,1],[100,4,100,5],[100,6,100,7],[100,8,100,9],[100,10,100,11],[111,0,114,0],[117,0,118,1],[117,4,117,15],[118,4,118,5],[118,6,118,7],[118,8,118,9],[118,10,118,11],[118,12,118,13],[118,14,118,15],[130,0,133,0],[120,12,121,12],[120,13,121,13],[120,14,121,14],[120,15,121,15],[122,0,125,0],[126,0,129,0],[119,12,119,13],[119,14,119,15],[120,4,121,4],[120,5,121,5],[120,6,121,6],[120,7,121,7],[120,8,121,8],[120,9,121,9],[120,10,121,10],[120,11,121,11],[119,0,121,0],[119,1,121,1],[119,4,119,5],[119,6,119,7],[119,8,119,9],[119,10,119,11]]}
[]
["RARL_60"]
["Evaporator Air Flow",null,"Condenser  Entering Air Temperature ˚F"]
[1575,"CFM",85,null,90,null,95,null,100,null,105,null,110,null,115]
["Evap. Air °F DB","EWB†\n˚F","Capacity Mbtuh",null,"Capacity Mbtuh",null,"Capacity Mbtuh",null,"Capacity Mbtuh",null,"Capacity Mbtuh",null,"Capacity Mbtuh",null,"Capacity Mbtuh"]
[null,null,"Total","Sens.","Total","Sens.","Total","Sens.","Total","Sens.","Total","Sens.","Total","Sens.","Total","Sens."]
[null,null,null,null,null,null,null,null,null,null,null,null,null,null,null,null,null,"Total Factors",null,null,null,null,null,null,"Sens. %",null,null,null,null,null,null,"IDB Adj",null,null,null,null,null,null,"Sens Calc"]
[72,71,{"$f":"R8*$G$17","v":57.400000000000006},{"$f":"IF(AM8>C8,C8,AM8)","v":19.300000000000004},{"$f":"S8*$G$17","v":55.999999999999993},{"$f":"IF(AN8>E8,E8,AN8)","v":18.95},{"$f":"T8*$G$17","v":54.599999999999994},{"$f":"IF(AO8>G8,G8,AO8)","v":18.599999999999998},{"$f":"U8*$G$17","v":52.9},{"$f":"IF(AP8>I8,I8,AP8)","v":18.099999999999998},{"$f":"V8*$G$17","v":51.199999999999996},{"$f":"IF(AQ8>K8,K8,AQ8)","v":17.599999999999998},{"$f":"W8*$G$17","v":49.25},{"$f":"IF(AR8>M8,M8,AR8)","v":17},{"$f":"X8*$G$17","v":47.3},{"$f":"IF(AS8>O8,O8,AS8)","v":16.399999999999999},null,1.0268336314847943,1.0017889087656529,0.97674418604651159,0.94633273703041143,0.91592128801431127,0.88103756708407877,0.84615384615384615,0.33623693379790942,0.33839285714285716,0.34065934065934067,0.34215500945179583,0.34375,0.34517766497461927,0.34672304439746299,1,1,1,1,1,1,1,{"$f":"Y8*C8*AF8","v":19.300000000000004},{"$f":"Z8*E8*AG8","v":18.95},{"$f":"AA8*G8*AH8","v":18.599999999999998},{"$f":"AB8*I8*AI8","v":18.099999999999998},{"$f":"AC8*K8*AJ8","v":17.599999999999998},{"$f":"AD8*M8*AK8","v":17},{"$f":"AE8*O8*AL8","v":16.399999999999999}]
[null,67,{"$f":"R9*$G$17","v":53.8},26.599999999999998,{"$f":"S9*$G$17","v":52.4},{"$f":"IF(AN9>E9,E9,AN9)","v":26.25},{"$f":"T9*$G$17","v":51},{"$f":"IF(AO9>G9,G9,AO9)","v":25.9},{"$f":"U9*$G$17","v":49.25},{"$f":"IF(AP9>I9,I9,AP9)","v":25.4},{"$f":"V9*$G$17","v":47.5},{"$f":"IF(AQ9>K9,K9,AQ9)","v":24.9},{"$f":"W9*$G$17","v":45.6},{"$f":"IF(AR9>M9,M9,AR9)","v":24.300000000000004},{"$f":"X9*$G$17","v":43.7},{"$f":"IF(AS9>O9,O9,AS9)","v":23.700000000000003},null,0.96243291592128799,0.93738819320214672,0.91234347048300535,0.88103756708407877,0.84973166368515207,0.81574239713774599,0.78175313059033991,0.49442379182156132,0.50095419847328249,0.50784313725490193,0.51573604060913703,0.52421052631578946,0.53289473684210531,0.54233409610983985,1,1,1,1,1,1,1,{"$f":"Y9*C9*AF9","v":26.599999999999998},{"$f":"Z9*E9*AG9","v":26.25},{"$f":"AA9*G9*AH9","v":25.9},{"$f":"AB9*I9*AI9","v":25.4},{"$f":"AC9*K9*AJ9","v":24.9},{"$f":"AD9*M9*AK9","v":24.300000000000004},{"$f":"AE9*O9*AL9","v":23.700000000000003}]
[null,63,53,34.4,50.4,33.25,47.800000000000004,32.1,46.05,31.599999999999998,44.3,31.099999999999998,42.4,30.499999999999996,40.5,29.9,null,0.94812164579606439,0.90161001788908768,0.85509838998211096,0.82379248658318427,0.79248658318425758,0.75849731663685149,0.72450805008944541,0.64905660377358487,0.65972222222222221,0.67154811715481166,0.68621064060803472,0.7020316027088036,0.71933962264150941,0.7382716049382716,1,1,1,1,1,1,1,34.4,33.25,32.1,31.599999999999998,31.099999999999998,30.499999999999996,29.9]
[null,59,48,42.3,46.55,40.999999999999993,45.099999999999994,39.699999999999996,44.8,39.449999999999996,44.5,39.200000000000003,43.15,38,41.8,36.799999999999997,null,0.85867620751341678,0.83273703041144898,0.80679785330948117,0.80143112701252239,0.7960644007155635,0.77191413237924866,0.74776386404293382,0.88124999999999998,0.88077336197636946,0.88026607538802659,0.8805803571428571,0.88089887640449438,0.88064889918887601,0.88038277511961727,1,1,1,1,1,1,1,42.3,40.999999999999993,39.699999999999996,39.449999999999996,39.200000000000003,38,36.799999999999997]
[76,71,63.45,25.550000000000004,61.85,25,60.249999999999993,24.499999999999996,58.4,23.849999999999998,56.55,23.25,54.4,22.45,52.25,21.65,null,1.1350626118067979,1.1064400715563507,1.0778175313059033,1.0447227191413238,1.0116279069767442,0.97316636851520577,0.93470483005366722,0.40267927501970058,0.40420371867421179,0.40663900414937759,0.4083904109589041,0.41114058355437666,0.41268382352941174,0.41435406698564592,1,1,1,1,1,1,1,25.550000000000004,25,24.499999999999996,23.849999999999998,23.25,22.45,21.65]
[null,67,59.45,33.699999999999996,57.85,33.199999999999996,{"$f":"T13*$G$17","v":56.250000000000007},32.700000000000003,54.3,32,52.349999999999994,31.249999999999993,50.199999999999996,30.4,48.05,29.549999999999997,null,1.0635062611806798,1.0348837209302326,1.0062611806797854,0.97137745974955281,0.93649373881932019,0.89803220035778175,0.85957066189624332,0.56686291000841038,0.57389801210025926,0.58133333333333337,0.58931860036832417,0.59694364851957971,0.60557768924302791,0.61498439125910509,1,1,1,1,1,1,1,33.699999999999996,33.199999999999996,32.700000000000003,32,31.249999999999993,30.4,29.549999999999997]
[null,63,51.349999999999994,40.349999999999994,49.55,39.5,47.75,38.700000000000003,46.15,38.049999999999997,44.5,37.4,42.7,36.65,40.849999999999994,35.949999999999996,null,0.91860465116279066,0.88640429338103754,0.85420393559928443,0.82558139534883723,0.7960644007155635,0.76386404293381038,0.73076923076923073,0.78578383641674776,0.79717457114026236,0.81047120418848173,0.82448537378114839,0.84044943820224716,0.85831381733021073,0.88004895960832308,1,1,1,1,1,1,1,40.349999999999994,39.5,38.700000000000003,38.049999999999997,37.4,36.65,35.949999999999996]
[null,59,49.449999999999996,48.449999999999996,48.55,47.599999999999994,47.65,46.7,46.75,45.800000000000004,45.85,44.95,43.8,42.9,41.699999999999996,40.849999999999994,null,0.88461538461538458,0.86851520572450802,0.85241502683363146,0.8363148479427549,0.82021466905187834,0.78354203935599287,0.74597495527728086,0.97977755308392311,0.98043254376930999,0.98006295907660024,0.97967914438502679,0.98037077426390407,0.97945205479452058,0.97961630695443647,1,1,1,1,1,1,1,48.449999999999996,47.599999999999994,46.7,45.800000000000004,44.95,42.9,40.849999999999994]
[80,71,63,33.699999999999996,61.45,33.000000000000007,59.9,32.299999999999997,58.199999999999996,31.499999999999996,56.5,30.7,54.349999999999994,29.65,52.199999999999996,28.599999999999994,null,1.1270125223613596,1.0992844364937389,1.0715563506261181,1.0411449016100178,1.0107334525939178,0.97227191413237923,0.9338103756708408,0.53492063492063491,0.53702196908055333,0.53923205342237057,0.54123711340206182,0.54336283185840706,0.54553817847286112,0.54789272030651337,1,1,1,1,1,1,1,33.699999999999996,33.000000000000007,32.299999999999997,31.499999999999996,30.7,29.65,28.599999999999994]
[null,67,59.099999999999994,40.9,57.5,40.200000000000003,55.9,39.5,54.15,38.699999999999996,52.4,37.9,50.3,36.849999999999994,48.199999999999996,35.799999999999997,null,1.0572450805008944,1.0286225402504472,1,0.96869409660107331,0.93738819320214672,0.89982110912343471,0.86225402504472271,0.69204737732656518,0.69913043478260872,0.70661896243291589,0.71468144044321325,0.72328244274809161,0.73260437375745524,0.74273858921161828,1,1,1,1,1,1,1,40.9,40.200000000000003,39.5,38.699999999999996,37.9,36.849999999999994,35.799999999999997]
[null,63,55.9,47.3,54.25,46.55,{"$f":"T18*$G$17","v":52.599999999999994},45.8,50.8,44.949999999999996,49,44.1,46.800000000000004,43,44.6,41.900000000000006,null,1,0.97048300536672627,0.94096601073345254,0.90876565295169942,0.8765652951699463,0.83720930232558144,0.79785330948121647,0.84615384615384615,0.85806451612903223,0.87072243346007605,0.88484251968503935,0.9,0.91880341880341876,0.9394618834080718,1,1,1,1,1,1,1,47.3,46.55,45.8,44.949999999999996,44.1,43,41.900000000000006]
[null,59,52.9,52.3,51.3,50.699999999999996,{"$f":"T19*$G$17","v":49.7},49.1,47.800000000000004,47.250000000000007,45.9,45.4,43.8,43.3,41.699999999999996,41.199999999999996,null,0.94633273703041143,0.91771019677996424,0.88908765652951705,0.85509838998211096,0.82110912343470488,0.78354203935599287,0.74597495527728086,0.98865784499054821,0.98830409356725146,0.98792756539235416,0.9884937238493724,0.98910675381263613,0.98858447488584478,0.98800959232613905,1,1,1,1,1,1,1,52.3,50.699999999999996,49.1,47.250000000000007,45.4,43.3,41.199999999999996]

{"sheet":"13AJN_18","index":43,"n_rows":19,"n_cols":45,"rows_kept":19,"cut":false,"hidden":true,"merged":[[2,0,2,1],[2,2,2,15],[3,2,3,3],[3,4,3,5],[3,6,3,7],[3,8,3,9],[3,10,3,11],[3,12,3,13],[3,14,3,15],[5,2,6,2],[5,3,6,3],[5,4,6,4],[5,5,6,5],[5,6,6,6],[5,7,6,7],[5,8,6,8],[4,0,6,0],[4,1,6,1],[4,2,4,3],[4,4,4,5],[4,6,4,7],[4,8,4,9],[5,9,6,9],[5,10,6,10],[5,11,6,11],[5,12,6,12],[5,13,6,13],[5,14,6,14],[5,15,6,15],[4,10,4,11],[4,12,4,13],[4,14,4,15],[41,4,41,15],[42,4,42,5],[42,6,42,7],[42,8,42,9],[42,10,42,11],[42,12,42,13],[42,14,42,15],[7,0,10,0],[11,0,14,0],[15,0,18,0],[31,0,34,0],[35,0,38,0],[41,0,42,1],[44,12,45,12],[44,13,45,13],[44,14,45,14],[44,15,45,15],[46,0,49,0],[50,0,53,0],[43,12,43,13],[43,14,43,15],[44,4,45,4],[44,5,45,5],[44,6,45,6],[44,7,45,7],[44,8,45,8],[44,9,45,9],[44,10,45,10],[44,11,45,11],[43,0,45,0],[43,1,45,1],[43,4,43,5],[43,6,43,7],[43,8,43,9],[43,10,43,11],[54,0,57,0],[60,0,61,1],[60,4,60,15],[61,4,61,5],[61,6,61,7],[61,8,61,9],[61,10,61,11],[61,12,61,13],[61,14,61,15],[63,12,64,12],[63,13,64,13],[63,14,64,14],[63,15,64,15],[65,0,68,0],[69,0,72,0],[62,12,62,13],[62,14,62,15],[63,4,64,4],[63,5,64,5],[63,6,64,6],[63,7,64,7],[63,8,64,8],[63,9,64,9],[63,10,64,10],[63,11,64,11],[62,0,64,0],[62,1,64,1],[62,4,62,5],[62,6,62,7],[62,8,62,9],[62,10,62,11],[73,0,76,0],[79,0,80,1],[79,4,79,15],[80,4,80,5],[80,6,80,7],[80,8,80,9],[80,10,80,11],[80,12,80,13],[80,14,80,15],[82,12,83,12],[82,13,83,13],[82,14,83,14],[82,15,83,15],[84,0,87,0],[88,0,91,0],[81,12,81,13],[81,14,81,15],[82,4,83,4],[82,5,83,5],[82,6,83,6],[82,7,83,7],[82,8,83,8],[82,9,83,9],[82,10,83,10],[82,11,83,11],[81,0,83,0],[81,1,83,1],[81,4,81,5],[81,6,81,7],[81,8,81,9],[81,10,81,11],[92,0,95,0],[98,0,99,1],[98,4,98,15],[99,4,99,5],[99,6,99,7],[99,8,99,9],[99,10,99,11],[99,12,99,13],[99,14,99,15],[101,12,102,12],[101,13,102,13],[101,14,102,14],[101,15,102,15],[103,0,106,0],[107,0,110,0],[100,12,100,13],[100,14,100,15],[101,4,102,4],[101,5,102,5],[101,6,102,6],[101,7,102,7],[101,8,102,8],[101,9,102,9],[101,10,102,10],[101,11,102,11],[100,0,102,0],[100,1,102,1],[100,4,100,5],[100,6,100,7],[100,8,100,9],[100,10,100,11],[111,0,114,0],[117,0,118,1],[117,4,117,15],[118,4,118,5],[118,6,118,7],[118,8,118,9],[118,10,118,11],[118,12,118,13],[118,14,118,15],[130,0,133,0],[120,12,121,12],[120,13,121,13],[120,14,121,14],[120,15,121,15],[122,0,125,0],[126,0,129,0],[119,12,119,13],[119,14,119,15],[120,4,121,4],[120,5,121,5],[120,6,121,6],[120,7,121,7],[120,8,121,8],[120,9,121,9],[120,10,121,10],[120,11,121,11],[119,0,121,0],[119,1,121,1],[119,4,119,5],[119,6,119,7],[119,8,119,9],[119,10,119,11]]}
[]
["13AJN_18"]
["Evaporator Air Flow",null,"Condenser  Entering Air Temperature ˚F"]
[575,"CFM",85,null,90,null,95,null,100,null,105,null,110,null,115]
["Evap. Air °F DB","EWB†\n˚F","Capacity Mbtuh",null,"Capacity Mbtuh",null,"Capacity Mbtuh",null,"Capacity Mbtuh",null,"Capacity Mbtuh",null,"Capacity Mbtuh",null,"Capacity Mbtuh"]
[null,null,"Total","Sens.","Total","Sens.","Total","Sens.","Total","Sens.","Total","Sens.","Total","Sens.","Total","Sens."]
[null,null,null,null,null,null,null,null,null,null,null,null,null,null,null,null,null,"Total Factors",null,null,null,null,null,null,"Sens. %",null,null,null,null,null,null,"IDB Adj",null,null,null,null,null,null,"Sens Calc"]
[72,71,{"$f":"R8*$G$17","v":18},{"$f":"IF(AM8>C8,C8,AM8)","v":6.1000000000000005},{"$f":"S8*$G$17","v":17.600000000000001},{"$f":"IF(AN8>E8,E8,AN8)","v":6},{"$f":"T8*$G$17","v":17.200000000000003},{"$f":"IF(AO8>G8,G8,AO8)","v":5.9000000000000012},{"$f":"U8*$G$17","v":16.900000000000002},{"$f":"IF(AP8>I8,I8,AP8)","v":5.8500000000000005},{"$f":"V8*$G$17","v":16.600000000000001},{"$f":"IF(AQ8>K8,K8,AQ8)","v":5.8000000000000007},{"$f":"W8*$G$17","v":16.2},{"$f":"IF(AR8>M8,M8,AR8)","v":5.7},{"$f":"X8*$G$17","v":15.799999999999999},{"$f":"IF(AS8>O8,O8,AS8)","v":5.6},null,1.0112359550561798,0.9887640449438202,0.9662921348314607,0.949438202247191,0.93258426966292129,0.9101123595505618,0.88764044943820219,0.33888888888888891,0.34090909090909088,0.34302325581395349,0.34615384615384615,0.3493975903614458,0.35185185185185186,0.35443037974683544,1,1,1,1,1,1,1,{"$f":"Y8*C8*AF8","v":6.1000000000000005},{"$f":"Z8*E8*AG8","v":6},{"$f":"AA8*G8*AH8","v":5.9000000000000012},{"$f":"AB8*I8*AI8","v":5.8500000000000005},{"$f":"AC8*K8*AJ8","v":5.8000000000000007},{"$f":"AD8*M8*AK8","v":5.7},{"$f":"AE8*O8*AL8","v":5.6}]
[null,67,{"$f":"R9*$G$17","v":16.900000000000002},8.3000000000000007,{"$f":"S9*$G$17","v":16.5},{"$f":"IF(AN9>E9,E9,AN9)","v":8.1999999999999993},{"$f":"T9*$G$17","v":16.100000000000001},{"$f":"IF(AO9>G9,G9,AO9)","v":8.1},{"$f":"U9*$G$17","v":15.75},{"$f":"IF(AP9>I9,I9,AP9)","v":8.0499999999999989},{"$f":"V9*$G$17","v":15.4},{"$f":"IF(AQ9>K9,K9,AQ9)","v":7.9999999999999991},{"$f":"W9*$G$17","v":15.05},{"$f":"IF(AR9>M9,M9,AR9)","v":7.9},{"$f":"X9*$G$17","v":14.700000000000001},{"$f":"IF(AS9>O9,O9,AS9)","v":7.8000000000000007},null,0.949438202247191,0.9269662921348315,0.9044943820224719,0.8848314606741573,0.8651685393258427,0.8455056179775281,0.8258426966292135,0.4911242603550296,0.49696969696969695,0.50310559006211175,0.51111111111111107,0.51948051948051943,0.52491694352159468,0.53061224489795922,1,1,1,1,1,1,1,{"$f":"Y9*C9*AF9","v":8.3000000000000007},{"$f":"Z9*E9*AG9","v":8.1999999999999993},{"$f":"AA9*G9*AH9","v":8.1},{"$f":"AB9*I9*AI9","v":8.0499999999999989},{"$f":"AC9*K9*AJ9","v":7.9999999999999991},{"$f":"AD9*M9*AK9","v":7.9},{"$f":"AE9*O9*AL9","v":7.8000000000000007}]
[null,63,17.5,11.200000000000001,17.05,11.1,16.600000000000001,11.000000000000002,16.05,10.8,15.500000000000002,10.600000000000001,14.900000000000002,10.350000000000001,14.3,10.1,null,0.9831460674157303,0.9578651685393258,0.93258426966292129,0.901685393258427,0.8707865168539326,0.8370786516853933,0.8033707865168539,0.64,0.65102639296187681,0.66265060240963858,0.67289719626168221,0.68387096774193545,0.69463087248322153,0.70629370629370625,1,1,1,1,1,1,1,11.200000000000001,11.1,11.000000000000002,10.8,10.600000000000001,10.350000000000001,10.1]
[null,59,16.3,13.9,15.9,13.600000000000001,15.500000000000002,13.3,15.1,12.950000000000001,14.700000000000001,12.6,14.3,12.250000000000002,13.9,11.9,null,0.9157303370786517,0.8932584269662921,0.8707865168539326,0.848314606741573,0.8258426966292135,0.8033707865168539,0.7808988764044944,0.85276073619631898,0.85534591194968557,0.85806451612903223,0.85761589403973515,0.8571428571428571,0.85664335664335667,0.85611510791366907,1,1,1,1,1,1,1,13.9,13.600000000000001,13.3,12.950000000000001,12.6,12.250000000000002,11.9]
[76,71,19.8,8.0500000000000007,19.400000000000002,7.9500000000000011,19,7.8500000000000005,18.55,7.7000000000000011,18.150000000000002,7.5500000000000007,17.75,7.4,17.350000000000001,7.3000000000000007,null,1.1123595505617978,1.0898876404494382,1.0674157303370786,1.0421348314606742,1.0196629213483146,0.9971910112359551,0.9747191011235955,0.40656565656565657,0.40979381443298968,0.41315789473684211,0.41509433962264153,0.41597796143250687,0.41690140845070423,0.4207492795389049,1,1,1,1,1,1,1,8.0500000000000007,7.9500000000000011,7.8500000000000005,7.7000000000000011,7.5500000000000007,7.4,7.3000000000000007]
[null,67,18.55,10.5,18.200000000000003,10.4,{"$f":"T13*$G$17","v":17.8},10.3,17.399999999999999,10.199999999999998,17,10.050000000000001,16.600000000000001,9.9,16.150000000000002,9.7500000000000018,null,1.0421348314606742,1.0224719101123596,1,0.97752808988764039,0.9550561797752809,0.93258426966292129,0.90730337078651691,0.56603773584905659,0.5714285714285714,0.5786516853932584,0.58620689655172409,0.5911764705882353,0.59638554216867468,0.60371517027863775,1,1,1,1,1,1,1,10.5,10.4,10.3,10.199999999999998,10.050000000000001,9.9,9.7500000000000018]
[null,63,17.399999999999999,13.499999999999998,16.950000000000003,13.350000000000001,16.5,13.15,16.150000000000002,13.050000000000002,15.75,12.95,15.350000000000001,12.800000000000002,14.950000000000001,12.65,null,0.97752808988764039,0.952247191011236,0.9269662921348315,0.90730337078651691,0.8848314606741573,0.86235955056179781,0.8398876404494382,0.77586206896551724,0.78761061946902655,0.79696969696969699,0.80804953560371517,0.82222222222222219,0.83387622149837137,0.84615384615384615,1,1,1,1,1,1,1,13.499999999999998,13.350000000000001,13.15,13.050000000000002,12.95,12.800000000000002,12.65]
[null,59,16.25,15.65,15.9,15.3,15.500000000000002,14.950000000000001,15.1,14.6,14.700000000000001,14.25,14.3,13.850000000000001,13.9,13.45,null,0.9129213483146067,0.8932584269662921,0.8707865168539326,0.848314606741573,0.8258426966292135,0.8033707865168539,0.7808988764044944,0.96307692307692305,0.96226415094339623,0.96451612903225803,0.9668874172185431,0.96938775510204078,0.96853146853146854,0.96762589928057552,1,1,1,1,1,1,1,15.65,15.3,14.950000000000001,14.6,14.25,13.850000000000001,13.45]
[80,71,19.8,10.700000000000001,19.400000000000002,10.55,19,10.4,18.55,10.200000000000001,18.099999999999998,10,17.75,9.8500000000000014,17.399999999999999,9.6999999999999993,null,1.1123595505617978,1.0898876404494382,1.0674157303370786,1.0421348314606742,1.0168539325842696,0.9971910112359551,0.97752808988764039,0.54040404040404044,0.54381443298969068,0.54736842105263162,0.54986522911051217,0.5524861878453039,0.55492957746478877,0.55747126436781613,1,1,1,1,1,1,1,10.700000000000001,10.55,10.4,10.200000000000001,10,9.8500000000000014,9.6999999999999993]
[null,67,18.600000000000001,12.900000000000002,18.200000000000003,12.750000000000002,17.8,12.6,17.350000000000001,12.4,16.900000000000002,12.200000000000001,16.55,12.05,16.2,11.9,null,1.0449438202247192,1.0224719101123596,1,0.9747191011235955,0.949438202247191,0.9297752808988764,0.9101123595505618,0.69354838709677424,0.7005494505494505,0.7078651685393258,0.71469740634005763,0.72189349112426038,0.72809667673716016,0.73456790123456794,1,1,1,1,1,1,1,12.900000000000002,12.750000000000002,12.6,12.4,12.200000000000001,12.05,11.9]
[null,63,17.399999999999999,14.7,16.950000000000003,14.500000000000002,{"$f":"T18*$G$17","v":16.5},14.3,16.150000000000002,14.150000000000002,15.799999999999999,13.999999999999998,15.4,13.85,15,13.7,null,0.97752808988764039,0.952247191011236,0.9269662921348315,0.90730337078651691,0.88764044943820219,0.8651685393258427,0.84269662921348309,0.84482758620689657,0.85545722713864303,0.8666666666666667,0.87616099071207432,0.88607594936708856,0.89935064935064934,0.91333333333333333,1,1,1,1,1,1,1,14.7,14.500000000000002,14.3,14.150000000000002,13.999999999999998,13.85,13.7]
[null,59,16.2,15.7,15.850000000000001,15.350000000000001,{"$f":"T19*$G$17","v":15.500000000000002},15.000000000000002,15.05,14.600000000000001,14.600000000000001,14.200000000000001,14.25,13.85,13.9,13.5,null,0.9101123595505618,0.8904494382022472,0.8707865168539326,0.8455056179775281,0.8202247191011236,0.800561797752809,0.7808988764044944,0.96913580246913578,0.96845425867507884,0.967741935483871,0.9700996677740864,0.9726027397260274,0.97192982456140353,0.97122302158273377,1,1,1,1,1,1,1,15.7,15.350000000000001,15.000000000000002,14.600000000000001,14.200000000000001,13.85,13.5]

{"sheet":"13AJN_24","index":44,"n_rows":19,"n_cols":45,"rows_kept":19,"cut":false,"hidden":true,"merged":[[2,0,2,1],[2,2,2,15],[3,2,3,3],[3,4,3,5],[3,6,3,7],[3,8,3,9],[3,10,3,11],[3,12,3,13],[3,14,3,15],[5,2,6,2],[5,3,6,3],[5,4,6,4],[5,5,6,5],[5,6,6,6],[5,7,6,7],[5,8,6,8],[4,0,6,0],[4,1,6,1],[4,2,4,3],[4,4,4,5],[4,6,4,7],[4,8,4,9],[5,9,6,9],[5,10,6,10],[5,11,6,11],[5,12,6,12],[5,13,6,13],[5,14,6,14],[5,15,6,15],[4,10,4,11],[4,12,4,13],[4,14,4,15],[41,4,41,15],[42,4,42,5],[42,6,42,7],[42,8,42,9],[42,10,42,11],[42,12,42,13],[42,14,42,15],[7,0,10,0],[11,0,14,0],[15,0,18,0],[31,0,34,0],[35,0,38,0],[41,0,42,1],[44,12,45,12],[44,13,45,13],[44,14,45,14],[44,15,45,15],[46,0,49,0],[50,0,53,0],[43,12,43,13],[43,14,43,15],[44,4,45,4],[44,5,45,5],[44,6,45,6],[44,7,45,7],[44,8,45,8],[44,9,45,9],[44,10,45,10],[44,11,45,11],[43,0,45,0],[43,1,45,1],[43,4,43,5],[43,6,43,7],[43,8,43,9],[43,10,43,11],[54,0,57,0],[60,0,61,1],[60,4,60,15],[61,4,61,5],[61,6,61,7],[61,8,61,9],[61,10,61,11],[61,12,61,13],[61,14,61,15],[63,12,64,12],[63,13,64,13],[63,14,64,14],[63,15,64,15],[65,0,68,0],[69,0,72,0],[62,12,62,13],[62,14,62,15],[63,4,64,4],[63,5,64,5],[63,6,64,6],[63,7,64,7],[63,8,64,8],[63,9,64,9],[63,10,64,10],[63,11,64,11],[62,0,64,0],[62,1,64,1],[62,4,62,5],[62,6,62,7],[62,8,62,9],[62,10,62,11],[73,0,76,0],[79,0,80,1],[79,4,79,15],[80,4,80,5],[80,6,80,7],[80,8,80,9],[80,10,80,11],[80,12,80,13],[80,14,80,15],[82,12,83,12],[82,13,83,13],[82,14,83,14],[82,15,83,15],[84,0,87,0],[88,0,91,0],[81,12,81,13],[81,14,81,15],[82,4,83,4],[82,5,83,5],[82,6,83,6],[82,7,83,7],[82,8,83,8],[82,9,83,9],[82,10,83,10],[82,11,83,11],[81,0,83,0],[81,1,83,1],[81,4,81,5],[81,6,81,7],[81,8,81,9],[81,10,81,11],[92,0,95,0],[98,0,99,1],[98,4,98,15],[99,4,99,5],[99,6,99,7],[99,8,99,9],[99,10,99,11],[99,12,99,13],[99,14,99,15],[101,12,102,12],[101,13,102,13],[101,14,102,14],[101,15,102,15],[103,0,106,0],[107,0,110,0],[100,12,100,13],[100,14,100,15],[101,4,102,4],[101,5,102,5],[101,6,102,6],[101,7,102,7],[101,8,102,8],[101,9,102,9],[101,10,102,10],[101,11,102,11],[100,0,102,0],[100,1,102,1],[100,4,100,5],[100,6,100,7],[100,8,100,9],[100,10,100,11],[111,0,114,0],[117,0,118,1],[117,4,117,15],[118,4,118,5],[118,6,118,7],[118,8,118,9],[118,10,118,11],[118,12,118,13],[118,14,118,15],[130,0,133,0],[120,12,121,12],[120,13,121,13],[120,14,121,14],[120,15,121,15],[122,0,125,0],[126,0,129,0],[119,12,119,13],[119,14,119,15],[120,4,121,4],[120,5,121,5],[120,6,121,6],[120,7,121,7],[120,8,121,8],[120,9,121,9],[120,10,121,10],[120,11,121,11],[119,0,121,0],[119,1,121,1],[119,4,119,5],[119,6,119,7],[119,8,119,9],[119,10,119,11]]}
[]
["13AJN_24"]
["Evaporator Air Flow",null,"Condenser  Entering Air Temperature ˚F"]
[675,"CFM",85,null,90,null,95,null,100,null,105,null,110,null,115]
["Evap. Air °F DB","EWB†\n˚F","Capacity Mbtuh",null,"Capacity Mbtuh",null,"Capacity Mbtuh",null,"Capacity Mbtuh",null,"Capacity Mbtuh",null,"Capacity Mbtuh",null,"Capacity Mbtuh"]
[null,null,"Total","Sens.","Total","Sens.","Total","Sens.","Total","Sens.","Total","Sens.","Total","Sens.","Total","Sens."]
[null,null,null,null,null,null,null,null,null,null,null,null,null,null,null,null,null,"Total Factors",null,null,null,null,null,null,"Sens. %",null,null,null,null,null,null,"IDB Adj",null,null,null,null,null,null,"Sens Calc"]
[72,71,{"$f":"R8*$G$17","v":22.7},{"$f":"IF(AM8>C8,C8,AM8)","v":10.1},{"$f":"S8*$G$17","v":22.1},{"$f":"IF(AN8>E8,E8,AN8)","v":9.9500000000000011},{"$f":"T8*$G$17","v":21.5},{"$f":"IF(AO8>G8,G8,AO8)","v":9.8000000000000007},{"$f":"U8*$G$17","v":20.8},{"$f":"IF(AP8>I8,I8,AP8)","v":9.6000000000000014},{"$f":"V8*$G$17","v":20.099999999999998},{"$f":"IF(AQ8>K8,K8,AQ8)","v":9.3999999999999986},{"$f":"W8*$G$17","v":19.45},{"$f":"IF(AR8>M8,M8,AR8)","v":9.1999999999999993},{"$f":"X8*$G$17","v":18.8},{"$f":"IF(AS8>O8,O8,AS8)","v":9},null,1.0133928571428572,0.9866071428571429,0.9598214285714286,0.9285714285714286,0.8973214285714286,0.8683035714285714,0.8392857142857143,0.44493392070484583,0.45022624434389141,0.45581395348837211,0.46153846153846156,0.46766169154228854,0.47300771208226222,0.47872340425531917,1,1,1,1,1,1,1,{"$f":"Y8*C8*AF8","v":10.1},{"$f":"Z8*E8*AG8","v":9.9500000000000011},{"$f":"AA8*G8*AH8","v":9.8000000000000007},{"$f":"AB8*I8*AI8","v":9.6000000000000014},{"$f":"AC8*K8*AJ8","v":9.3999999999999986},{"$f":"AD8*M8*AK8","v":9.1999999999999993},{"$f":"AE8*O8*AL8","v":9}]
[null,67,{"$f":"R9*$G$17","v":21.5},10.3,{"$f":"S9*$G$17","v":20.849999999999998},{"$f":"IF(AN9>E9,E9,AN9)","v":10.15},{"$f":"T9*$G$17","v":20.2},{"$f":"IF(AO9>G9,G9,AO9)","v":10},{"$f":"U9*$G$17","v":19.599999999999998},{"$f":"IF(AP9>I9,I9,AP9)","v":9.8499999999999979},{"$f":"V9*$G$17","v":19},{"$f":"IF(AQ9>K9,K9,AQ9)","v":9.7000000000000011},{"$f":"W9*$G$17","v":18.299999999999997},{"$f":"IF(AR9>M9,M9,AR9)","v":9.4999999999999982},{"$f":"X9*$G$17","v":17.599999999999998},{"$f":"IF(AS9>O9,O9,AS9)","v":9.2999999999999989},null,0.9598214285714286,0.9308035714285714,0.9017857142857143,0.875,0.8482142857142857,0.8169642857142857,0.7857142857142857,0.47906976744186047,0.48681055155875302,0.49504950495049505,0.50255102040816324,0.51052631578947372,0.51912568306010931,0.52840909090909094,1,1,1,1,1,1,1,{"$f":"Y9*C9*AF9","v":10.3},{"$f":"Z9*E9*AG9","v":10.15},{"$f":"AA9*G9*AH9","v":10},{"$f":"AB9*I9*AI9","v":9.8499999999999979},{"$f":"AC9*K9*AJ9","v":9.7000000000000011},{"$f":"AD9*M9*AK9","v":9.4999999999999982},{"$f":"AE9*O9*AL9","v":9.2999999999999989}]
[null,63,22.5,12.999999999999998,21.849999999999998,12.849999999999998,21.2,12.700000000000001,20.45,12.5,19.7,12.299999999999999,18.899999999999999,12.049999999999999,18.099999999999998,11.799999999999999,null,1.0044642857142858,0.9754464285714286,0.9464285714285714,0.9129464285714286,0.8794642857142857,0.84375,0.8080357142857143,0.57777777777777772,0.58810068649885583,0.59905660377358494,0.61124694376528121,0.62436548223350252,0.63756613756613756,0.65193370165745856,1,1,1,1,1,1,1,12.999999999999998,12.849999999999998,12.700000000000001,12.5,12.299999999999999,12.049999999999999,11.799999999999999]
[null,59,21.099999999999998,17.2,20.55,16.75,20,16.299999999999997,19.25,15.700000000000001,18.499999999999996,15.099999999999996,17.7,14.45,16.899999999999999,13.799999999999997,null,0.9419642857142857,0.9174107142857143,0.8928571428571429,0.859375,0.8258928571428571,0.7901785714285714,0.7544642857142857,0.81516587677725116,0.81508515815085159,0.81499999999999995,0.81558441558441563,0.81621621621621621,0.81638418079096042,0.81656804733727806,1,1,1,1,1,1,1,17.2,16.75,16.299999999999997,15.700000000000001,15.099999999999996,14.45,13.799999999999997]
[76,71,22.7,11.549999999999999,22.049999999999997,11.349999999999998,21.4,11.15,20.75,10.95,20.099999999999998,10.749999999999998,19.399999999999999,10.499999999999998,18.749999999999996,10.249999999999998,null,1.0133928571428572,0.984375,0.9553571428571429,0.9263392857142857,0.8973214285714286,0.8660714285714286,0.8370535714285714,0.50881057268722463,0.51473922902494329,0.5210280373831776,0.52771084337349394,0.53482587064676612,0.54123711340206182,0.54666666666666663,1,1,1,1,1,1,1,11.549999999999999,11.349999999999998,11.15,10.95,10.749999999999998,10.499999999999998,10.249999999999998]
[null,67,23.75,13.15,23.099999999999998,12.899999999999999,{"$f":"T13*$G$17","v":22.4},12.7,21.7,12.499999999999998,21,12.25,20.2,11.95,19.399999999999999,11.649999999999999,null,1.0602678571428572,1.03125,1,0.96875,0.9375,0.9017857142857143,0.8660714285714286,0.55368421052631578,0.55844155844155841,0.5669642857142857,0.57603686635944695,0.58333333333333337,0.59158415841584155,0.60051546391752575,1,1,1,1,1,1,1,13.15,12.899999999999999,12.7,12.499999999999998,12.25,11.95,11.649999999999999]
[null,63,22.5,16.05,21.799999999999997,15.799999999999997,21.099999999999998,15.549999999999999,20.399999999999999,15.25,19.649999999999999,14.949999999999998,18.95,14.65,18.2,14.35,null,1.0044642857142858,0.9732142857142857,0.9419642857142857,0.9107142857142857,0.8772321428571429,0.8459821428571429,0.8125,0.71333333333333337,0.72477064220183485,0.73696682464454977,0.74754901960784315,0.76081424936386766,0.77308707124010556,0.78846153846153844,1,1,1,1,1,1,1,16.05,15.799999999999997,15.549999999999999,15.25,14.949999999999998,14.65,14.35]
[null,59,21.15,19.599999999999998,20.55,19,19.899999999999999,18.45,19.2,17.75,18.499999999999996,17.099999999999998,17.75,16.399999999999999,16.95,15.65,null,0.9441964285714286,0.9174107142857143,0.8883928571428571,0.8571428571428571,0.8258928571428571,0.7924107142857143,0.7566964285714286,0.92671394799054374,0.92457420924574207,0.92713567839195976,0.92447916666666663,0.92432432432432432,0.92394366197183098,0.92330383480825962,1,1,1,1,1,1,1,19.599999999999998,19,18.45,17.75,17.099999999999998,16.399999999999999,15.65]
[80,71,22.7,14.6,22.049999999999997,14.299999999999997,21.4,13.999999999999998,20.75,13.7,20.099999999999998,13.399999999999999,19.399999999999999,13.05,18.7,12.700000000000001,null,1.0133928571428572,0.984375,0.9553571428571429,0.9263392857142857,0.8973214285714286,0.8660714285714286,0.8348214285714286,0.64317180616740088,0.64852607709750565,0.65420560747663548,0.66024096385542164,0.66666666666666663,0.67268041237113407,0.67914438502673802,1,1,1,1,1,1,1,14.6,14.299999999999997,13.999999999999998,13.7,13.399999999999999,13.05,12.700000000000001]
[null,67,23.699999999999996,16.099999999999998,23.05,15.85,22.4,15.599999999999998,21.65,15.249999999999998,20.9,14.899999999999999,20.149999999999999,14.5,19.399999999999999,14.099999999999998,null,1.0580357142857142,1.0290178571428572,1,0.9665178571428571,0.9330357142857143,0.8995535714285714,0.8660714285714286,0.67932489451476796,0.68763557483731019,0.6964285714285714,0.70438799076212466,0.71291866028708128,0.71960297766749381,0.72680412371134018,1,1,1,1,1,1,1,16.099999999999998,15.85,15.599999999999998,15.249999999999998,14.899999999999999,14.5,14.099999999999998]
[null,63,22.5,17.5,21.799999999999997,17.2,{"$f":"T18*$G$17","v":21.099999999999998},16.899999999999999,20.350000000000001,16.55,19.599999999999998,16.2,18.849999999999998,15.849999999999998,18.099999999999998,15.499999999999998,null,1.0044642857142858,0.9732142857142857,0.9419642857142857,0.9084821428571429,0.875,0.8415178571428571,0.8080357142857143,0.77777777777777779,0.78899082568807344,0.80094786729857825,0.81326781326781328,0.82653061224489799,0.84084880636604775,0.85635359116022103,1,1,1,1,1,1,1,17.5,17.2,16.899999999999999,16.55,16.2,15.849999999999998,15.499999999999998]
[null,59,21.2,19.7,20.499999999999996,19.049999999999997,{"$f":"T19*$G$17","v":19.799999999999997},18.399999999999999,19.099999999999998,17.749999999999996,18.399999999999999,17.099999999999998,17.649999999999999,16.399999999999999,16.899999999999999,15.699999999999998,null,0.9464285714285714,0.9151785714285714,0.8839285714285714,0.8526785714285714,0.8214285714285714,0.7879464285714286,0.7544642857142857,0.92924528301886788,0.92926829268292688,0.92929292929292928,0.9293193717277487,0.92934782608695654,0.92917847025495748,0.92899408284023666,1,1,1,1,1,1,1,19.7,19.049999999999997,18.399999999999999,17.749999999999996,17.099999999999998,16.399999999999999,15.699999999999998]

{"sheet":"13AJN_30","index":45,"n_rows":19,"n_cols":45,"rows_kept":19,"cut":false,"hidden":true,"merged":[[2,0,2,1],[2,2,2,15],[3,2,3,3],[3,4,3,5],[3,6,3,7],[3,8,3,9],[3,10,3,11],[3,12,3,13],[3,14,3,15],[5,2,6,2],[5,3,6,3],[5,4,6,4],[5,5,6,5],[5,6,6,6],[5,7,6,7],[5,8,6,8],[4,0,6,0],[4,1,6,1],[4,2,4,3],[4,4,4,5],[4,6,4,7],[4,8,4,9],[5,9,6,9],[5,10,6,10],[5,11,6,11],[5,12,6,12],[5,13,6,13],[5,14,6,14],[5,15,6,15],[4,10,4,11],[4,12,4,13],[4,14,4,15],[41,4,41,15],[42,4,42,5],[42,6,42,7],[42,8,42,9],[42,10,42,11],[42,12,42,13],[42,14,42,15],[7,0,10,0],[11,0,14,0],[15,0,18,0],[31,0,34,0],[35,0,38,0],[41,0,42,1],[44,12,45,12],[44,13,45,13],[44,14,45,14],[44,15,45,15],[46,0,49,0],[50,0,53,0],[43,12,43,13],[43,14,43,15],[44,4,45,4],[44,5,45,5],[44,6,45,6],[44,7,45,7],[44,8,45,8],[44,9,45,9],[44,10,45,10],[44,11,45,11],[43,0,45,0],[43,1,45,1],[43,4,43,5],[43,6,43,7],[43,8,43,9],[43,10,43,11],[54,0,57,0],[60,0,61,1],[60,4,60,15],[61,4,61,5],[61,6,61,7],[61,8,61,9],[61,10,61,11],[61,12,61,13],[61,14,61,15],[63,12,64,12],[63,13,64,13],[63,14,64,14],[63,15,64,15],[65,0,68,0],[69,0,72,0],[62,12,62,13],[62,14,62,15],[63,4,64,4],[63,5,64,5],[63,6,64,6],[63,7,64,7],[63,8,64,8],[63,9,64,9],[63,10,64,10],[63,11,64,11],[62,0,64,0],[62,1,64,1],[62,4,62,5],[62,6,62,7],[62,8,62,9],[62,10,62,11],[73,0,76,0],[79,0,80,1],[79,4,79,15],[80,4,80,5],[80,6,80,7],[80,8,80,9],[80,10,80,11],[80,12,80,13],[80,14,80,15],[82,12,83,12],[82,13,83,13],[82,14,83,14],[82,15,83,15],[84,0,87,0],[88,0,91,0],[81,12,81,13],[81,14,81,15],[82,4,83,4],[82,5,83,5],[82,6,83,6],[82,7,83,7],[82,8,83,8],[82,9,83,9],[82,10,83,10],[82,11,83,11],[81,0,83,0],[81,1,83,1],[81,4,81,5],[81,6,81,7],[81,8,81,9],[81,10,81,11],[92,0,95,0],[98,0,99,1],[98,4,98,15],[99,4,99,5],[99,6,99,7],[99,8,99,9],[99,10,99,11],[99,12,99,13],[99,14,99,15],[101,12,102,12],[101,13,102,13],[101,14,102,14],[101,15,102,15],[103,0,106,0],[107,0,110,0],[100,12,100,13],[100,14,100,15],[101,4,102,4],[101,5,102,5],[101,6,102,6],[101,7,102,7],[101,8,102,8],[101,9,102,9],[101,10,102,10],[101,11,102,11],[100,0,102,0],[100,1,102,1],[100,4,100,5],[100,6,100,7],[100,8,100,9],[100,10,100,11],[111,0,114,0],[117,0,118,1],[117,4,117,15],[118,4,118,5],[118,6,118,7],[118,8,118,9],[118,10,118,11],[118,12,118,13],[118,14,118,15],[130,0,133,0],[120,12,121,12],[120,13,121,13],[120,14,121,14],[120,15,121,15],[122,0,125,0],[126,0,129,0],[119,12,119,13],[119,14,119,15],[120,4,121,4],[120,5,121,5],[120,6,121,6],[120,7,121,7],[120,8,121,8],[120,9,121,9],[120,10,121,10],[120,11,121,11],[119,0,121,0],[119,1,121,1],[119,4,119,5],[119,6,119,7],[119,8,119,9],[119,10,119,11]]}
[]
["13AJN_30"]
["Evaporator Air Flow",null,"Condenser  Entering Air Temperature ˚F"]
[875,"CFM",85,null,90,null,95,null,100,null,105,null,110,null,115]
["Evap. Air °F DB","EWB†\n˚F","Capacity Mbtuh",null,"Capacity Mbtuh",null,"Capacity Mbtuh",null,"Capacity Mbtuh",null,"Capacity Mbtuh",null,"Capacity Mbtuh",null,"Capacity Mbtuh"]
[null,null,"Total","Sens.","Total","Sens.","Total","Sens.","Total","Sens.","Total","Sens.","Total","Sens.","Total","Sens."]
[null,null,null,null,null,null,null,null,null,null,null,null,null,null,null,null,null,"Total Factors",null,null,null,null,null,null,"Sens. %",null,null,null,null,null,null,"IDB Adj",null,null,null,null,null,null,"Sens Calc"]
[72,71,{"$f":"R8*$G$17","v":26.7},{"$f":"IF(AM8>C8,C8,AM8)","v":8.7999999999999989},{"$f":"S8*$G$17","v":26.099999999999998},{"$f":"IF(AN8>E8,E8,AN8)","v":8.6999999999999993},{"$f":"T8*$G$17","v":25.5},{"$f":"IF(AO8>G8,G8,AO8)","v":8.6000000000000014},{"$f":"U8*$G$17","v":24.75},{"$f":"IF(AP8>I8,I8,AP8)","v":8.4},{"$f":"V8*$G$17","v":24},{"$f":"IF(AQ8>K8,K8,AQ8)","v":8.1999999999999993},{"$f":"W8*$G$17","v":23.25},{"$f":"IF(AR8>M8,M8,AR8)","v":7.9499999999999993},{"$f":"X8*$G$17","v":22.499999999999996},{"$f":"IF(AS8>O8,O8,AS8)","v":7.6999999999999984},null,1,0.97752808988764039,0.9550561797752809,0.9269662921348315,0.898876404494382,0.8707865168539326,0.84269662921348309,0.32958801498127338,0.33333333333333331,0.33725490196078434,0.33939393939393941,0.34166666666666667,0.34193548387096773,0.34222222222222221,1,1,1,1,1,1,1,{"$f":"Y8*C8*AF8","v":8.7999999999999989},{"$f":"Z8*E8*AG8","v":8.6999999999999993},{"$f":"AA8*G8*AH8","v":8.6000000000000014},{"$f":"AB8*I8*AI8","v":8.4},{"$f":"AC8*K8*AJ8","v":8.1999999999999993},{"$f":"AD8*M8*AK8","v":7.9499999999999993},{"$f":"AE8*O8*AL8","v":7.6999999999999984}]
[null,67,{"$f":"R9*$G$17","v":26},12.6,{"$f":"S9*$G$17","v":25.049999999999997},{"$f":"IF(AN9>E9,E9,AN9)","v":12.299999999999999},{"$f":"T9*$G$17","v":24.099999999999998},{"$f":"IF(AO9>G9,G9,AO9)","v":12},{"$f":"U9*$G$17","v":23.45},{"$f":"IF(AP9>I9,I9,AP9)","v":11.85},{"$f":"V9*$G$17","v":22.799999999999997},{"$f":"IF(AQ9>K9,K9,AQ9)","v":11.7},{"$f":"W9*$G$17","v":22},{"$f":"IF(AR9>M9,M9,AR9)","v":11.450000000000001},{"$f":"X9*$G$17","v":21.2},{"$f":"IF(AS9>O9,O9,AS9)","v":11.2},null,0.97378277153558057,0.9382022471910112,0.90262172284644193,0.87827715355805247,0.8539325842696629,0.82397003745318353,0.79400749063670417,0.48461538461538461,0.49101796407185627,0.49792531120331951,0.50533049040511724,0.51315789473684215,0.5204545454545455,0.52830188679245282,1,1,1,1,1,1,1,{"$f":"Y9*C9*AF9","v":12.6},{"$f":"Z9*E9*AG9","v":12.299999999999999},{"$f":"AA9*G9*AH9","v":12},{"$f":"AB9*I9*AI9","v":11.85},{"$f":"AC9*K9*AJ9","v":11.7},{"$f":"AD9*M9*AK9","v":11.450000000000001},{"$f":"AE9*O9*AL9","v":11.2}]
[null,63,27,17,26.2,16.799999999999997,25.4,16.599999999999998,24.6,16.399999999999999,23.799999999999997,16.2,22.7,15.749999999999998,21.599999999999998,15.299999999999999,null,1.0112359550561798,0.98127340823970033,0.95131086142322097,0.9213483146067416,0.89138576779026213,0.85018726591760296,0.8089887640449438,0.62962962962962965,0.64122137404580148,0.65354330708661412,0.66666666666666663,0.68067226890756305,0.69383259911894268,0.70833333333333337,1,1,1,1,1,1,1,17,16.799999999999997,16.599999999999998,16.399999999999999,16.2,15.749999999999998,15.299999999999999]
[null,59,25.8,21.5,25.15,20.95,24.5,20.399999999999999,23.7,19.75,22.9,19.099999999999998,22.05,18.350000000000001,21.2,17.600000000000001,null,0.9662921348314607,0.94194756554307113,0.91760299625468167,0.88764044943820219,0.85767790262172283,0.8258426966292135,0.79400749063670417,0.83333333333333337,0.83300198807157055,0.83265306122448979,0.83333333333333337,0.83406113537117899,0.83219954648526073,0.83018867924528306,1,1,1,1,1,1,1,21.5,20.95,20.399999999999999,19.75,19.099999999999998,18.350000000000001,17.600000000000001]
[76,71,29.449999999999996,11.749999999999998,28.799999999999997,11.549999999999999,28.099999999999998,11.349999999999998,27.3,11.1,26.45,10.85,25.65,10.549999999999999,24.8,10.25,null,1.1029962546816479,1.0786516853932584,1.0524344569288389,1.0224719101123596,0.99063670411985016,0.9606741573033708,0.92883895131086147,0.39898132427843802,0.40104166666666669,0.40391459074733094,0.40659340659340659,0.41020793950850659,0.41130604288499023,0.41330645161290325,1,1,1,1,1,1,1,11.749999999999998,11.549999999999999,11.349999999999998,11.1,10.85,10.549999999999999,10.25]
[null,67,28.05,15.650000000000002,27.400000000000002,15.45,{"$f":"T13*$G$17","v":26.7},15.299999999999999,25.95,15.049999999999999,25.15,14.75,24.3,14.450000000000001,23.4,14.149999999999999,null,1.050561797752809,1.0262172284644195,1,0.9719101123595506,0.94194756554307113,0.9101123595505618,0.8764044943820225,0.5579322638146168,0.56386861313868608,0.5730337078651685,0.57996146435452789,0.58648111332007957,0.59465020576131689,0.60470085470085466,1,1,1,1,1,1,1,15.650000000000002,15.45,15.299999999999999,15.049999999999999,14.75,14.450000000000001,14.149999999999999]
[null,63,26.849999999999998,20.599999999999998,26.15,20.349999999999998,25.4,20.05,24.6,19.75,23.799999999999997,19.449999999999996,22.95,19.05,22.15,18.7,null,1.0056179775280898,0.97940074906367036,0.95131086142322097,0.9213483146067416,0.89138576779026213,0.8595505617977528,0.82958801498127344,0.76722532588454373,0.77820267686424471,0.78937007874015752,0.80284552845528456,0.8172268907563025,0.83006535947712423,0.84424379232505642,1,1,1,1,1,1,1,20.599999999999998,20.349999999999998,20.05,19.75,19.449999999999996,19.05,18.7]
[null,59,25.85,24.400000000000002,25.15,23.7,24.4,23,23.650000000000002,22.3,22.9,21.55,22.05,20.75,21.150000000000002,19.950000000000003,null,0.96816479400749067,0.94194756554307113,0.91385767790262173,0.88576779026217234,0.85767790262172283,0.8258426966292135,0.7921348314606742,0.94390715667311409,0.94234592445328036,0.94262295081967218,0.94291754756871038,0.94104803493449785,0.94104308390022673,0.94326241134751776,1,1,1,1,1,1,1,24.400000000000002,23.7,23,22.3,21.55,20.75,19.950000000000003]
[80,71,29.4,15.700000000000001,28.7,15.4,27.999999999999996,15.099999999999998,27.2,14.749999999999998,26.4,14.399999999999999,25.599999999999998,13.999999999999998,24.8,13.6,null,1.101123595505618,1.0749063670411985,1.0486891385767789,1.0187265917602997,0.9887640449438202,0.95880149812734083,0.92883895131086147,0.53401360544217691,0.53658536585365857,0.53928571428571426,0.54227941176470584,0.54545454545454541,0.546875,0.54838709677419351,1,1,1,1,1,1,1,15.700000000000001,15.4,15.099999999999998,14.749999999999998,14.399999999999999,13.999999999999998,13.6]
[null,67,28.099999999999998,19.299999999999997,27.400000000000002,19.000000000000004,26.7,18.7,25.9,18.350000000000001,25.099999999999998,18,24.25,17.599999999999998,23.4,17.2,null,1.0524344569288389,1.0262172284644195,1,0.97003745318352064,0.94007490636704116,0.90823970037453183,0.8764044943820225,0.68683274021352314,0.69343065693430661,0.70037453183520604,0.70849420849420852,0.71713147410358569,0.72577319587628863,0.7350427350427351,1,1,1,1,1,1,1,19.299999999999997,19.000000000000004,18.7,18.350000000000001,18,17.599999999999998,17.2]
[null,63,26.8,22.3,26.099999999999998,22,{"$f":"T18*$G$17","v":25.4},21.7,24.6,21.35,23.799999999999997,20.999999999999996,22.95,20.599999999999998,22.1,20.2,null,1.0037453183520599,0.97752808988764039,0.95131086142322097,0.9213483146067416,0.89138576779026213,0.8595505617977528,0.82771535580524347,0.83208955223880599,0.84291187739463602,0.85433070866141736,0.86788617886178865,0.88235294117647056,0.89760348583877991,0.91402714932126694,1,1,1,1,1,1,1,22.3,22,21.7,21.35,20.999999999999996,20.599999999999998,20.2]
[null,59,25.8,24.400000000000002,25.099999999999998,23.75,{"$f":"T19*$G$17","v":24.4},23.099999999999998,23.6,22.35,22.799999999999997,21.599999999999998,22,20.8,21.2,20,null,0.9662921348314607,0.94007490636704116,0.91385767790262173,0.88389513108614237,0.8539325842696629,0.82397003745318353,0.79400749063670417,0.94573643410852715,0.94621513944223112,0.94672131147540983,0.94703389830508478,0.94736842105263153,0.94545454545454544,0.94339622641509435,1,1,1,1,1,1,1,24.400000000000002,23.75,23.099999999999998,22.35,21.599999999999998,20.8,20]

{"sheet":"13AJN_36","index":46,"n_rows":19,"n_cols":45,"rows_kept":19,"cut":false,"hidden":true,"merged":[[2,0,2,1],[2,2,2,15],[3,2,3,3],[3,4,3,5],[3,6,3,7],[3,8,3,9],[3,10,3,11],[3,12,3,13],[3,14,3,15],[5,2,6,2],[5,3,6,3],[5,4,6,4],[5,5,6,5],[5,6,6,6],[5,7,6,7],[5,8,6,8],[4,0,6,0],[4,1,6,1],[4,2,4,3],[4,4,4,5],[4,6,4,7],[4,8,4,9],[5,9,6,9],[5,10,6,10],[5,11,6,11],[5,12,6,12],[5,13,6,13],[5,14,6,14],[5,15,6,15],[4,10,4,11],[4,12,4,13],[4,14,4,15],[41,4,41,15],[42,4,42,5],[42,6,42,7],[42,8,42,9],[42,10,42,11],[42,12,42,13],[42,14,42,15],[7,0,10,0],[11,0,14,0],[15,0,18,0],[31,0,34,0],[35,0,38,0],[41,0,42,1],[44,12,45,12],[44,13,45,13],[44,14,45,14],[44,15,45,15],[46,0,49,0],[50,0,53,0],[43,12,43,13],[43,14,43,15],[44,4,45,4],[44,5,45,5],[44,6,45,6],[44,7,45,7],[44,8,45,8],[44,9,45,9],[44,10,45,10],[44,11,45,11],[43,0,45,0],[43,1,45,1],[43,4,43,5],[43,6,43,7],[43,8,43,9],[43,10,43,11],[54,0,57,0],[60,0,61,1],[60,4,60,15],[61,4,61,5],[61,6,61,7],[61,8,61,9],[61,10,61,11],[61,12,61,13],[61,14,61,15],[63,12,64,12],[63,13,64,13],[63,14,64,14],[63,15,64,15],[65,0,68,0],[69,0,72,0],[62,12,62,13],[62,14,62,15],[63,4,64,4],[63,5,64,5],[63,6,64,6],[63,7,64,7],[63,8,64,8],[63,9,64,9],[63,10,64,10],[63,11,64,11],[62,0,64,0],[62,1,64,1],[62,4,62,5],[62,6,62,7],[62,8,62,9],[62,10,62,11],[73,0,76,0],[79,0,80,1],[79,4,79,15],[80,4,80,5],[80,6,80,7],[80,8,80,9],[80,10,80,11],[80,12,80,13],[80,14,80,15],[82,12,83,12],[82,13,83,13],[82,14,83,14],[82,15,83,15],[84,0,87,0],[88,0,91,0],[81,12,81,13],[81,14,81,15],[82,4,83,4],[82,5,83,5],[82,6,83,6],[82,7,83,7],[82,8,83,8],[82,9,83,9],[82,10,83,10],[82,11,83,11],[81,0,83,0],[81,1,83,1],[81,4,81,5],[81,6,81,7],[81,8,81,9],[81,10,81,11],[92,0,95,0],[98,0,99,1],[98,4,98,15],[99,4,99,5],[99,6,99,7],[99,8,99,9],[99,10,99,11],[99,12,99,13],[99,14,99,15],[101,12,102,12],[101,13,102,13],[101,14,102,14],[101,15,102,15],[103,0,106,0],[107,0,110,0],[100,12,100,13],[100,14,100,15],[101,4,102,4],[101,5,102,5],[101,6,102,6],[101,7,102,7],[101,8,102,8],[101,9,102,9],[101,10,102,10],[101,11,102,11],[100,0,102,0],[100,1,102,1],[100,4,100,5],[100,6,100,7],[100,8,100,9],[100,10,100,11],[111,0,114,0],[117,0,118,1],[117,4,117,15],[118,4,118,5],[118,6,118,7],[118,8,118,9],[118,10,118,11],[118,12,118,13],[118,14,118,15],[130,0,133,0],[120,12,121,12],[120,13,121,13],[120,14,121,14],[120,15,121,15],[122,0,125,0],[126,0,129,0],[119,12,119,13],[119,14,119,15],[120,4,121,4],[120,5,121,5],[120,6,121,6],[120,7,121,7],[120,8,121,8],[120,9,121,9],[120,10,121,10],[120,11,121,11],[119,0,121,0],[119,1,121,1],[119,4,119,5],[119,6,119,7],[119,8,119,9],[119,10,119,11]]}
[]
["13AJN_36"]
["Evaporator Air Flow",null,"Condenser  Entering Air Temperature ˚F"]
[1000,"CFM",85,null,90,null,95,null,100,null,105,null,110,null,115]
["Evap. Air °F DB","EWB†\n˚F","Capacity Mbtuh",null,"Capacity Mbtuh",null,"Capacity Mbtuh",null,"Capacity Mbtuh",null,"Capacity Mbtuh",null,"Capacity Mbtuh",null,"Capacity Mbtuh"]
[null,null,"Total","Sens.","Total","Sens.","Total","Sens.","Total","Sens.","Total","Sens.","Total","Sens.","Total","Sens."]
[null,null,null,null,null,null,null,null,null,null,null,null,null,null,null,null,null,"Total Factors",null,null,null,null,null,null,"Sens. %",null,null,null,null,null,null,"IDB Adj",null,null,null,null,null,null,"Sens Calc"]
[72,71,{"$f":"R8*$G$17","v":38.1},{"$f":"IF(AM8>C8,C8,AM8)","v":11.5},{"$f":"S8*$G$17","v":37.049999999999997},{"$f":"IF(AN8>E8,E8,AN8)","v":11.249999999999998},{"$f":"T8*$G$17","v":36},{"$f":"IF(AO8>G8,G8,AO8)","v":11},{"$f":"U8*$G$17","v":35.1},{"$f":"IF(AP8>I8,I8,AP8)","v":10.85},{"$f":"V8*$G$17","v":34.200000000000003},{"$f":"IF(AQ8>K8,K8,AQ8)","v":10.700000000000001},{"$f":"W8*$G$17","v":31.85},{"$f":"IF(AR8>M8,M8,AR8)","v":10.15},{"$f":"X8*$G$17","v":29.5},{"$f":"IF(AS8>O8,O8,AS8)","v":9.6},null,1.1339285714285714,1.1026785714285714,1.0714285714285714,1.0446428571428572,1.0178571428571428,0.94791666666666663,0.87797619047619047,0.30183727034120733,0.30364372469635625,0.30555555555555558,0.30911680911680911,0.3128654970760234,0.31868131868131866,0.3254237288135593,1,1,1,1,1,1,1,{"$f":"Y8*C8*AF8","v":11.5},{"$f":"Z8*E8*AG8","v":11.249999999999998},{"$f":"AA8*G8*AH8","v":11},{"$f":"AB8*I8*AI8","v":10.85},{"$f":"AC8*K8*AJ8","v":10.700000000000001},{"$f":"AD8*M8*AK8","v":10.15},{"$f":"AE8*O8*AL8","v":9.6}]
[null,67,{"$f":"R9*$G$17","v":35.5},15.499999999999998,{"$f":"S9*$G$17","v":34.65},{"$f":"IF(AN9>E9,E9,AN9)","v":15.35},{"$f":"T9*$G$17","v":33.800000000000004},{"$f":"IF(AO9>G9,G9,AO9)","v":15.200000000000003},{"$f":"U9*$G$17","v":32.799999999999997},{"$f":"IF(AP9>I9,I9,AP9)","v":15},{"$f":"V9*$G$17","v":31.8},{"$f":"IF(AQ9>K9,K9,AQ9)","v":14.8},{"$f":"W9*$G$17","v":30.000000000000004},{"$f":"IF(AR9>M9,M9,AR9)","v":14.300000000000002},{"$f":"X9*$G$17","v":28.200000000000003},{"$f":"IF(AS9>O9,O9,AS9)","v":13.8},null,1.0565476190476191,1.03125,1.0059523809523809,0.97619047619047616,0.9464285714285714,0.8928571428571429,0.8392857142857143,0.43661971830985913,0.44300144300144301,0.44970414201183434,0.45731707317073172,0.46540880503144655,0.47666666666666668,0.48936170212765956,1,1,1,1,1,1,1,{"$f":"Y9*C9*AF9","v":15.499999999999998},{"$f":"Z9*E9*AG9","v":15.35},{"$f":"AA9*G9*AH9","v":15.200000000000003},{"$f":"AB9*I9*AI9","v":15},{"$f":"AC9*K9*AJ9","v":14.8},{"$f":"AD9*M9*AK9","v":14.300000000000002},{"$f":"AE9*O9*AL9","v":13.8}]
[null,63,33.300000000000004,19.400000000000002,32.4,19.2,31.5,19,30.55,18.850000000000001,29.6,18.700000000000003,28.6,18.55,27.6,18.399999999999999,null,0.9910714285714286,0.9642857142857143,0.9375,0.90922619047619047,0.88095238095238093,0.85119047619047616,0.8214285714285714,0.58258258258258255,0.59259259259259256,0.60317460317460314,0.61702127659574468,0.6317567567567568,0.64860139860139865,0.66666666666666663,1,1,1,1,1,1,1,19.400000000000002,19.2,19,18.850000000000001,18.700000000000003,18.55,18.399999999999999]
[null,59,30.7,25.2,30.000000000000004,24.800000000000004,29.3,24.4,28.5,23.7,27.7,23,26.75,22.2,25.800000000000004,21.400000000000006,null,0.91369047619047616,0.8928571428571429,0.87202380952380953,0.8482142857142857,0.82440476190476186,0.79613095238095233,0.7678571428571429,0.82084690553745931,0.82666666666666666,0.83276450511945388,0.83157894736842108,0.83032490974729245,0.82990654205607473,0.8294573643410853,1,1,1,1,1,1,1,25.2,24.800000000000004,24.4,23.7,23,22.2,21.400000000000006]
[76,71,38,14.049999999999999,37.1,13.750000000000002,36.150000000000006,13.500000000000002,35.25,13.299999999999999,34.35,13.1,33.4,12.95,32.5,12.75,null,1.1309523809523809,1.1041666666666667,1.0758928571428572,1.0491071428571428,1.0223214285714286,0.99404761904761907,0.96726190476190477,0.36973684210526314,0.37061994609164423,0.37344398340248963,0.37730496453900708,0.38136826783114991,0.38772455089820357,0.3923076923076923,1,1,1,1,1,1,1,14.049999999999999,13.750000000000002,13.500000000000002,13.299999999999999,13.1,12.95,12.75]
[null,67,35.449999999999996,18.099999999999998,34.6,17.900000000000002,{"$f":"T13*$G$17","v":33.750000000000007},17.650000000000002,32.85,17.450000000000003,31.9,17.25,30.95,17.05,30.000000000000004,16.850000000000001,null,1.0550595238095237,1.0297619047619047,1.0044642857142858,0.9776785714285714,0.94940476190476186,0.92113095238095233,0.8928571428571429,0.51057827926657262,0.51734104046242779,0.52296296296296296,0.53120243531202438,0.54075235109717867,0.55088852988691439,0.56166666666666665,1,1,1,1,1,1,1,18.099999999999998,17.900000000000002,17.650000000000002,17.450000000000003,17.25,17.05,16.850000000000001]
[null,63,33.25,23.85,32.35,23.55,31.450000000000003,23.250000000000004,30.55,23,29.6,22.75,28.65,22.5,27.7,22.25,null,0.98958333333333337,0.96279761904761907,0.93601190476190477,0.90922619047619047,0.88095238095238093,0.8526785714285714,0.82440476190476186,0.71729323308270676,0.72797527047913446,0.73926868044515104,0.7528641571194763,0.76858108108108103,0.78534031413612571,0.80324909747292417,1,1,1,1,1,1,1,23.85,23.55,23.250000000000004,23,22.75,22.5,22.25]
[null,59,31.150000000000002,29.05,30.250000000000004,28.350000000000005,29.400000000000002,27.650000000000002,28.5,26.8,27.55,25.950000000000003,26.65,25.049999999999997,25.750000000000004,24.200000000000003,null,0.92708333333333337,0.90029761904761907,0.875,0.8482142857142857,0.81994047619047616,0.79315476190476186,0.76636904761904767,0.93258426966292129,0.93719008264462811,0.94047619047619047,0.94035087719298249,0.94192377495462798,0.93996247654784237,0.9398058252427185,1,1,1,1,1,1,1,29.05,28.350000000000005,27.650000000000002,26.8,25.950000000000003,25.049999999999997,24.200000000000003]
[80,71,37.9,19.099999999999998,37.000000000000007,18.700000000000003,36.1,18.3,35.200000000000003,18,34.299999999999997,17.7,33.35,17.399999999999999,32.4,17.100000000000001,null,1.1279761904761905,1.1011904761904763,1.0744047619047619,1.0476190476190477,1.0208333333333333,0.99255952380952384,0.9642857142857143,0.50395778364116095,0.50540540540540535,0.50692520775623273,0.51136363636363635,0.51603498542274051,0.52173913043478259,0.52777777777777779,1,1,1,1,1,1,1,19.099999999999998,18.700000000000003,18.3,18,17.7,17.399999999999999,17.100000000000001]
[null,67,35.400000000000006,22.600000000000005,34.5,22.25,33.6,21.900000000000002,32.700000000000003,21.6,31.8,21.3,30.85,21.000000000000004,29.9,20.7,null,1.0535714285714286,1.0267857142857142,1,0.9732142857142857,0.9464285714285714,0.91815476190476186,0.88988095238095233,0.6384180790960452,0.64492753623188404,0.6517857142857143,0.66055045871559637,0.66981132075471694,0.68071312803889794,0.69230769230769229,1,1,1,1,1,1,1,22.600000000000005,22.25,21.900000000000002,21.6,21.3,21.000000000000004,20.7]
[null,63,33.200000000000003,26,32.300000000000004,25.650000000000002,{"$f":"T18*$G$17","v":31.400000000000002},25.300000000000004,30.5,25,29.6,24.7,28.65,24.4,27.7,24.1,null,0.98809523809523814,0.96130952380952384,0.93452380952380953,0.90773809523809523,0.88095238095238093,0.8526785714285714,0.82440476190476186,0.7831325301204819,0.79411764705882348,0.80573248407643316,0.81967213114754101,0.83445945945945943,0.85165794066317624,0.87003610108303253,1,1,1,1,1,1,1,26,25.650000000000002,25.300000000000004,25,24.7,24.4,24.1]
[null,59,31.200000000000003,29.200000000000003,30.250000000000004,28.450000000000003,{"$f":"T19*$G$17","v":29.3},27.7,28.400000000000002,26.85,27.5,26,26.55,25.1,25.6,24.200000000000003,null,0.9285714285714286,0.90029761904761907,0.87202380952380953,0.84523809523809523,0.81845238095238093,0.7901785714285714,0.76190476190476186,0.9358974358974359,0.94049586776859506,0.94539249146757676,0.94542253521126762,0.94545454545454544,0.94538606403013181,0.9453125,1,1,1,1,1,1,1,29.200000000000003,28.450000000000003,27.7,26.85,26,25.1,24.200000000000003]

{"sheet":"13AJN_42","index":47,"n_rows":19,"n_cols":45,"rows_kept":19,"cut":false,"hidden":true,"merged":[[2,0,2,1],[2,2,2,15],[3,2,3,3],[3,4,3,5],[3,6,3,7],[3,8,3,9],[3,10,3,11],[3,12,3,13],[3,14,3,15],[5,2,6,2],[5,3,6,3],[5,4,6,4],[5,5,6,5],[5,6,6,6],[5,7,6,7],[5,8,6,8],[4,0,6,0],[4,1,6,1],[4,2,4,3],[4,4,4,5],[4,6,4,7],[4,8,4,9],[5,9,6,9],[5,10,6,10],[5,11,6,11],[5,12,6,12],[5,13,6,13],[5,14,6,14],[5,15,6,15],[4,10,4,11],[4,12,4,13],[4,14,4,15],[41,4,41,15],[42,4,42,5],[42,6,42,7],[42,8,42,9],[42,10,42,11],[42,12,42,13],[42,14,42,15],[7,0,10,0],[11,0,14,0],[15,0,18,0],[31,0,34,0],[35,0,38,0],[41,0,42,1],[44,12,45,12],[44,13,45,13],[44,14,45,14],[44,15,45,15],[46,0,49,0],[50,0,53,0],[43,12,43,13],[43,14,43,15],[44,4,45,4],[44,5,45,5],[44,6,45,6],[44,7,45,7],[44,8,45,8],[44,9,45,9],[44,10,45,10],[44,11,45,11],[43,0,45,0],[43,1,45,1],[43,4,43,5],[43,6,43,7],[43,8,43,9],[43,10,43,11],[54,0,57,0],[60,0,61,1],[60,4,60,15],[61,4,61,5],[61,6,61,7],[61,8,61,9],[61,10,61,11],[61,12,61,13],[61,14,61,15],[63,12,64,12],[63,13,64,13],[63,14,64,14],[63,15,64,15],[65,0,68,0],[69,0,72,0],[62,12,62,13],[62,14,62,15],[63,4,64,4],[63,5,64,5],[63,6,64,6],[63,7,64,7],[63,8,64,8],[63,9,64,9],[63,10,64,10],[63,11,64,11],[62,0,64,0],[62,1,64,1],[62,4,62,5],[62,6,62,7],[62,8,62,9],[62,10,62,11],[73,0,76,0],[79,0,80,1],[79,4,79,15],[80,4,80,5],[80,6,80,7],[80,8,80,9],[80,10,80,11],[80,12,80,13],[80,14,80,15],[82,12,83,12],[82,13,83,13],[82,14,83,14],[82,15,83,15],[84,0,87,0],[88,0,91,0],[81,12,81,13],[81,14,81,15],[82,4,83,4],[82,5,83,5],[82,6,83,6],[82,7,83,7],[82,8,83,8],[82,9,83,9],[82,10,83,10],[82,11,83,11],[81,0,83,0],[81,1,83,1],[81,4,81,5],[81,6,81,7],[81,8,81,9],[81,10,81,11],[92,0,95,0],[98,0,99,1],[98,4,98,15],[99,4,99,5],[99,6,99,7],[99,8,99,9],[99,10,99,11],[99,12,99,13],[99,14,99,15],[101,12,102,12],[101,13,102,13],[101,14,102,14],[101,15,102,15],[103,0,106,0],[107,0,110,0],[100,12,100,13],[100,14,100,15],[101,4,102,4],[101,5,102,5],[101,6,102,6],[101,7,102,7],[101,8,102,8],[101,9,102,9],[101,10,102,10],[101,11,102,11],[100,0,102,0],[100,1,102,1],[100,4,100,5],[100,6,100,7],[100,8,100,9],[100,10,100,11],[111,0,114,0],[117,0,118,1],[117,4,117,15],[118,4,118,5],[118,6,118,7],[118,8,118,9],[118,10,118,11],[118,12,118,13],[118,14,118,15],[130,0,133,0],[120,12,121,12],[120,13,121,13],[120,14,121,14],[120,15,121,15],[122,0,125,0],[126,0,129,0],[119,12,119,13],[119,14,119,15],[120,4,121,4],[120,5,121,5],[120,6,121,6],[120,7,121,7],[120,8,121,8],[120,9,121,9],[120,10,121,10],[120,11,121,11],[119,0,121,0],[119,1,121,1],[119,4,119,5],[119,6,119,7],[119,8,119,9],[119,10,119,11]]}
[]
["13AJN_42"]
["Evaporator Air Flow",null,"Condenser  Entering Air Temperature ˚F"]
[1200,"CFM",85,null,90,null,95,null,100,null,105,null,110,null,115]
["Evap. Air °F DB","EWB†\n˚F","Capacity Mbtuh",null,"Capacity Mbtuh",null,"Capacity Mbtuh",null,"Capacity Mbtuh",null,"Capacity Mbtuh",null,"Capacity Mbtuh",null,"Capacity Mbtuh"]
[null,null,"Total","Sens.","Total","Sens.","Total","Sens.","Total","Sens.","Total","Sens.","Total","Sens.","Total","Sens."]
[null,null,null,null,null,null,null,null,null,null,null,null,null,null,null,null,null,"Total Factors",null,null,null,null,null,null,"Sens. %",null,null,null,null,null,null,"IDB Adj",null,null,null,null,null,null,"Sens Calc"]
[72,71,{"$f":"R8*$G$17","v":40.400000000000006},{"$f":"IF(AM8>C8,C8,AM8)","v":14.000000000000002},{"$f":"S8*$G$17","v":39.450000000000003},{"$f":"IF(AN8>E8,E8,AN8)","v":13.8},{"$f":"T8*$G$17","v":38.5},{"$f":"IF(AO8>G8,G8,AO8)","v":13.6},{"$f":"U8*$G$17","v":37.5},{"$f":"IF(AP8>I8,I8,AP8)","v":13.4},{"$f":"V8*$G$17","v":36.5},{"$f":"IF(AQ8>K8,K8,AQ8)","v":13.200000000000001},{"$f":"W8*$G$17","v":35.450000000000003},{"$f":"IF(AR8>M8,M8,AR8)","v":12.950000000000001},{"$f":"X8*$G$17","v":34.400000000000006},{"$f":"IF(AS8>O8,O8,AS8)","v":12.700000000000001},null,1.0332480818414322,1.0089514066496164,0.98465473145780047,0.95907928388746799,0.93350383631713552,0.90664961636828645,0.87979539641943738,0.34653465346534651,0.34980988593155893,0.35324675324675325,0.35733333333333334,0.36164383561643837,0.36530324400564174,0.3691860465116279,1,1,1,1,1,1,1,{"$f":"Y8*C8*AF8","v":14.000000000000002},{"$f":"Z8*E8*AG8","v":13.8},{"$f":"AA8*G8*AH8","v":13.6},{"$f":"AB8*I8*AI8","v":13.4},{"$f":"AC8*K8*AJ8","v":13.200000000000001},{"$f":"AD8*M8*AK8","v":12.950000000000001},{"$f":"AE8*O8*AL8","v":12.700000000000001}]
[null,67,{"$f":"R9*$G$17","v":37.700000000000003},19.100000000000001,{"$f":"S9*$G$17","v":36.75},{"$f":"IF(AN9>E9,E9,AN9)","v":18.899999999999999},{"$f":"T9*$G$17","v":35.800000000000004},{"$f":"IF(AO9>G9,G9,AO9)","v":18.700000000000003},{"$f":"U9*$G$17","v":34.85},{"$f":"IF(AP9>I9,I9,AP9)","v":18.500000000000004},{"$f":"V9*$G$17","v":33.900000000000006},{"$f":"IF(AQ9>K9,K9,AQ9)","v":18.3},{"$f":"W9*$G$17","v":32.85},{"$f":"IF(AR9>M9,M9,AR9)","v":18.05},{"$f":"X9*$G$17","v":31.8},{"$f":"IF(AS9>O9,O9,AS9)","v":17.8},null,0.96419437340153458,0.93989769820971869,0.9156010230179028,0.89130434782608692,0.86700767263427114,0.84015345268542196,0.8132992327365729,0.50663129973474796,0.51428571428571423,0.52234636871508378,0.53084648493543762,0.53982300884955747,0.54946727549467278,0.55974842767295596,1,1,1,1,1,1,1,{"$f":"Y9*C9*AF9","v":19.100000000000001},{"$f":"Z9*E9*AG9","v":18.899999999999999},{"$f":"AA9*G9*AH9","v":18.700000000000003},{"$f":"AB9*I9*AI9","v":18.500000000000004},{"$f":"AC9*K9*AJ9","v":18.3},{"$f":"AD9*M9*AK9","v":18.05},{"$f":"AE9*O9*AL9","v":17.8}]
[null,63,35.6,23.400000000000002,34.450000000000003,23.05,33.300000000000004,22.700000000000003,32.300000000000004,22.500000000000004,31.3,22.3,30.3,22.099999999999998,29.3,21.900000000000002,null,0.91048593350383633,0.88107416879795397,0.85166240409207161,0.82608695652173914,0.80051150895140666,0.77493606138107418,0.7493606138107417,0.65730337078651691,0.66908563134978227,0.68168168168168164,0.69659442724458209,0.71246006389776362,0.72937293729372932,0.74744027303754268,1,1,1,1,1,1,1,23.400000000000002,23.05,22.700000000000003,22.500000000000004,22.3,22.099999999999998,21.900000000000002]
[null,59,33.400000000000006,28.800000000000004,33.049999999999997,28.599999999999998,32.700000000000003,28.400000000000002,32.300000000000004,28.050000000000004,31.900000000000002,27.700000000000003,30.8,26.750000000000004,29.7,25.8,null,0.8542199488491049,0.84526854219948844,0.83631713554987208,0.82608695652173914,0.81585677749360619,0.78772378516624042,0.75959079283887465,0.86227544910179643,0.86535552193645993,0.86850152905198774,0.86842105263157898,0.86833855799373039,0.86850649350649356,0.86868686868686873,1,1,1,1,1,1,1,28.800000000000004,28.599999999999998,28.400000000000002,28.050000000000004,27.700000000000003,26.750000000000004,25.8]
[76,71,44.35,18.350000000000001,43.000000000000007,17.950000000000003,41.650000000000006,17.55,39.9,17,38.15,16.399999999999999,36.85,16,35.6,15.65,null,1.1342710997442456,1.0997442455242967,1.0652173913043479,1.0204603580562659,0.97570332480818411,0.94245524296675187,0.91048593350383633,0.41375422773393461,0.41744186046511628,0.42136854741896757,0.42606516290726815,0.42988204456094364,0.43419267299864317,0.4396067415730337,1,1,1,1,1,1,1,18.350000000000001,17.950000000000003,17.55,17,16.399999999999999,16,15.65]
[null,67,41.45,23.95,40.050000000000004,23.500000000000004,{"$f":"T13*$G$17","v":38.65},23.049999999999997,37.15,22.5,35.699999999999996,21.95,34.300000000000004,21.450000000000003,32.950000000000003,20.95,null,1.0601023017902813,1.0242966751918159,0.98849104859335035,0.95012787723785164,0.91304347826086951,0.87723785166240409,0.84271099744245526,0.57780458383594691,0.58676654182272159,0.59637774902975416,0.60565275908479144,0.61484593837535018,0.62536443148688048,0.63581183611532621,1,1,1,1,1,1,1,23.95,23.500000000000004,23.049999999999997,22.5,21.95,21.450000000000003,20.95]
[null,63,35.800000000000004,28.350000000000005,34.65,27.900000000000002,33.5,27.45,32.450000000000003,27.05,31.450000000000003,26.700000000000003,30.4,26.349999999999998,29.4,26,null,0.9156010230179028,0.88618925831202044,0.85677749360613809,0.82992327365728902,0.80434782608695654,0.77749360613810736,0.75191815856777489,0.79189944134078216,0.80519480519480524,0.81940298507462683,0.83359013867488441,0.84896661367249604,0.86677631578947367,0.88435374149659862,1,1,1,1,1,1,1,28.350000000000005,27.900000000000002,27.45,27.05,26.700000000000003,26.349999999999998,26]
[null,59,35.050000000000004,33.950000000000003,34.550000000000004,33.550000000000004,34.050000000000004,33.150000000000006,33,32.15,31.950000000000003,31.150000000000002,30.8,30.05,29.650000000000002,28.950000000000003,null,0.8964194373401535,0.88363171355498726,0.87084398976982103,0.84398976982097185,0.81713554987212278,0.78772378516624042,0.75831202046035806,0.96861626248216837,0.97105643994211288,0.97356828193832601,0.97424242424242424,0.97496087636932705,0.97564935064935066,0.97639123102866776,1,1,1,1,1,1,1,33.950000000000003,33.550000000000004,33.150000000000006,32.15,31.150000000000002,30.05,28.950000000000003]
[80,71,42.000000000000007,23.000000000000007,41.25,22.75,40.5,22.5,39.75,22.25,39,22,38.25,21.75,37.5,21.5,null,1.0741687979539642,1.0549872122762147,1.0358056265984654,1.0166240409207161,0.99744245524296671,0.97826086956521741,0.95907928388746799,0.54761904761904767,0.55151515151515151,0.55555555555555558,0.55974842767295596,0.5641025641025641,0.56862745098039214,0.57333333333333336,1,1,1,1,1,1,1,23.000000000000007,22.75,22.5,22.25,22,21.75,21.5]
[null,67,40.9,28.9,40.000000000000007,28.600000000000005,39.1,28.3,38.15,27.95,37.200000000000003,27.6,36,27.1,34.800000000000004,26.600000000000005,null,1.0460358056265984,1.0230179028132993,1,0.97570332480818411,0.95140664961636834,0.92071611253196928,0.89002557544757033,0.70660146699266502,0.71499999999999997,0.72378516624040923,0.73263433813892531,0.74193548387096775,0.75277777777777777,0.76436781609195403,1,1,1,1,1,1,1,28.9,28.600000000000005,28.3,27.95,27.6,27.1,26.600000000000005]
[null,63,38.700000000000003,33.200000000000003,37.65,32.799999999999997,{"$f":"T18*$G$17","v":36.6},32.4,35.6,32,34.6,31.6,33.400000000000006,31.100000000000005,32.200000000000003,30.600000000000005,null,0.98976982097186705,0.96291560102301788,0.93606138107416881,0.91048593350383633,0.88491048593350385,0.8542199488491049,0.82352941176470584,0.8578811369509044,0.87118193891102258,0.88524590163934425,0.898876404494382,0.91329479768786126,0.93113772455089816,0.9503105590062112,1,1,1,1,1,1,1,33.200000000000003,32.799999999999997,32.4,32,31.6,31.100000000000005,30.600000000000005]
[null,59,36.1,35.200000000000003,35.050000000000004,34.300000000000004,{"$f":"T19*$G$17","v":34},33.4,32.950000000000003,32.35,31.900000000000002,31.300000000000004,30.750000000000004,30.200000000000003,29.6,29.1,null,0.92327365728900257,0.8964194373401535,0.86956521739130432,0.84271099744245526,0.81585677749360619,0.78644501278772383,0.75703324808184147,0.97506925207756234,0.97860199714693297,0.98235294117647054,0.98179059180576633,0.98119122257053293,0.98211382113821133,0.98310810810810811,1,1,1,1,1,1,1,35.200000000000003,34.300000000000004,33.4,32.35,31.300000000000004,30.200000000000003,29.1]

{"sheet":"13AJN_48","index":48,"n_rows":19,"n_cols":45,"rows_kept":19,"cut":false,"hidden":true,"merged":[[2,0,2,1],[2,2,2,15],[3,2,3,3],[3,4,3,5],[3,6,3,7],[3,8,3,9],[3,10,3,11],[3,12,3,13],[3,14,3,15],[5,2,6,2],[5,3,6,3],[5,4,6,4],[5,5,6,5],[5,6,6,6],[5,7,6,7],[5,8,6,8],[4,0,6,0],[4,1,6,1],[4,2,4,3],[4,4,4,5],[4,6,4,7],[4,8,4,9],[5,9,6,9],[5,10,6,10],[5,11,6,11],[5,12,6,12],[5,13,6,13],[5,14,6,14],[5,15,6,15],[4,10,4,11],[4,12,4,13],[4,14,4,15],[41,4,41,15],[42,4,42,5],[42,6,42,7],[42,8,42,9],[42,10,42,11],[42,12,42,13],[42,14,42,15],[7,0,10,0],[11,0,14,0],[15,0,18,0],[31,0,34,0],[35,0,38,0],[41,0,42,1],[44,12,45,12],[44,13,45,13],[44,14,45,14],[44,15,45,15],[46,0,49,0],[50,0,53,0],[43,12,43,13],[43,14,43,15],[44,4,45,4],[44,5,45,5],[44,6,45,6],[44,7,45,7],[44,8,45,8],[44,9,45,9],[44,10,45,10],[44,11,45,11],[43,0,45,0],[43,1,45,1],[43,4,43,5],[43,6,43,7],[43,8,43,9],[43,10,43,11],[54,0,57,0],[60,0,61,1],[60,4,60,15],[61,4,61,5],[61,6,61,7],[61,8,61,9],[61,10,61,11],[61,12,61,13],[61,14,61,15],[63,12,64,12],[63,13,64,13],[63,14,64,14],[63,15,64,15],[65,0,68,0],[69,0,72,0],[62,12,62,13],[62,14,62,15],[63,4,64,4],[63,5,64,5],[63,6,64,6],[63,7,64,7],[63,8,64,8],[63,9,64,9],[63,10,64,10],[63,11,64,11],[62,0,64,0],[62,1,64,1],[62,4,62,5],[62,6,62,7],[62,8,62,9],[62,10,62,11],[73,0,76,0],[79,0,80,1],[79,4,79,15],[80,4,80,5],[80,6,80,7],[80,8,80,9],[80,10,80,11],[80,12,80,13],[80,14,80,15],[82,12,83,12],[82,13,83,13],[82,14,83,14],[82,15,83,15],[84,0,87,0],[88,0,91,0],[81,12,81,13],[81,14,81,15],[82,4,83,4],[82,5,83,5],[82,6,83,6],[82,7,83,7],[82,8,83,8],[82,9,83,9],[82,10,83,10],[82,11,83,11],[81,0,83,0],[81,1,83,1],[81,4,81,5],[81,6,81,7],[81,8,81,9],[81,10,81,11],[92,0,95,0],[98,0,99,1],[98,4,98,15],[99,4,99,5],[99,6,99,7],[99,8,99,9],[99,10,99,11],[99,12,99,13],[99,14,99,15],[101,12,102,12],[101,13,102,13],[101,14,102,14],[101,15,102,15],[103,0,106,0],[107,0,110,0],[100,12,100,13],[100,14,100,15],[101,4,102,4],[101,5,102,5],[101,6,102,6],[101,7,102,7],[101,8,102,8],[101,9,102,9],[101,10,102,10],[101,11,102,11],[100,0,102,0],[100,1,102,1],[100,4,100,5],[100,6,100,7],[100,8,100,9],[100,10,100,11],[111,0,114,0],[117,0,118,1],[117,4,117,15],[118,4,118,5],[118,6,118,7],[118,8,118,9],[118,10,118,11],[118,12,118,13],[118,14,118,15],[130,0,133,0],[120,12,121,12],[120,13,121,13],[120,14,121,14],[120,15,121,15],[122,0,125,0],[126,0,129,0],[119,12,119,13],[119,14,119,15],[120,4,121,4],[120,5,121,5],[120,6,121,6],[120,7,121,7],[120,8,121,8],[120,9,121,9],[120,10,121,10],[120,11,121,11],[119,0,121,0],[119,1,121,1],[119,4,119,5],[119,6,119,7],[119,8,119,9],[119,10,119,11]]}
[]
["13AJN_48"]
["Evaporator Air Flow",null,"Condenser  Entering Air Temperature ˚F"]
[1375,"CFM",85,null,90,null,95,null,100,null,105,null,110,null,115]
["Evap. Air °F DB","EWB†\n˚F","Capacity Mbtuh",null,"Capacity Mbtuh",null,"Capacity Mbtuh",null,"Capacity Mbtuh",null,"Capacity Mbtuh",null,"Capacity Mbtuh",null,"Capacity Mbtuh"]
[null,null,"Total","Sens.","Total","Sens.","Total","Sens.","Total","Sens.","Total","Sens.","Total","Sens.","Total","Sens."]
[null,null,null,null,null,null,null,null,null,null,null,null,null,null,null,null,null,"Total Factors",null,null,null,null,null,null,"Sens. %",null,null,null,null,null,null,"IDB Adj",null,null,null,null,null,null,"Sens Calc"]
[72,71,{"$f":"R8*$G$17","v":47.3},{"$f":"IF(AM8>C8,C8,AM8)","v":14.999999999999998},{"$f":"S8*$G$17","v":46.25},{"$f":"IF(AN8>E8,E8,AN8)","v":14.8},{"$f":"T8*$G$17","v":45.199999999999996},{"$f":"IF(AO8>G8,G8,AO8)","v":14.599999999999998},{"$f":"U8*$G$17","v":44},{"$f":"IF(AP8>I8,I8,AP8)","v":14.35},{"$f":"V8*$G$17","v":42.8},{"$f":"IF(AQ8>K8,K8,AQ8)","v":14.1},{"$f":"W8*$G$17","v":41.45},{"$f":"IF(AR8>M8,M8,AR8)","v":13.75},{"$f":"X8*$G$17","v":40.1},{"$f":"IF(AS8>O8,O8,AS8)","v":13.4},null,1.0085287846481876,0.98614072494669514,0.96375266524520253,0.93816631130063965,0.91257995735607678,0.88379530916844351,0.85501066098081024,0.31712473572938688,0.32,0.32300884955752213,0.32613636363636361,0.32943925233644861,0.33172496984318456,0.33416458852867831,1,1,1,1,1,1,1,{"$f":"Y8*C8*AF8","v":14.999999999999998},{"$f":"Z8*E8*AG8","v":14.8},{"$f":"AA8*G8*AH8","v":14.599999999999998},{"$f":"AB8*I8*AI8","v":14.35},{"$f":"AC8*K8*AJ8","v":14.1},{"$f":"AD8*M8*AK8","v":13.75},{"$f":"AE8*O8*AL8","v":13.4}]
[null,67,{"$f":"R9*$G$17","v":49.199999999999996},22.699999999999996,{"$f":"S9*$G$17","v":46.85},{"$f":"IF(AN9>E9,E9,AN9)","v":21.900000000000002},{"$f":"T9*$G$17","v":44.5},{"$f":"IF(AO9>G9,G9,AO9)","v":21.1},{"$f":"U9*$G$17","v":42.3},{"$f":"IF(AP9>I9,I9,AP9)","v":20.349999999999998},{"$f":"V9*$G$17","v":40.1},{"$f":"IF(AQ9>K9,K9,AQ9)","v":19.600000000000001},{"$f":"W9*$G$17","v":38.799999999999997},{"$f":"IF(AR9>M9,M9,AR9)","v":19.3},{"$f":"X9*$G$17","v":37.499999999999993},{"$f":"IF(AS9>O9,O9,AS9)","v":18.999999999999996},null,1.0490405117270789,0.99893390191897657,0.94882729211087424,0.90191897654584219,0.85501066098081024,0.8272921108742004,0.79957356076759056,0.4613821138211382,0.46744930629669157,0.47415730337078654,0.48108747044917255,0.48877805486284287,0.49742268041237114,0.50666666666666671,1,1,1,1,1,1,1,{"$f":"Y9*C9*AF9","v":22.699999999999996},{"$f":"Z9*E9*AG9","v":21.900000000000002},{"$f":"AA9*G9*AH9","v":21.1},{"$f":"AB9*I9*AI9","v":20.349999999999998},{"$f":"AC9*K9*AJ9","v":19.600000000000001},{"$f":"AD9*M9*AK9","v":19.3},{"$f":"AE9*O9*AL9","v":18.999999999999996}]
[null,63,46.8,28.399999999999995,45.5,28.1,44.199999999999996,27.799999999999997,42.699999999999996,27.4,41.2,27.000000000000004,38.849999999999994,26.049999999999994,36.5,25.099999999999998,null,0.99786780383795304,0.97014925373134331,0.94243070362473347,0.91044776119402981,0.87846481876332627,0.82835820895522383,0.7782515991471215,0.60683760683760679,0.61758241758241761,0.62895927601809953,0.64168618266978927,0.65533980582524276,0.67052767052767048,0.68767123287671228,1,1,1,1,1,1,1,28.399999999999995,28.1,27.799999999999997,27.4,27.000000000000004,26.049999999999994,25.099999999999998]
[null,59,41.4,34.299999999999997,41.25,34.25,41.1,34.200000000000003,40.25,33.5,39.4,32.800000000000004,37.9,31.55,36.4,30.3,null,0.88272921108742008,0.8795309168443497,0.87633262260127931,0.85820895522388063,0.84008528784648184,0.8081023454157783,0.77611940298507465,0.82850241545893721,0.83030303030303032,0.83211678832116787,0.83229813664596275,0.8324873096446701,0.83245382585751981,0.83241758241758246,1,1,1,1,1,1,1,34.299999999999997,34.25,34.200000000000003,33.5,32.800000000000004,31.55,30.3]
[76,71,52.2,20.05,51,19.75,49.79999999999999,19.449999999999996,48.5,19.05,47.15,18.7,45.7,18.250000000000004,44.25,17.850000000000001,null,1.1130063965884862,1.0874200426439233,1.0618336886993602,1.0341151385927505,1.0053304904051172,0.97441364605543712,0.94349680170575689,0.38409961685823757,0.38725490196078433,0.39056224899598396,0.39278350515463917,0.39660657476139977,0.39934354485776807,0.4033898305084746,1,1,1,1,1,1,1,20.05,19.75,19.449999999999996,19.05,18.7,18.250000000000004,17.850000000000001]
[null,67,49.3,26.349999999999998,48.15,26.049999999999997,{"$f":"T13*$G$17","v":46.95},25.75,45.65,25.35,44.300000000000004,24.95,42.85,24.5,41.349999999999994,24.049999999999997,null,1.0511727078891258,1.0266524520255864,1.0010660980810235,0.9733475479744137,0.94456289978678043,0.9136460554371002,0.88166311300639655,0.53448275862068961,0.54101765316718586,0.54845580404685834,0.55531215772179632,0.56320541760722342,0.57176196032672111,0.58162031438935913,1,1,1,1,1,1,1,26.349999999999998,26.049999999999997,25.75,25.35,24.95,24.5,24.049999999999997]
[null,63,46.4,34.449999999999996,45.15,34,43.95,33.6,42.449999999999996,32.999999999999993,41,32.450000000000003,39.4,31.799999999999997,37.799999999999997,31.15,null,0.98933901918976541,0.96268656716417911,0.93710021321961623,0.90511727078891258,0.87420042643923246,0.84008528784648184,0.80597014925373134,0.74245689655172409,0.75304540420819488,0.76450511945392496,0.77738515901060068,0.79146341463414638,0.80710659898477155,0.82407407407407407,1,1,1,1,1,1,1,34.449999999999996,34,33.6,32.999999999999993,32.450000000000003,31.799999999999997,31.15]
[null,59,42.9,40.300000000000004,42.35,39.85,41.85,39.450000000000003,40.549999999999997,38.25,39.299999999999997,37.049999999999997,37.849999999999994,35.649999999999991,36.35,34.25,null,0.91471215351812363,0.90298507462686572,0.89232409381663114,0.8646055437100213,0.83795309168443499,0.80703624733475476,0.77505330490405122,0.93939393939393945,0.94096812278630459,0.94265232974910396,0.9432799013563502,0.9427480916030534,0.94187582562747685,0.94222833562585973,1,1,1,1,1,1,1,40.300000000000004,39.85,39.450000000000003,38.25,37.049999999999997,35.649999999999991,34.25]
[80,71,52.099999999999994,26.999999999999993,50.9,26.549999999999997,49.699999999999996,26.099999999999998,48.4,25.55,47.1,25,45.65,24.4,44.199999999999996,23.799999999999997,null,1.1108742004264391,1.0852878464818763,1.0597014925373134,1.0319829424307037,1.0042643923240939,0.9733475479744137,0.94243070362473347,0.51823416506717845,0.5216110019646365,0.52515090543259557,0.52789256198347112,0.53078556263269638,0.53450164293537783,0.53846153846153844,1,1,1,1,1,1,1,26.999999999999993,26.549999999999997,26.099999999999998,25.55,25,24.4,23.799999999999997]
[null,67,49.199999999999996,32.599999999999994,48.05,32.15,46.9,31.700000000000003,45.55,31.15,44.199999999999996,30.599999999999998,42.75,30,41.3,29.4,null,1.0490405117270789,1.0245202558635393,1,0.97121535181236673,0.94243070362473347,0.91151385927505335,0.88059701492537312,0.66260162601626016,0.66909469302809577,0.67590618336886998,0.68386388583973656,0.69230769230769229,0.70175438596491224,0.71186440677966101,1,1,1,1,1,1,1,32.599999999999994,32.15,31.700000000000003,31.15,30.599999999999998,30,29.4]
[null,63,46.599999999999994,37.699999999999996,45.45,37.25,{"$f":"T18*$G$17","v":44.300000000000004},36.800000000000004,42.95,36.250000000000007,41.6,35.699999999999996,40.1,35.050000000000004,38.6,34.4,null,0.99360341151385922,0.96908315565031988,0.94456289978678043,0.91577825159914716,0.8869936034115139,0.85501066098081024,0.82302771855010659,0.80901287553648071,0.81958195819581958,0.83069977426636565,0.84400465657741564,0.85817307692307687,0.87406483790523692,0.89119170984455953,1,1,1,1,1,1,1,37.699999999999996,37.25,36.800000000000004,36.250000000000007,35.699999999999996,35.050000000000004,34.4]
[null,59,44.300000000000004,41.800000000000004,43.099999999999994,40.699999999999996,{"$f":"T19*$G$17","v":41.9},39.599999999999994,40.599999999999994,38.349999999999994,39.299999999999997,37.1,37.799999999999997,35.699999999999996,36.299999999999997,34.299999999999997,null,0.94456289978678043,0.91897654584221744,0.89339019189765456,0.86567164179104472,0.83795309168443499,0.80597014925373134,0.77398720682302768,0.94356659142212185,0.94431554524361949,0.94510739856801906,0.94458128078817738,0.94402035623409675,0.94444444444444442,0.94490358126721763,1,1,1,1,1,1,1,41.800000000000004,40.699999999999996,39.599999999999994,38.349999999999994,37.1,35.699999999999996,34.299999999999997]

{"sheet":"13AJN_60","index":49,"n_rows":19,"n_cols":45,"rows_kept":19,"cut":false,"hidden":true,"merged":[[2,0,2,1],[2,2,2,15],[3,2,3,3],[3,4,3,5],[3,6,3,7],[3,8,3,9],[3,10,3,11],[3,12,3,13],[3,14,3,15],[5,2,6,2],[5,3,6,3],[5,4,6,4],[5,5,6,5],[5,6,6,6],[5,7,6,7],[5,8,6,8],[4,0,6,0],[4,1,6,1],[4,2,4,3],[4,4,4,5],[4,6,4,7],[4,8,4,9],[5,9,6,9],[5,10,6,10],[5,11,6,11],[5,12,6,12],[5,13,6,13],[5,14,6,14],[5,15,6,15],[4,10,4,11],[4,12,4,13],[4,14,4,15],[41,4,41,15],[42,4,42,5],[42,6,42,7],[42,8,42,9],[42,10,42,11],[42,12,42,13],[42,14,42,15],[7,0,10,0],[11,0,14,0],[15,0,18,0],[31,0,34,0],[35,0,38,0],[41,0,42,1],[44,12,45,12],[44,13,45,13],[44,14,45,14],[44,15,45,15],[46,0,49,0],[50,0,53,0],[43,12,43,13],[43,14,43,15],[44,4,45,4],[44,5,45,5],[44,6,45,6],[44,7,45,7],[44,8,45,8],[44,9,45,9],[44,10,45,10],[44,11,45,11],[43,0,45,0],[43,1,45,1],[43,4,43,5],[43,6,43,7],[43,8,43,9],[43,10,43,11],[54,0,57,0],[60,0,61,1],[60,4,60,15],[61,4,61,5],[61,6,61,7],[61,8,61,9],[61,10,61,11],[61,12,61,13],[61,14,61,15],[63,12,64,12],[63,13,64,13],[63,14,64,14],[63,15,64,15],[65,0,68,0],[69,0,72,0],[62,12,62,13],[62,14,62,15],[63,4,64,4],[63,5,64,5],[63,6,64,6],[63,7,64,7],[63,8,64,8],[63,9,64,9],[63,10,64,10],[63,11,64,11],[62,0,64,0],[62,1,64,1],[62,4,62,5],[62,6,62,7],[62,8,62,9],[62,10,62,11],[73,0,76,0],[79,0,80,1],[79,4,79,15],[80,4,80,5],[80,6,80,7],[80,8,80,9],[80,10,80,11],[80,12,80,13],[80,14,80,15],[82,12,83,12],[82,13,83,13],[82,14,83,14],[82,15,83,15],[84,0,87,0],[88,0,91,0],[81,12,81,13],[81,14,81,15],[82,4,83,4],[82,5,83,5],[82,6,83,6],[82,7,83,7],[82,8,83,8],[82,9,83,9],[82,10,83,10],[82,11,83,11],[81,0,83,0],[81,1,83,1],[81,4,81,5],[81,6,81,7],[81,8,81,9],[81,10,81,11],[92,0,95,0],[98,0,99,1],[98,4,98,15],[99,4,99,5],[99,6,99,7],[99,8,99,9],[99,10,99,11],[99,12,99,13],[99,14,99,15],[101,12,102,12],[101,13,102,13],[101,14,102,14],[101,15,102,15],[103,0,106,0],[107,0,110,0],[100,12,100,13],[100,14,100,15],[101,4,102,4],[101,5,102,5],[101,6,102,6],[101,7,102,7],[101,8,102,8],[101,9,102,9],[101,10,102,10],[101,11,102,11],[100,0,102,0],[100,1,102,1],[100,4,100,5],[100,6,100,7],[100,8,100,9],[100,10,100,11],[111,0,114,0],[117,0,118,1],[117,4,117,15],[118,4,118,5],[118,6,118,7],[118,8,118,9],[118,10,118,11],[118,12,118,13],[118,14,118,15],[130,0,133,0],[120,12,121,12],[120,13,121,13],[120,14,121,14],[120,15,121,15],[122,0,125,0],[126,0,129,0],[119,12,119,13],[119,14,119,15],[120,4,121,4],[120,5,121,5],[120,6,121,6],[120,7,121,7],[120,8,121,8],[120,9,121,9],[120,10,121,10],[120,11,121,11],[119,0,121,0],[119,1,121,1],[119,4,119,5],[119,6,119,7],[119,8,119,9],[119,10,119,11]]}
[]
["13AJN_60"]
["Evaporator Air Flow",null,"Condenser  Entering Air Temperature ˚F"]
[1525,"CFM",85,null,90,null,95,null,100,null,105,null,110,null,115]
["Evap. Air °F DB","EWB†\n˚F","Capacity Mbtuh",null,"Capacity Mbtuh",null,"Capacity Mbtuh",null,"Capacity Mbtuh",null,"Capacity Mbtuh",null,"Capacity Mbtuh",null,"Capacity Mbtuh"]
[null,null,"Total","Sens.","Total","Sens.","Total","Sens.","Total","Sens.","Total","Sens.","Total","Sens.","Total","Sens."]
[null,null,null,null,null,null,null,null,null,null,null,null,null,null,null,null,null,"Total Factors",null,null,null,null,null,null,"Sens. %",null,null,null,null,null,null,"IDB Adj",null,null,null,null,null,null,"Sens Calc"]
[72,71,{"$f":"R8*$G$17","v":63.399999999999991},{"$f":"IF(AM8>C8,C8,AM8)","v":17.799999999999997},{"$f":"S8*$G$17","v":61.949999999999996},{"$f":"IF(AN8>E8,E8,AN8)","v":17.5},{"$f":"T8*$G$17","v":60.5},{"$f":"IF(AO8>G8,G8,AO8)","v":17.200000000000003},{"$f":"U8*$G$17","v":58.85},{"$f":"IF(AP8>I8,I8,AP8)","v":16.899999999999999},{"$f":"V8*$G$17","v":57.2},{"$f":"IF(AQ8>K8,K8,AQ8)","v":16.600000000000001},{"$f":"W8*$G$17","v":55.4},{"$f":"IF(AR8>M8,M8,AR8)","v":16.25},{"$f":"X8*$G$17","v":53.6},{"$f":"IF(AS8>O8,O8,AS8)","v":15.9},null,1.1122807017543859,1.0868421052631578,1.0614035087719298,1.0324561403508772,1.0035087719298246,0.97192982456140353,0.94035087719298249,0.28075709779179808,0.2824858757062147,0.28429752066115704,0.28717077315208156,0.29020979020979021,0.29332129963898917,0.29664179104477612,1,1,1,1,1,1,1,{"$f":"Y8*C8*AF8","v":17.799999999999997},{"$f":"Z8*E8*AG8","v":17.5},{"$f":"AA8*G8*AH8","v":17.200000000000003},{"$f":"AB8*I8*AI8","v":16.899999999999999},{"$f":"AC8*K8*AJ8","v":16.600000000000001},{"$f":"AD8*M8*AK8","v":16.25},{"$f":"AE8*O8*AL8","v":15.9}]
[null,67,{"$f":"R9*$G$17","v":60.099999999999994},24.9,{"$f":"S9*$G$17","v":58.600000000000009},{"$f":"IF(AN9>E9,E9,AN9)","v":24.6},{"$f":"T9*$G$17","v":57.1},{"$f":"IF(AO9>G9,G9,AO9)","v":24.3},{"$f":"U9*$G$17","v":55.45},{"$f":"IF(AP9>I9,I9,AP9)","v":23.95},{"$f":"V9*$G$17","v":53.800000000000004},{"$f":"IF(AQ9>K9,K9,AQ9)","v":23.6},{"$f":"W9*$G$17","v":51.949999999999996},{"$f":"IF(AR9>M9,M9,AR9)","v":23.25},{"$f":"X9*$G$17","v":50.099999999999994},{"$f":"IF(AS9>O9,O9,AS9)","v":22.899999999999995},null,1.0543859649122806,1.0280701754385966,1.0017543859649123,0.97280701754385968,0.94385964912280707,0.91140350877192977,0.87894736842105259,0.41430948419301167,0.41979522184300339,0.42556917688266199,0.43192064923354373,0.43866171003717475,0.44754571703561119,0.45708582834331335,1,1,1,1,1,1,1,{"$f":"Y9*C9*AF9","v":24.9},{"$f":"Z9*E9*AG9","v":24.6},{"$f":"AA9*G9*AH9","v":24.3},{"$f":"AB9*I9*AI9","v":23.95},{"$f":"AC9*K9*AJ9","v":23.6},{"$f":"AD9*M9*AK9","v":23.25},{"$f":"AE9*O9*AL9","v":22.899999999999995}]
[null,63,56.6,32.200000000000003,55.15,31.9,53.7,31.600000000000005,52,31.25,50.3,30.899999999999995,48.35,30.45,46.4,30,null,0.99298245614035086,0.96754385964912282,0.94210526315789478,0.91228070175438591,0.88245614035087716,0.84824561403508769,0.81403508771929822,0.56890459363957602,0.57842248413417952,0.58845437616387342,0.60096153846153844,0.61431411530815105,0.62978283350568764,0.64655172413793105,1,1,1,1,1,1,1,32.200000000000003,31.9,31.600000000000005,31.25,30.899999999999995,30.45,30]
[null,59,47.800000000000004,40,46.5,39.200000000000003,45.2,38.4,44.449999999999996,37.749999999999993,43.7,37.1,43.25,36.700000000000003,42.8,36.299999999999997,null,0.83859649122807023,0.81578947368421051,0.7929824561403509,0.77982456140350875,0.76666666666666672,0.75877192982456143,0.75087719298245614,0.83682008368200833,0.84301075268817205,0.84955752212389379,0.84926884139482561,0.84897025171624718,0.84855491329479771,0.84813084112149528,1,1,1,1,1,1,1,40,39.200000000000003,38.4,37.749999999999993,37.1,36.700000000000003,36.299999999999997]
[76,71,63.3,22.049999999999997,61.900000000000006,21.7,60.45,21.3,58.800000000000004,20.85,57.149999999999991,20.45,55.300000000000004,19.95,53.45,19.5,null,1.1105263157894736,1.0859649122807018,1.0605263157894738,1.0315789473684212,1.0026315789473683,0.97017543859649125,0.93771929824561406,0.34834123222748814,0.35056542810985458,0.35235732009925558,0.35459183673469385,0.35783027121609801,0.36075949367088606,0.36482694106641722,1,1,1,1,1,1,1,22.049999999999997,21.7,21.3,20.85,20.45,19.95,19.5]
[null,67,59.95,29.25,58.500000000000007,28.800000000000004,{"$f":"T13*$G$17","v":57},28.4,55.35,27.950000000000003,53.7,27.550000000000004,51.900000000000006,27.05,50.05,26.55,null,1.0517543859649123,1.0263157894736843,1,0.97105263157894739,0.94210526315789478,0.91052631578947374,0.87807017543859645,0.48790658882401999,0.49230769230769234,0.49824561403508771,0.50496838301716351,0.51303538175046559,0.52119460500963388,0.53046953046953049,1,1,1,1,1,1,1,29.25,28.800000000000004,28.4,27.950000000000003,27.550000000000004,27.05,26.55]
[null,63,56.3,39.65,54.85,39.150000000000006,53.4,38.65,51.800000000000004,38.150000000000006,50.15,37.65,48.199999999999996,36.949999999999996,46.25,36.25,null,0.987719298245614,0.96228070175438596,0.93684210526315792,0.90877192982456145,0.87982456140350873,0.84561403508771926,0.81140350877192979,0.70426287744227356,0.71376481312670925,0.72378277153558057,0.73648648648648651,0.75074775672981053,0.76659751037344404,0.78378378378378377,1,1,1,1,1,1,1,39.65,39.150000000000006,38.65,38.150000000000006,37.65,36.949999999999996,36.25]
[null,59,48.55,46,47.550000000000004,45.300000000000004,46.6,44.65,46.099999999999994,44.149999999999991,45.6,43.65,44.3,42.349999999999994,42.95,41.1,null,0.85175438596491226,0.83421052631578951,0.81754385964912279,0.80877192982456136,0.8,0.77719298245614032,0.75350877192982457,0.94747682801235844,0.95268138801261826,0.95815450643776823,0.95770065075921906,0.95723684210526316,0.95598194130925507,0.95692665890570427,1,1,1,1,1,1,1,46,45.300000000000004,44.65,44.149999999999991,43.65,42.349999999999994,41.1]
[80,71,63.199999999999996,30.5,61.749999999999993,29.9,60.3,29.3,58.65,28.650000000000002,57,28,55.15,27.299999999999997,53.300000000000004,26.6,null,1.1087719298245613,1.0833333333333333,1.0578947368421052,1.0289473684210526,1,0.96754385964912282,0.93508771929824563,0.48259493670886078,0.48421052631578948,0.48590381426202323,0.48849104859335041,0.49122807017543857,0.49501359927470534,0.49906191369606001,1,1,1,1,1,1,1,30.5,29.9,29.3,28.650000000000002,28,27.299999999999997,26.6]
[null,67,59.8,36.799999999999997,58.400000000000006,36.250000000000007,57,35.699999999999996,55.35,35.049999999999997,53.7,34.4,51.85,33.700000000000003,50,33,null,1.0491228070175438,1.024561403508772,1,0.97105263157894739,0.94210526315789478,0.9096491228070176,0.8771929824561403,0.61538461538461542,0.62071917808219179,0.62631578947368416,0.6332429990966576,0.64059590316573556,0.64995178399228548,0.66,1,1,1,1,1,1,1,36.799999999999997,36.250000000000007,35.699999999999996,35.049999999999997,34.4,33.700000000000003,33]
[null,63,56.3,43.4,54.85,42.8,{"$f":"T18*$G$17","v":53.4},42.2,51.75,41.55,50.099999999999994,40.9,48.25,40.200000000000003,46.4,39.5,null,0.987719298245614,0.96228070175438596,0.93684210526315792,0.90789473684210531,0.87894736842105259,0.84649122807017541,0.81403508771929822,0.77087033747779754,0.78030993618960798,0.79026217228464424,0.80289855072463767,0.81636726546906191,0.83316062176165806,0.85129310344827591,1,1,1,1,1,1,1,43.4,42.8,42.2,41.55,40.9,40.200000000000003,39.5]
[null,59,52.8,50.2,51.300000000000004,49,{"$f":"T19*$G$17","v":49.800000000000004},47.800000000000004,48.15,46.25,46.5,44.7,44.7,42.95,42.9,41.199999999999996,null,0.9263157894736842,0.9,0.87368421052631584,0.84473684210526312,0.81578947368421051,0.78421052631578947,0.75263157894736843,0.9507575757575758,0.95516569200779722,0.95983935742971882,0.96053997923156798,0.96129032258064517,0.96085011185682323,0.96037296037296038,1,1,1,1,1,1,1,50.2,49,47.800000000000004,46.25,44.7,42.95,41.199999999999996]

{"sheet":"RA13_18","index":50,"n_rows":19,"n_cols":45,"rows_kept":19,"cut":false,"hidden":true,"merged":[[130,0,133,0],[120,12,121,12],[120,13,121,13],[120,14,121,14],[120,15,121,15],[122,0,125,0],[126,0,129,0],[119,12,119,13],[119,14,119,15],[120,4,121,4],[120,5,121,5],[120,6,121,6],[120,7,121,7],[120,8,121,8],[120,9,121,9],[120,10,121,10],[120,11,121,11],[119,0,121,0],[119,1,121,1],[119,4,119,5],[119,6,119,7],[119,8,119,9],[119,10,119,11],[111,0,114,0],[117,0,118,1],[117,4,117,15],[118,4,118,5],[118,6,118,7],[118,8,118,9],[118,10,118,11],[118,12,118,13],[118,14,118,15],[101,12,102,12],[101,13,102,13],[101,14,102,14],[101,15,102,15],[103,0,106,0],[107,0,110,0],[100,12,100,13],[100,14,100,15],[101,4,102,4],[101,5,102,5],[101,6,102,6],[101,7,102,7],[101,8,102,8],[101,9,102,9],[101,10,102,10],[101,11,102,11],[100,0,102,0],[100,1,102,1],[100,4,100,5],[100,6,100,7],[100,8,100,9],[100,10,100,11],[92,0,95,0],[98,0,99,1],[98,4,98,15],[99,4,99,5],[99,6,99,7],[99,8,99,9],[99,10,99,11],[99,12,99,13],[99,14,99,15],[82,12,83,12],[82,13,83,13],[82,14,83,14],[82,15,83,15],[84,0,87,0],[88,0,91,0],[81,12,81,13],[81,14,81,15],[82,4,83,4],[82,5,83,5],[82,6,83,6],[82,7,83,7],[82,8,83,8],[82,9,83,9],[82,10,83,10],[82,11,83,11],[81,0,83,0],[81,1,83,1],[81,4,81,5],[81,6,81,7],[81,8,81,9],[81,10,81,11],[73,0,76,0],[79,0,80,1],[79,4,79,15],[80,4,80,5],[80,6,80,7],[80,8,80,9],[80,10,80,11],[80,12,80,13],[80,14,80,15],[63,12,64,12],[63,13,64,13],[63,14,64,14],[63,15,64,15],[65,0,68,0],[69,0,72,0],[62,12,62,13],[62,14,62,15],[63,4,64,4],[63,5,64,5],[63,6,64,6],[63,7,64,7],[63,8,64,8],[63,9,64,9],[63,10,64,10],[63,11,64,11],[62,0,64,0],[62,1,64,1],[62,4,62,5],[62,6,62,7],[62,8,62,9],[62,10,62,11],[54,0,57,0],[60,0,61,1],[60,4,60,15],[61,4,61,5],[61,6,61,7],[61,8,61,9],[61,10,61,11],[61,12,61,13],[61,14,61,15],[44,12,45,12],[44,13,45,13],[44,14,45,14],[44,15,45,15],[46,0,49,0],[50,0,53,0],[43,12,43,13],[43,14,43,15],[44,4,45,4],[44,5,45,5],[44,6,45,6],[44,7,45,7],[44,8,45,8],[44,9,45,9],[44,10,45,10],[44,11,45,11],[43,0,45,0],[43,1,45,1],[43,4,43,5],[43,6,43,7],[43,8,43,9],[43,10,43,11],[41,4,41,15],[42,4,42,5],[42,6,42,7],[42,8,42,9],[42,10,42,11],[42,12,42,13],[42,14,42,15],[7,0,10,0],[11,0,14,0],[15,0,18,0],[31,0,34,0],[35,0,38,0],[41,0,42,1],[5,10,6,10],[5,11,6,11],[5,12,6,12],[5,13,6,13],[5,14,6,14],[5,15,6,15],[4,10,4,11],[4,12,4,13],[4,14,4,15],[5,2,6,2],[5,3,6,3],[5,4,6,4],[5,5,6,5],[5,6,6,6],[5,7,6,7],[5,8,6,8],[4,0,6,0],[4,1,6,1],[4,2,4,3],[4,4,4,5],[4,6,4,7],[4,8,4,9],[5,9,6,9],[2,0,2,1],[2,2,2,15],[3,2,3,3],[3,4,3,5],[3,6,3,7],[3,8,3,9],[3,10,3,11],[3,12,3,13],[3,14,3,15]]}
[]
["RA13_18"]
["Evaporator Air Flow",null,"Condenser  Entering Air Temperature ˚F"]
[575,"CFM",85,null,90,null,95,null,100,null,105,null,110,null,115]
["Evap. Air °F DB","EWB†\n˚F","Capacity Mbtuh",null,"Capacity Mbtuh",null,"Capacity Mbtuh",null,"Capacity Mbtuh",null,"Capacity Mbtuh",null,"Capacity Mbtuh",null,"Capacity Mbtuh"]
[null,null,"Total","Sens.","Total","Sens.","Total","Sens.","Total","Sens.","Total","Sens.","Total","Sens.","Total","Sens."]
[null,null,null,null,null,null,null,null,null,null,null,null,null,null,null,null,null,"Total Factors",null,null,null,null,null,null,"Sens. %",null,null,null,null,null,null,"IDB Adj",null,null,null,null,null,null,"Sens Calc"]
[72,71,{"$f":"R8*$G$17","v":18.20919540229885},{"$f":"IF(AM8>C8,C8,AM8)","v":6.4448275862068956},{"$f":"S8*$G$17","v":17.748850574712645},{"$f":"IF(AN8>E8,E8,AN8)","v":6.3425287356321842},{"$f":"T8*$G$17","v":17.288505747126436},{"$f":"IF(AO8>G8,G8,AO8)","v":6.2402298850574711},{"$f":"U8*$G$17","v":16.828160919540231},{"$f":"IF(AP8>I8,I8,AP8)","v":6.1379310344827589},{"$f":"V8*$G$17","v":16.367816091954023},{"$f":"IF(AQ8>K8,K8,AQ8)","v":6.0356321839080458},{"$f":"W8*$G$17","v":15.907471264367816},{"$f":"IF(AR8>M8,M8,AR8)","v":5.9333333333333327},{"$f":"X8*$G$17","v":15.447126436781609},{"$f":"IF(AS8>O8,O8,AS8)","v":5.8310344827586205},null,1.0229885057471264,0.99712643678160917,0.97126436781609193,0.9454022988505747,0.91954022988505746,0.89367816091954022,0.86781609195402298,0.3539325842696629,0.35734870317002881,0.36094674556213019,0.36474164133738601,0.36875000000000002,0.37299035369774919,0.37748344370860926,1,1,1,1,1,1,1,{"$f":"Y8*C8*AF8","v":6.4448275862068956},{"$f":"Z8*E8*AG8","v":6.3425287356321842},{"$f":"AA8*G8*AH8","v":6.2402298850574711},{"$f":"AB8*I8*AI8","v":6.1379310344827589},{"$f":"AC8*K8*AJ8","v":6.0356321839080458},{"$f":"AD8*M8*AK8","v":5.9333333333333327},{"$f":"AE8*O8*AL8","v":5.8310344827586205}]
[null,67,{"$f":"R9*$G$17","v":17.083908045977012},8.7977011494252864,{"$f":"S9*$G$17","v":16.674712643678163},{"$f":"IF(AN9>E9,E9,AN9)","v":8.6954022988505759},{"$f":"T9*$G$17","v":16.26551724137931},{"$f":"IF(AO9>G9,G9,AO9)","v":8.5931034482758619},{"$f":"U9*$G$17","v":15.805172413793105},{"$f":"IF(AP9>I9,I9,AP9)","v":8.4908045977011497},{"$f":"V9*$G$17","v":15.344827586206897},{"$f":"IF(AQ9>K9,K9,AQ9)","v":8.3885057471264357},{"$f":"W9*$G$17","v":14.88448275862069},{"$f":"IF(AR9>M9,M9,AR9)","v":8.2862068965517253},{"$f":"X9*$G$17","v":14.424137931034483},{"$f":"IF(AS9>O9,O9,AS9)","v":8.183908045977013},null,0.95977011494252873,0.93678160919540232,0.91379310344827591,0.88793103448275867,0.86206896551724133,0.83620689655172409,0.81034482758620685,0.51497005988023947,0.5214723926380368,0.52830188679245282,0.53721682847896435,0.54666666666666663,0.55670103092783507,0.56737588652482274,1,1,1,1,1,1,1,{"$f":"Y9*C9*AF9","v":8.7977011494252864},{"$f":"Z9*E9*AG9","v":8.6954022988505759},{"$f":"AA9*G9*AH9","v":8.5931034482758619},{"$f":"AB9*I9*AI9","v":8.4908045977011497},{"$f":"AC9*K9*AJ9","v":8.3885057471264357},{"$f":"AD9*M9*AK9","v":8.2862068965517253},{"$f":"AE9*O9*AL9","v":8.183908045977013}]
[null,63,18.106896551724137,11.968965517241379,17.390804597701152,11.713218390804601,16.674712643678163,11.457471264367818,15.907471264367816,11.150574712643678,15.140229885057471,10.84367816091954,14.475287356321839,10.587931034482759,13.810344827586208,10.332183908045977,null,1.0172413793103448,0.97701149425287359,0.93678160919540232,0.89367816091954022,0.85057471264367812,0.81321839080459768,0.77586206896551724,0.66101694915254239,0.67352941176470593,0.68711656441717794,0.70096463022508038,0.71621621621621623,0.73144876325088337,0.74814814814814812,1,1,1,1,1,1,1,11.968965517241379,11.713218390804601,11.457471264367818,11.150574712643678,10.84367816091954,10.587931034482759,10.332183908045977]
[null,59,17.493103448275861,15.037931034482757,17.339655172413792,14.935632183908046,17.186206896551724,14.833333333333334,16.725862068965519,14.424137931034485,16.26551724137931,14.014942528735633,15.805172413793105,13.605747126436784,15.344827586206897,13.196551724137931,null,0.98275862068965514,0.97413793103448276,0.96551724137931039,0.93965517241379315,0.91379310344827591,0.88793103448275867,0.86206896551724133,0.85964912280701755,0.86135693215339237,0.86309523809523814,0.86238532110091748,0.86163522012578619,0.86084142394822005,0.86,1,1,1,1,1,1,1,15.037931034482757,14.935632183908046,14.833333333333334,14.424137931034485,14.014942528735633,13.605747126436784,13.196551724137931]
[76,71,20.050574712643677,8.4396551724137918,19.539080459770116,8.2862068965517253,19.078735632183911,8.1327586206896569,18.567241379310346,7.9793103448275868,18.106896551724137,7.8770114942528728,17.54425287356322,7.7235632183908054,16.981609195402299,7.5189655172413801,null,1.1264367816091954,1.0977011494252873,1.0718390804597702,1.0431034482758621,1.0172413793103448,0.98563218390804597,0.95402298850574707,0.42091836734693877,0.42408376963350786,0.42627345844504022,0.42975206611570249,0.43502824858757061,0.44023323615160348,0.44277108433734941,1,1,1,1,1,1,1,8.4396551724137918,8.2862068965517253,8.1327586206896569,7.9793103448275868,7.8770114942528728,7.7235632183908054,7.5189655172413801]
[null,67,18.925287356321842,11.099425287356324,18.413793103448278,10.894827586206898,{"$f":"T13*$G$17","v":17.851149425287357},10.741379310344827,17.390804597701152,10.639080459770117,16.879310344827587,10.485632183908047,16.316666666666666,10.332183908045977,15.805172413793105,10.127586206896554,null,1.0632183908045978,1.0344827586206897,1.0028735632183907,0.97701149425287359,0.94827586206896552,0.91666666666666663,0.88793103448275867,0.58648648648648649,0.59166666666666667,0.60171919770773641,0.61176470588235299,0.62121212121212122,0.63322884012539182,0.64077669902912626,1,1,1,1,1,1,1,11.099425287356324,10.894827586206898,10.741379310344827,10.639080459770117,10.485632183908047,10.332183908045977,10.127586206896554]
[null,63,18.106896551724137,14.526436781609195,17.595402298850576,14.321839080459771,17.083908045977012,14.117241379310345,16.521264367816091,13.861494252873563,15.907471264367816,13.605747126436782,15.395977011494253,13.401149425287358,14.833333333333334,13.196551724137931,null,1.0172413793103448,0.9885057471264368,0.95977011494252873,0.92816091954022983,0.89367816091954022,0.86494252873563215,0.83333333333333337,0.80225988700564976,0.81395348837209303,0.82634730538922152,0.83900928792569662,0.85530546623794212,0.87043189368770768,0.8896551724137931,1,1,1,1,1,1,1,14.526436781609195,14.321839080459771,14.117241379310345,13.861494252873563,13.605747126436782,13.401149425287358,13.196551724137931]
[null,59,18.20919540229885,17.595402298850573,17.748850574712645,17.186206896551724,17.288505747126436,16.725862068965515,16.828160919540231,16.26551724137931,16.316666666666666,15.805172413793102,15.805172413793105,15.293678160919542,15.293678160919541,14.782183908045978,null,1.0229885057471264,0.99712643678160917,0.97126436781609193,0.9454022988505747,0.91666666666666663,0.88793103448275867,0.85919540229885061,0.9662921348314607,0.96829971181556196,0.96745562130177509,0.96656534954407292,0.96865203761755481,0.96763754045307449,0.96655518394648832,1,1,1,1,1,1,1,17.595402298850573,17.186206896551724,16.725862068965515,16.26551724137931,15.805172413793102,15.293678160919542,14.782183908045978]
[80,71,20.152873563218392,11.150574712643678,19.641379310344828,10.945977011494252,19.129885057471263,10.741379310344827,18.618390804597702,10.536781609195403,18.106896551724137,10.332183908045977,17.595402298850576,10.076436781609196,17.083908045977012,9.8206896551724139,null,1.132183908045977,1.103448275862069,1.0747126436781609,1.0459770114942528,1.0172413793103448,0.9885057471264368,0.95977011494252873,0.5532994923857868,0.55729166666666663,0.56149732620320858,0.56593406593406592,0.57062146892655363,0.57267441860465118,0.57485029940119758,1,1,1,1,1,1,1,11.150574712643678,10.945977011494252,10.741379310344827,10.536781609195403,10.332183908045977,10.076436781609196,9.8206896551724139]
[null,67,18.822988505747126,13.401149425287358,18.311494252873565,13.196551724137931,17.8,12.991954022988507,17.339655172413792,12.787356321839079,16.879310344827587,12.582758620689656,16.367816091954023,12.37816091954023,15.85632183908046,12.173563218390804,null,1.0574712643678161,1.0287356321839081,1,0.97413793103448276,0.94827586206896552,0.91954022988505746,0.89080459770114939,0.71195652173913049,0.72067039106145248,0.72988505747126442,0.73746312684365778,0.74545454545454548,0.75624999999999998,0.76774193548387093,1,1,1,1,1,1,1,13.401149425287358,13.196551724137931,12.991954022988507,12.787356321839079,12.582758620689656,12.37816091954023,12.173563218390804]
[null,63,18.106896551724137,15.651724137931035,17.646551724137932,15.447126436781611,{"$f":"T18*$G$17","v":17.186206896551724},15.242528735632183,16.674712643678163,15.03793103448276,16.163218390804598,14.833333333333334,15.651724137931035,14.628735632183909,15.140229885057471,14.424137931034483,null,1.0172413793103448,0.99137931034482762,0.96551724137931039,0.93678160919540232,0.90804597701149425,0.87931034482758619,0.85057471264367812,0.86440677966101698,0.87536231884057969,0.88690476190476186,0.90184049079754602,0.91772151898734178,0.934640522875817,0.95270270270270274,1,1,1,1,1,1,1,15.651724137931035,15.447126436781611,15.242528735632183,15.03793103448276,14.833333333333334,14.628735632183909,14.424137931034483]
[null,59,18.311494252873565,17.697701149425288,17.8,17.23735632183908,{"$f":"T19*$G$17","v":17.288505747126436},16.777011494252871,16.777011494252875,16.26551724137931,16.26551724137931,15.754022988505747,15.805172413793105,15.293678160919542,15.344827586206897,14.833333333333334,null,1.0287356321839081,1,0.97126436781609193,0.94252873563218387,0.91379310344827591,0.88793103448275867,0.86206896551724133,0.96648044692737434,0.9683908045977011,0.97041420118343191,0.96951219512195119,0.96855345911949686,0.96763754045307449,0.96666666666666667,1,1,1,1,1,1,1,17.697701149425288,17.23735632183908,16.777011494252871,16.26551724137931,15.754022988505747,15.293678160919542,14.833333333333334]

{"sheet":"RA13_24","index":51,"n_rows":19,"n_cols":45,"rows_kept":19,"cut":false,"hidden":true,"merged":[[130,0,133,0],[120,12,121,12],[120,13,121,13],[120,14,121,14],[120,15,121,15],[122,0,125,0],[126,0,129,0],[119,12,119,13],[119,14,119,15],[120,4,121,4],[120,5,121,5],[120,6,121,6],[120,7,121,7],[120,8,121,8],[120,9,121,9],[120,10,121,10],[120,11,121,11],[119,0,121,0],[119,1,121,1],[119,4,119,5],[119,6,119,7],[119,8,119,9],[119,10,119,11],[111,0,114,0],[117,0,118,1],[117,4,117,15],[118,4,118,5],[118,6,118,7],[118,8,118,9],[118,10,118,11],[118,12,118,13],[118,14,118,15],[101,12,102,12],[101,13,102,13],[101,14,102,14],[101,15,102,15],[103,0,106,0],[107,0,110,0],[100,12,100,13],[100,14,100,15],[101,4,102,4],[101,5,102,5],[101,6,102,6],[101,7,102,7],[101,8,102,8],[101,9,102,9],[101,10,102,10],[101,11,102,11],[100,0,102,0],[100,1,102,1],[100,4,100,5],[100,6,100,7],[100,8,100,9],[100,10,100,11],[92,0,95,0],[98,0,99,1],[98,4,98,15],[99,4,99,5],[99,6,99,7],[99,8,99,9],[99,10,99,11],[99,12,99,13],[99,14,99,15],[82,12,83,12],[82,13,83,13],[82,14,83,14],[82,15,83,15],[84,0,87,0],[88,0,91,0],[81,12,81,13],[81,14,81,15],[82,4,83,4],[82,5,83,5],[82,6,83,6],[82,7,83,7],[82,8,83,8],[82,9,83,9],[82,10,83,10],[82,11,83,11],[81,0,83,0],[81,1,83,1],[81,4,81,5],[81,6,81,7],[81,8,81,9],[81,10,81,11],[73,0,76,0],[79,0,80,1],[79,4,79,15],[80,4,80,5],[80,6,80,7],[80,8,80,9],[80,10,80,11],[80,12,80,13],[80,14,80,15],[63,12,64,12],[63,13,64,13],[63,14,64,14],[63,15,64,15],[65,0,68,0],[69,0,72,0],[62,12,62,13],[62,14,62,15],[63,4,64,4],[63,5,64,5],[63,6,64,6],[63,7,64,7],[63,8,64,8],[63,9,64,9],[63,10,64,10],[63,11,64,11],[62,0,64,0],[62,1,64,1],[62,4,62,5],[62,6,62,7],[62,8,62,9],[62,10,62,11],[54,0,57,0],[60,0,61,1],[60,4,60,15],[61,4,61,5],[61,6,61,7],[61,8,61,9],[61,10,61,11],[61,12,61,13],[61,14,61,15],[44,12,45,12],[44,13,45,13],[44,14,45,14],[44,15,45,15],[46,0,49,0],[50,0,53,0],[43,12,43,13],[43,14,43,15],[44,4,45,4],[44,5,45,5],[44,6,45,6],[44,7,45,7],[44,8,45,8],[44,9,45,9],[44,10,45,10],[44,11,45,11],[43,0,45,0],[43,1,45,1],[43,4,43,5],[43,6,43,7],[43,8,43,9],[43,10,43,11],[41,4,41,15],[42,4,42,5],[42,6,42,7],[42,8,42,9],[42,10,42,11],[42,12,42,13],[42,14,42,15],[7,0,10,0],[11,0,14,0],[15,0,18,0],[31,0,34,0],[35,0,38,0],[41,0,42,1],[5,10,6,10],[5,11,6,11],[5,12,6,12],[5,13,6,13],[5,14,6,14],[5,15,6,15],[4,10,4,11],[4,12,4,13],[4,14,4,15],[5,2,6,2],[5,3,6,3],[5,4,6,4],[5,5,6,5],[5,6,6,6],[5,7,6,7],[5,8,6,8],[4,0,6,0],[4,1,6,1],[4,2,4,3],[4,4,4,5],[4,6,4,7],[4,8,4,9],[5,9,6,9],[2,0,2,1],[2,2,2,15],[3,2,3,3],[3,4,3,5],[3,6,3,7],[3,8,3,9],[3,10,3,11],[3,12,3,13],[3,14,3,15]]}
[]
["RA13_24"]
["Evaporator Air Flow",null,"Condenser  Entering Air Temperature ˚F"]
[700,"CFM",85,null,90,null,95,null,100,null,105,null,110,null,115]
["Evap. Air °F DB","EWB†\n˚F","Capacity Mbtuh",null,"Capacity Mbtuh",null,"Capacity Mbtuh",null,"Capacity Mbtuh",null,"Capacity Mbtuh",null,"Capacity Mbtuh",null,"Capacity Mbtuh"]
[null,null,"Total","Sens.","Total","Sens.","Total","Sens.","Total","Sens.","Total","Sens.","Total","Sens.","Total","Sens."]
[null,null,null,null,null,null,null,null,null,null,null,null,null,null,null,null,null,"Total Factors",null,null,null,null,null,null,"Sens. %",null,null,null,null,null,null,"IDB Adj",null,null,null,null,null,null,"Sens Calc"]
[72,71,{"$f":"R8*$G$17","v":18.034210526315789},{"$f":"IF(AM8>C8,C8,AM8)","v":6.2456140350877192},{"$f":"S8*$G$17","v":17.604824561403511},{"$f":"IF(AN8>E8,E8,AN8)","v":6.1675438596491237},{"$f":"T8*$G$17","v":17.17543859649123},{"$f":"IF(AO8>G8,G8,AO8)","v":6.0894736842105273},{"$f":"U8*$G$17","v":16.746052631578948},{"$f":"IF(AP8>I8,I8,AP8)","v":6.01140350877193},{"$f":"V8*$G$17","v":16.316666666666666},{"$f":"IF(AQ8>K8,K8,AQ8)","v":5.9333333333333336},{"$f":"W8*$G$17","v":15.848245614035088},{"$f":"IF(AR8>M8,M8,AR8)","v":5.8552631578947372},{"$f":"X8*$G$17","v":15.37982456140351},{"$f":"IF(AS8>O8,O8,AS8)","v":5.7771929824561408},null,1.013157894736842,0.98903508771929827,0.96491228070175439,0.94078947368421051,0.91666666666666663,0.89035087719298245,0.86403508771929827,0.34632034632034631,0.35033259423503327,0.35454545454545455,0.35897435897435898,0.36363636363636365,0.36945812807881773,0.37563451776649748,1,1,1,1,1,1,1,{"$f":"Y8*C8*AF8","v":6.2456140350877192},{"$f":"Z8*E8*AG8","v":6.1675438596491237},{"$f":"AA8*G8*AH8","v":6.0894736842105273},{"$f":"AB8*I8*AI8","v":6.01140350877193},{"$f":"AC8*K8*AJ8","v":5.9333333333333336},{"$f":"AD8*M8*AK8","v":5.8552631578947372},{"$f":"AE8*O8*AL8","v":5.7771929824561408}]
[null,67,{"$f":"R9*$G$17","v":17.019298245614035},8.5096491228070175,{"$f":"S9*$G$17","v":16.589912280701753},{"$f":"IF(AN9>E9,E9,AN9)","v":8.4315789473684202},{"$f":"T9*$G$17","v":16.160526315789475},{"$f":"IF(AO9>G9,G9,AO9)","v":8.3535087719298247},{"$f":"U9*$G$17","v":15.692105263157895},{"$f":"IF(AP9>I9,I9,AP9)","v":8.2754385964912291},{"$f":"V9*$G$17","v":15.223684210526317},{"$f":"IF(AQ9>K9,K9,AQ9)","v":8.1973684210526319},{"$f":"W9*$G$17","v":14.794298245614035},{"$f":"IF(AR9>M9,M9,AR9)","v":8.1192982456140346},{"$f":"X9*$G$17","v":14.364912280701754},{"$f":"IF(AS9>O9,O9,AS9)","v":8.0412280701754391},null,0.95614035087719296,0.93201754385964908,0.90789473684210531,0.88157894736842102,0.85526315789473684,0.83114035087719296,0.80701754385964908,0.5,0.50823529411764701,0.51690821256038644,0.52736318407960203,0.53846153846153844,0.54881266490765168,0.55978260869565222,1,1,1,1,1,1,1,{"$f":"Y9*C9*AF9","v":8.5096491228070175},{"$f":"Z9*E9*AG9","v":8.4315789473684202},{"$f":"AA9*G9*AH9","v":8.3535087719298247},{"$f":"AB9*I9*AI9","v":8.2754385964912291},{"$f":"AC9*K9*AJ9","v":8.1973684210526319},{"$f":"AD9*M9*AK9","v":8.1192982456140346},{"$f":"AE9*O9*AL9","v":8.0412280701754391}]
[null,63,18.268421052631581,11.788596491228072,17.370614035087719,11.437280701754386,16.472807017543861,11.085964912280701,15.692105263157895,10.773684210526316,14.911403508771931,10.46140350877193,14.403947368421054,10.344298245614036,13.896491228070175,10.22719298245614,null,1.0263157894736843,0.97587719298245612,0.92543859649122806,0.88157894736842102,0.83771929824561409,0.80921052631578949,0.7807017543859649,0.64529914529914534,0.65842696629213482,0.67298578199052128,0.68656716417910446,0.70157068062827221,0.71815718157181574,0.7359550561797753,1,1,1,1,1,1,1,11.788596491228072,11.437280701754386,11.085964912280701,10.773684210526316,10.46140350877193,10.344298245614036,10.22719298245614]
[null,59,17.097368421052632,14.364912280701754,16.941228070175438,14.286842105263156,16.785087719298247,14.208771929824563,16.785087719298247,14.208771929824563,16.785087719298247,14.208771929824563,16.355701754385965,13.857456140350878,15.926315789473685,13.506140350877194,null,0.96052631578947367,0.95175438596491224,0.94298245614035092,0.94298245614035092,0.94298245614035092,0.91885964912280704,0.89473684210526316,0.84018264840182644,0.84331797235023043,0.84651162790697676,0.84651162790697676,0.84651162790697676,0.847255369928401,0.84803921568627449,1,1,1,1,1,1,1,14.364912280701754,14.286842105263156,14.208771929824563,14.208771929824563,14.208771929824563,13.857456140350878,13.506140350877194]
[76,71,19.907894736842106,8.1973684210526319,19.439473684210526,8.0802631578947377,18.971052631578949,7.9631578947368427,18.463596491228071,7.8460526315789476,17.956140350877195,7.6899122807017557,17.448684210526316,7.5728070175438598,16.941228070175438,7.4557017543859638,null,1.118421052631579,1.0921052631578947,1.0657894736842106,1.0372807017543859,1.0087719298245614,0.98026315789473684,0.95175438596491224,0.41176470588235292,0.41566265060240964,0.41975308641975306,0.42494714587737842,0.42826086956521742,0.43400447427293065,0.44009216589861749,1,1,1,1,1,1,1,8.1973684210526319,8.0802631578947377,7.9631578947368427,7.8460526315789476,7.6899122807017557,7.5728070175438598,7.4557017543859638]
[null,67,18.736842105263158,10.734649122807017,18.268421052631581,10.617543859649125,{"$f":"T13*$G$17","v":17.8},10.500438596491229,17.292543859649122,10.383333333333331,16.824122807017545,10.26622807017544,16.316666666666666,10.110087719298244,15.809210526315791,9.9929824561403517,null,1.0526315789473684,1.0263157894736843,1,0.97149122807017541,0.94517543859649122,0.91666666666666663,0.88815789473684215,0.57291666666666663,0.58119658119658124,0.58991228070175439,0.60045146726862297,0.61020881670533644,0.61961722488038273,0.63209876543209875,1,1,1,1,1,1,1,10.734649122807017,10.617543859649125,10.500438596491229,10.383333333333331,10.26622807017544,10.110087719298244,9.9929824561403517]
[null,63,17.917105263157893,14.052631578947366,17.292543859649122,13.740350877192981,16.628947368421052,13.467105263157896,16.004385964912281,13.193859649122807,15.418859649122806,12.959649122807019,14.872368421052633,12.725438596491228,14.325877192982457,12.530263157894739,null,1.006578947368421,0.97149122807017541,0.93421052631578949,0.89912280701754388,0.86622807017543857,0.83552631578947367,0.80482456140350878,0.78431372549019607,0.79458239277652365,0.8098591549295775,0.82439024390243898,0.84050632911392409,0.85564304461942253,0.87465940054495916,1,1,1,1,1,1,1,14.052631578947366,13.740350877192981,13.467105263157896,13.193859649122807,12.959649122807019,12.725438596491228,12.530263157894739]
[null,59,17.995175438596494,16.98026315789474,17.721929824561403,16.824122807017545,17.448684210526316,16.667982456140351,17.17543859649123,16.394736842105264,16.902192982456143,16.121491228070177,16.433771929824562,15.653070175438597,15.926315789473685,15.18464912280702,null,1.0109649122807018,0.99561403508771928,0.98026315789473684,0.96491228070175439,0.94956140350877194,0.92324561403508776,0.89473684210526316,0.94360086767895879,0.9493392070484582,0.95525727069351229,0.95454545454545459,0.95381062355658197,0.95249406175771967,0.95343137254901966,1,1,1,1,1,1,1,16.98026315789474,16.824122807017545,16.667982456140351,16.394736842105264,16.121491228070177,15.653070175438597,15.18464912280702]
[80,71,19.829824561403509,10.773684210526316,19.361403508771932,10.617543859649123,18.892982456140352,10.461403508771932,18.424561403508775,10.26622807017544,17.956140350877195,10.071052631578949,17.448684210526316,9.9149122807017545,16.941228070175438,9.7587719298245599,null,1.1140350877192982,1.0877192982456141,1.0614035087719298,1.0350877192982457,1.0087719298245614,0.98026315789473684,0.95175438596491224,0.54330708661417326,0.54838709677419351,0.55371900826446285,0.55720338983050843,0.56086956521739129,0.56823266219239377,0.57603686635944695,1,1,1,1,1,1,1,10.773684210526316,10.617543859649123,10.461403508771932,10.26622807017544,10.071052631578949,9.9149122807017545,9.7587719298245599]
[null,67,18.736842105263158,13.11578947368421,18.268421052631581,12.920614035087722,17.8,12.725438596491228,17.331578947368421,12.569298245614036,16.86315789473684,12.413157894736841,16.355701754385965,12.21798245614035,15.848245614035088,12.02280701754386,null,1.0526315789473684,1.0263157894736843,1,0.97368421052631582,0.94736842105263153,0.91885964912280704,0.89035087719298245,0.7,0.70726495726495731,0.71491228070175439,0.72522522522522526,0.73611111111111116,0.74701670644391405,0.75862068965517238,1,1,1,1,1,1,1,13.11578947368421,12.920614035087722,12.725438596491228,12.569298245614036,12.413157894736841,12.21798245614035,12.02280701754386]
[null,63,18.268421052631581,15.457894736842107,17.8,15.262719298245614,{"$f":"T18*$G$17","v":17.331578947368421},15.067543859649122,16.86315789473684,14.911403508771929,16.394736842105264,14.755263157894738,15.887280701754388,14.560087719298247,15.37982456140351,14.364912280701756,null,1.0263157894736843,1,0.97368421052631582,0.94736842105263153,0.92105263157894735,0.89254385964912286,0.86403508771929827,0.84615384615384615,0.85745614035087714,0.86936936936936937,0.8842592592592593,0.9,0.91646191646191644,0.93401015228426398,1,1,1,1,1,1,1,15.457894736842107,15.262719298245614,15.067543859649122,14.911403508771929,14.755263157894738,14.560087719298247,14.364912280701756]
[null,59,18.814912280701755,17.8,18.346491228070175,17.448684210526316,{"$f":"T19*$G$17","v":17.878070175438594},17.097368421052629,17.409649122807018,16.628947368421052,16.941228070175438,16.160526315789472,16.433771929824562,15.692105263157895,15.926315789473685,15.223684210526317,null,1.0570175438596492,1.0307017543859649,1.0043859649122806,0.97807017543859653,0.95175438596491224,0.92324561403508776,0.89473684210526316,0.94605809128630702,0.95106382978723403,0.95633187772925765,0.95515695067264572,0.95391705069124422,0.95486935866983369,0.95588235294117652,1,1,1,1,1,1,1,17.8,17.448684210526316,17.097368421052629,16.628947368421052,16.160526315789472,15.692105263157895,15.223684210526317]

{"sheet":"RA13_30","index":52,"n_rows":19,"n_cols":45,"rows_kept":19,"cut":false,"hidden":true,"merged":[[130,0,133,0],[120,12,121,12],[120,13,121,13],[120,14,121,14],[120,15,121,15],[122,0,125,0],[126,0,129,0],[119,12,119,13],[119,14,119,15],[120,4,121,4],[120,5,121,5],[120,6,121,6],[120,7,121,7],[120,8,121,8],[120,9,121,9],[120,10,121,10],[120,11,121,11],[119,0,121,0],[119,1,121,1],[119,4,119,5],[119,6,119,7],[119,8,119,9],[119,10,119,11],[111,0,114,0],[117,0,118,1],[117,4,117,15],[118,4,118,5],[118,6,118,7],[118,8,118,9],[118,10,118,11],[118,12,118,13],[118,14,118,15],[101,12,102,12],[101,13,102,13],[101,14,102,14],[101,15,102,15],[103,0,106,0],[107,0,110,0],[100,12,100,13],[100,14,100,15],[101,4,102,4],[101,5,102,5],[101,6,102,6],[101,7,102,7],[101,8,102,8],[101,9,102,9],[101,10,102,10],[101,11,102,11],[100,0,102,0],[100,1,102,1],[100,4,100,5],[100,6,100,7],[100,8,100,9],[100,10,100,11],[92,0,95,0],[98,0,99,1],[98,4,98,15],[99,4,99,5],[99,6,99,7],[99,8,99,9],[99,10,99,11],[99,12,99,13],[99,14,99,15],[82,12,83,12],[82,13,83,13],[82,14,83,14],[82,15,83,15],[84,0,87,0],[88,0,91,0],[81,12,81,13],[81,14,81,15],[82,4,83,4],[82,5,83,5],[82,6,83,6],[82,7,83,7],[82,8,83,8],[82,9,83,9],[82,10,83,10],[82,11,83,11],[81,0,83,0],[81,1,83,1],[81,4,81,5],[81,6,81,7],[81,8,81,9],[81,10,81,11],[73,0,76,0],[79,0,80,1],[79,4,79,15],[80,4,80,5],[80,6,80,7],[80,8,80,9],[80,10,80,11],[80,12,80,13],[80,14,80,15],[63,12,64,12],[63,13,64,13],[63,14,64,14],[63,15,64,15],[65,0,68,0],[69,0,72,0],[62,12,62,13],[62,14,62,15],[63,4,64,4],[63,5,64,5],[63,6,64,6],[63,7,64,7],[63,8,64,8],[63,9,64,9],[63,10,64,10],[63,11,64,11],[62,0,64,0],[62,1,64,1],[62,4,62,5],[62,6,62,7],[62,8,62,9],[62,10,62,11],[54,0,57,0],[60,0,61,1],[60,4,60,15],[61,4,61,5],[61,6,61,7],[61,8,61,9],[61,10,61,11],[61,12,61,13],[61,14,61,15],[44,12,45,12],[44,13,45,13],[44,14,45,14],[44,15,45,15],[46,0,49,0],[50,0,53,0],[43,12,43,13],[43,14,43,15],[44,4,45,4],[44,5,45,5],[44,6,45,6],[44,7,45,7],[44,8,45,8],[44,9,45,9],[44,10,45,10],[44,11,45,11],[43,0,45,0],[43,1,45,1],[43,4,43,5],[43,6,43,7],[43,8,43,9],[43,10,43,11],[41,4,41,15],[42,4,42,5],[42,6,42,7],[42,8,42,9],[42,10,42,11],[42,12,42,13],[42,14,42,15],[7,0,10,0],[11,0,14,0],[15,0,18,0],[31,0,34,0],[35,0,38,0],[41,0,42,1],[5,10,6,10],[5,11,6,11],[5,12,6,12],[5,13,6,13],[5,14,6,14],[5,15,6,15],[4,10,4,11],[4,12,4,13],[4,14,4,15],[5,2,6,2],[5,3,6,3],[5,4,6,4],[5,5,6,5],[5,6,6,6],[5,7,6,7],[5,8,6,8],[4,0,6,0],[4,1,6,1],[4,2,4,3],[4,4,4,5],[4,6,4,7],[4,8,4,9],[5,9,6,9],[2,0,2,1],[2,2,2,15],[3,2,3,3],[3,4,3,5],[3,6,3,7],[3,8,3,9],[3,10,3,11],[3,12,3,13],[3,14,3,15]]}
[]
["RA13_30"]
["Evaporator Air Flow",null,"Condenser  Entering Air Temperature ˚F"]
[800,"CFM",85,null,90,null,95,null,100,null,105,null,110,null,115]
["Evap. Air °F DB","EWB†\n˚F","Capacity Mbtuh",null,"Capacity Mbtuh",null,"Capacity Mbtuh",null,"Capacity Mbtuh",null,"Capacity Mbtuh",null,"Capacity Mbtuh",null,"Capacity Mbtuh"]
[null,null,"Total","Sens.","Total","Sens.","Total","Sens.","Total","Sens.","Total","Sens.","Total","Sens.","Total","Sens."]
[null,null,null,null,null,null,null,null,null,null,null,null,null,null,null,null,null,"Total Factors",null,null,null,null,null,null,"Sens. %",null,null,null,null,null,null,"IDB Adj",null,null,null,null,null,null,"Sens Calc"]
[72,71,{"$f":"R8*$G$17","v":18.185559566787006},{"$f":"IF(AM8>C8,C8,AM8)","v":6.4259927797833942},{"$f":"S8*$G$17","v":17.767870036101083},{"$f":"IF(AN8>E8,E8,AN8)","v":6.3296028880866428},{"$f":"T8*$G$17","v":17.350180505415164},{"$f":"IF(AO8>G8,G8,AO8)","v":6.2332129963898923},{"$f":"U8*$G$17","v":16.964620938628158},{"$f":"IF(AP8>I8,I8,AP8)","v":6.136823104693141},{"$f":"V8*$G$17","v":16.579061371841156},{"$f":"IF(AQ8>K8,K8,AQ8)","v":6.0404332129963896},{"$f":"W8*$G$17","v":16.193501805054154},{"$f":"IF(AR8>M8,M8,AR8)","v":5.9119133574007225},{"$f":"X8*$G$17","v":15.807942238267149},{"$f":"IF(AS8>O8,O8,AS8)","v":5.7833935018050546},null,1.0216606498194947,0.99819494584837543,0.97472924187725629,0.95306859205776173,0.93140794223826717,0.90974729241877261,0.88808664259927794,0.35335689045936397,0.3562386980108499,0.35925925925925928,0.36174242424242425,0.36434108527131781,0.36507936507936506,0.36585365853658536,1,1,1,1,1,1,1,{"$f":"Y8*C8*AF8","v":6.4259927797833942},{"$f":"Z8*E8*AG8","v":6.3296028880866428},{"$f":"AA8*G8*AH8","v":6.2332129963898923},{"$f":"AB8*I8*AI8","v":6.136823104693141},{"$f":"AC8*K8*AJ8","v":6.0404332129963896},{"$f":"AD8*M8*AK8","v":5.9119133574007225},{"$f":"AE8*O8*AL8","v":5.7833935018050546}]
[null,67,{"$f":"R9*$G$17","v":17.028880866425993},8.546570397111914,{"$f":"S9*$G$17","v":16.611191335740074},{"$f":"IF(AN9>E9,E9,AN9)","v":8.4501805054151635},{"$f":"T9*$G$17","v":16.193501805054154},{"$f":"IF(AO9>G9,G9,AO9)","v":8.353790613718413},{"$f":"U9*$G$17","v":15.807942238267149},{"$f":"IF(AP9>I9,I9,AP9)","v":8.2574007220216608},{"$f":"V9*$G$17","v":15.422382671480145},{"$f":"IF(AQ9>K9,K9,AQ9)","v":8.1610108303249103},{"$f":"W9*$G$17","v":15.068953068592059},{"$f":"IF(AR9>M9,M9,AR9)","v":8.0646209386281598},{"$f":"X9*$G$17","v":14.715523465703971},{"$f":"IF(AS9>O9,O9,AS9)","v":7.9682310469314084},null,0.95667870036101088,0.93321299638989175,0.90974729241877261,0.88808664259927794,0.86642599277978338,0.8465703971119134,0.8267148014440433,0.50188679245283019,0.50870406189555128,0.51587301587301593,0.52235772357723576,0.52916666666666667,0.53518123667377404,0.54148471615720528,1,1,1,1,1,1,1,{"$f":"Y9*C9*AF9","v":8.546570397111914},{"$f":"Z9*E9*AG9","v":8.4501805054151635},{"$f":"AA9*G9*AH9","v":8.353790613718413},{"$f":"AB9*I9*AI9","v":8.2574007220216608},{"$f":"AC9*K9*AJ9","v":8.1610108303249103},{"$f":"AD9*M9*AK9","v":8.0646209386281598},{"$f":"AE9*O9*AL9","v":7.9682310469314084}]
[null,63,17.6072202166065,11.24548736462094,16.900361010830323,10.988447653429603,16.193501805054154,10.731407942238269,15.518772563176896,10.442238267148014,14.844043321299639,10.153068592057762,14.297833935018051,9.9281588447653437,13.751624548736462,9.7032490974729253,null,0.98916967509025266,0.94945848375451258,0.90974729241877261,0.87184115523465699,0.83393501805054149,0.80324909747292417,0.77256317689530685,0.63868613138686137,0.65019011406844107,0.66269841269841268,0.67287784679089024,0.68398268398268403,0.69438202247191017,0.70560747663551404,1,1,1,1,1,1,1,11.24548736462094,10.988447653429603,10.731407942238269,10.442238267148014,10.153068592057762,9.9281588447653437,9.7032490974729253]
[null,59,16.514801444043322,13.687364620938629,16.097111913357402,13.366064981949458,15.679422382671481,13.044765342960289,15.229602888086642,12.659205776173284,14.779783393501805,12.273646209386282,14.362093862815886,11.920216606498196,13.944404332129965,11.566787003610109,null,0.92779783393501802,0.90433212996389889,0.88086642599277976,0.85559566787003605,0.83032490974729245,0.80685920577617332,0.78339350180505418,0.8287937743190662,0.83033932135728539,0.83196721311475408,0.83122362869198307,0.83043478260869563,0.82997762863534674,0.82949308755760365,1,1,1,1,1,1,1,13.687364620938629,13.366064981949458,13.044765342960289,12.659205776173284,12.273646209386282,11.920216606498196,11.566787003610109]
[76,71,20.081227436823106,8.4501805054151635,19.631407942238265,8.2895306859205764,19.181588447653429,8.1610108303249085,18.699638989169678,8.0003610108303249,18.21768953068592,7.8397111913357396,17.832129963898918,7.7111913357400734,17.446570397111916,7.550541516245489,null,1.128158844765343,1.1028880866425992,1.0776173285198556,1.0505415162454874,1.023465703971119,1.0018050541516246,0.98014440433213001,0.42080000000000001,0.42225859247135844,0.42546063651591287,0.42783505154639173,0.43033509700176364,0.43243243243243246,0.43278084714548803,1,1,1,1,1,1,1,8.4501805054151635,8.2895306859205764,8.1610108303249085,8.0003610108303249,7.8397111913357396,7.7111913357400734,7.550541516245489]
[null,67,18.860288808664261,10.827797833935019,18.378339350180507,10.667148014440434,{"$f":"T13*$G$17","v":17.864259927797836},10.50649819494585,17.414440433212999,10.377978339350182,16.996750902527076,10.249458483754513,16.546931407942239,10.088808664259927,16.097111913357402,9.9281588447653437,null,1.0595667870036101,1.0324909747292419,1.0036101083032491,0.97833935018050544,0.95487364620938631,0.9296028880866426,0.90433212996389889,0.57410562180579217,0.58041958041958042,0.58812949640287771,0.59594095940959413,0.60302457466918713,0.60970873786407764,0.61676646706586824,1,1,1,1,1,1,1,10.827797833935019,10.667148014440434,10.50649819494585,10.377978339350182,10.249458483754513,10.088808664259927,9.9281588447653437]
[null,63,17.189530685920577,13.333935018050541,16.643321299638988,13.109025270758121,16.097111913357402,12.851985559566788,15.615162454873648,12.659205776173286,15.133212996389892,12.434296028880867,14.747653429602888,12.305776173285199,14.362093862815886,12.145126353790616,null,0.96570397111913353,0.93501805054151621,0.90433212996389889,0.87725631768953072,0.85018050541516244,0.82851985559566788,0.80685920577617332,0.77570093457943923,0.78764478764478763,0.79840319361277445,0.81069958847736623,0.82165605095541405,0.83442265795206971,0.84563758389261745,1,1,1,1,1,1,1,13.333935018050541,13.109025270758121,12.851985559566788,12.659205776173286,12.434296028880867,12.305776173285199,12.145126353790616]
[null,59,16.611191335740074,15.454512635379063,16.161371841155237,15.068953068592061,15.711552346570398,14.683393501805055,15.26173285198556,14.265703971119134,14.811913357400721,13.848014440433213,14.394223826714802,13.462454873646209,13.976534296028881,13.076895306859205,null,0.93321299638989175,0.90794223826714804,0.88267148014440433,0.85740072202166062,0.83212996389891691,0.80866425992779778,0.78519855595667865,0.93036750483558994,0.93240556660039764,0.93456032719836402,0.9347368421052632,0.93492407809110634,0.9352678571428571,0.93563218390804592,1,1,1,1,1,1,1,15.454512635379063,15.068953068592061,14.683393501805055,14.265703971119134,13.848014440433213,13.462454873646209,13.076895306859205]
[80,71,19.213718411552346,10.602888086642599,18.924548736462096,10.50649819494585,18.635379061371843,10.410108303249098,18.442599277978342,10.345848375451267,18.249819494584838,10.28158844765343,17.8,10.056678700361012,17.350180505415164,9.8317689530685932,null,1.0794223826714802,1.0631768953068592,1.0469314079422383,1.036101083032491,1.0252707581227436,1,0.97472924187725629,0.55183946488294311,0.55517826825127337,0.55862068965517242,0.56097560975609762,0.56338028169014087,0.56498194945848379,0.56666666666666665,1,1,1,1,1,1,1,10.602888086642599,10.50649819494585,10.410108303249098,10.345848375451267,10.28158844765343,10.056678700361012,9.8317689530685932]
[null,67,18.699638989169678,13.109025270758124,18.249819494584838,12.91624548736462,17.8,12.723465703971121,17.414440433212999,12.562815884476535,17.028880866425993,12.402166064981948,16.611191335740074,12.209386281588449,16.193501805054154,12.016606498194948,null,1.0505415162454874,1.0252707581227436,1,0.97833935018050544,0.95667870036101088,0.93321299638989175,0.90974729241877261,0.7010309278350515,0.70774647887323938,0.71480144404332135,0.72140221402214022,0.72830188679245278,0.73500967117988392,0.74206349206349209,1,1,1,1,1,1,1,13.109025270758124,12.91624548736462,12.723465703971121,12.562815884476535,12.402166064981948,12.209386281588449,12.016606498194948]
[null,63,17.671480144404335,14.779783393501805,17.189530685920577,14.587003610108303,{"$f":"T18*$G$17","v":16.707581227436823},14.394223826714802,16.289891696750903,14.201444043321301,15.872202166064984,14.0086642599278,15.422382671480145,13.78375451263538,14.972563176895306,13.558844765342959,null,0.99277978339350181,0.96570397111913353,0.93862815884476536,0.91516245487364623,0.89169675090252709,0.86642599277978338,0.84115523465703967,0.83636363636363631,0.84859813084112146,0.86153846153846159,0.87179487179487181,0.88259109311740891,0.89375000000000004,0.90557939914163088,1,1,1,1,1,1,1,14.779783393501805,14.587003610108303,14.394223826714802,14.201444043321301,14.0086642599278,13.78375451263538,13.558844765342959]
[null,59,16.643321299638988,15.550902527075811,16.161371841155237,15.133212996389894,{"$f":"T19*$G$17","v":15.679422382671481},14.715523465703972,15.229602888086642,14.297833935018049,14.779783393501805,13.88014440433213,14.362093862815886,13.494584837545128,13.944404332129965,13.109025270758124,null,0.93501805054151621,0.90794223826714804,0.88086642599277976,0.85559566787003605,0.83032490974729245,0.80685920577617332,0.78339350180505418,0.93436293436293438,0.93638170974155066,0.93852459016393441,0.93881856540084385,0.93913043478260871,0.93959731543624159,0.94009216589861755,1,1,1,1,1,1,1,15.550902527075811,15.133212996389894,14.715523465703972,14.297833935018049,13.88014440433213,13.494584837545128,13.109025270758124]

{"sheet":"RA13_36","index":53,"n_rows":19,"n_cols":45,"rows_kept":19,"cut":false,"hidden":true,"merged":[[130,0,133,0],[120,12,121,12],[120,13,121,13],[120,14,121,14],[120,15,121,15],[122,0,125,0],[126,0,129,0],[119,12,119,13],[119,14,119,15],[120,4,121,4],[120,5,121,5],[120,6,121,6],[120,7,121,7],[120,8,121,8],[120,9,121,9],[120,10,121,10],[120,11,121,11],[119,0,121,0],[119,1,121,1],[119,4,119,5],[119,6,119,7],[119,8,119,9],[119,10,119,11],[111,0,114,0],[117,0,118,1],[117,4,117,15],[118,4,118,5],[118,6,118,7],[118,8,118,9],[118,10,118,11],[118,12,118,13],[118,14,118,15],[101,12,102,12],[101,13,102,13],[101,14,102,14],[101,15,102,15],[103,0,106,0],[107,0,110,0],[100,12,100,13],[100,14,100,15],[101,4,102,4],[101,5,102,5],[101,6,102,6],[101,7,102,7],[101,8,102,8],[101,9,102,9],[101,10,102,10],[101,11,102,11],[100,0,102,0],[100,1,102,1],[100,4,100,5],[100,6,100,7],[100,8,100,9],[100,10,100,11],[92,0,95,0],[98,0,99,1],[98,4,98,15],[99,4,99,5],[99,6,99,7],[99,8,99,9],[99,10,99,11],[99,12,99,13],[99,14,99,15],[82,12,83,12],[82,13,83,13],[82,14,83,14],[82,15,83,15],[84,0,87,0],[88,0,91,0],[81,12,81,13],[81,14,81,15],[82,4,83,4],[82,5,83,5],[82,6,83,6],[82,7,83,7],[82,8,83,8],[82,9,83,9],[82,10,83,10],[82,11,83,11],[81,0,83,0],[81,1,83,1],[81,4,81,5],[81,6,81,7],[81,8,81,9],[81,10,81,11],[73,0,76,0],[79,0,80,1],[79,4,79,15],[80,4,80,5],[80,6,80,7],[80,8,80,9],[80,10,80,11],[80,12,80,13],[80,14,80,15],[63,12,64,12],[63,13,64,13],[63,14,64,14],[63,15,64,15],[65,0,68,0],[69,0,72,0],[62,12,62,13],[62,14,62,15],[63,4,64,4],[63,5,64,5],[63,6,64,6],[63,7,64,7],[63,8,64,8],[63,9,64,9],[63,10,64,10],[63,11,64,11],[62,0,64,0],[62,1,64,1],[62,4,62,5],[62,6,62,7],[62,8,62,9],[62,10,62,11],[54,0,57,0],[60,0,61,1],[60,4,60,15],[61,4,61,5],[61,6,61,7],[61,8,61,9],[61,10,61,11],[61,12,61,13],[61,14,61,15],[44,12,45,12],[44,13,45,13],[44,14,45,14],[44,15,45,15],[46,0,49,0],[50,0,53,0],[43,12,43,13],[43,14,43,15],[44,4,45,4],[44,5,45,5],[44,6,45,6],[44,7,45,7],[44,8,45,8],[44,9,45,9],[44,10,45,10],[44,11,45,11],[43,0,45,0],[43,1,45,1],[43,4,43,5],[43,6,43,7],[43,8,43,9],[43,10,43,11],[41,4,41,15],[42,4,42,5],[42,6,42,7],[42,8,42,9],[42,10,42,11],[42,12,42,13],[42,14,42,15],[7,0,10,0],[11,0,14,0],[15,0,18,0],[31,0,34,0],[35,0,38,0],[41,0,42,1],[5,10,6,10],[5,11,6,11],[5,12,6,12],[5,13,6,13],[5,14,6,14],[5,15,6,15],[4,10,4,11],[4,12,4,13],[4,14,4,15],[5,2,6,2],[5,3,6,3],[5,4,6,4],[5,5,6,5],[5,6,6,6],[5,7,6,7],[5,8,6,8],[4,0,6,0],[4,1,6,1],[4,2,4,3],[4,4,4,5],[4,6,4,7],[4,8,4,9],[5,9,6,9],[2,0,2,1],[2,2,2,15],[3,2,3,3],[3,4,3,5],[3,6,3,7],[3,8,3,9],[3,10,3,11],[3,12,3,13],[3,14,3,15]]}
[]
["RA13_36"]
["Evaporator Air Flow",null,"Condenser  Entering Air Temperature ˚F"]
[950,"CFM",85,null,90,null,95,null,100,null,105,null,110,null,115]
["Evap. Air °F DB","EWB†\n˚F","Capacity Mbtuh",null,"Capacity Mbtuh",null,"Capacity Mbtuh",null,"Capacity Mbtuh",null,"Capacity Mbtuh",null,"Capacity Mbtuh",null,"Capacity Mbtuh"]
[null,null,"Total","Sens.","Total","Sens.","Total","Sens.","Total","Sens.","Total","Sens.","Total","Sens.","Total","Sens."]
[null,null,null,null,null,null,null,null,null,null,null,null,null,null,null,null,null,"Total Factors",null,null,null,null,null,null,"Sens. %",null,null,null,null,null,null,"IDB Adj",null,null,null,null,null,null,"Sens Calc"]
[72,71,{"$f":"R8*$G$17","v":19.9859649122807},{"$f":"IF(AM8>C8,C8,AM8)","v":5.9333333333333327},{"$f":"S8*$G$17","v":19.49152046783626},{"$f":"IF(AN8>E8,E8,AN8)","v":5.829239766081872},{"$f":"T8*$G$17","v":18.997076023391813},{"$f":"IF(AO8>G8,G8,AO8)","v":5.7251461988304087},{"$f":"U8*$G$17","v":18.476608187134502},{"$f":"IF(AP8>I8,I8,AP8)","v":5.6210526315789471},{"$f":"V8*$G$17","v":17.956140350877195},{"$f":"IF(AQ8>K8,K8,AQ8)","v":5.5169590643274864},{"$f":"W8*$G$17","v":17.331578947368421},{"$f":"IF(AR8>M8,M8,AR8)","v":5.3868421052631579},{"$f":"X8*$G$17","v":16.707017543859649},{"$f":"IF(AS8>O8,O8,AS8)","v":5.2567251461988302},null,1.1228070175438596,1.0950292397660819,1.067251461988304,1.0380116959064327,1.0087719298245614,0.97368421052631582,0.93859649122807021,0.296875,0.29906542056074764,0.30136986301369861,0.30422535211267604,0.30724637681159422,0.3108108108108108,0.31464174454828658,1,1,1,1,1,1,1,{"$f":"Y8*C8*AF8","v":5.9333333333333327},{"$f":"Z8*E8*AG8","v":5.829239766081872},{"$f":"AA8*G8*AH8","v":5.7251461988304087},{"$f":"AB8*I8*AI8","v":5.6210526315789471},{"$f":"AC8*K8*AJ8","v":5.5169590643274864},{"$f":"AD8*M8*AK8","v":5.3868421052631579},{"$f":"AE8*O8*AL8","v":5.2567251461988302}]
[null,67,{"$f":"R9*$G$17","v":18.736842105263158},8.223391812865497,{"$f":"S9*$G$17","v":18.268421052631581},{"$f":"IF(AN9>E9,E9,AN9)","v":8.1453216374269015},{"$f":"T9*$G$17","v":17.8},{"$f":"IF(AO9>G9,G9,AO9)","v":8.0672514619883042},{"$f":"U9*$G$17","v":17.27953216374269},{"$f":"IF(AP9>I9,I9,AP9)","v":7.9631578947368427},{"$f":"V9*$G$17","v":16.75906432748538},{"$f":"IF(AQ9>K9,K9,AQ9)","v":7.8590643274853802},{"$f":"W9*$G$17","v":16.160526315789475},{"$f":"IF(AR9>M9,M9,AR9)","v":7.7289473684210535},{"$f":"X9*$G$17","v":15.561988304093568},{"$f":"IF(AS9>O9,O9,AS9)","v":7.5988304093567258},null,1.0526315789473684,1.0263157894736843,1,0.9707602339181286,0.94152046783625731,0.90789473684210531,0.8742690058479532,0.43888888888888888,0.44586894586894588,0.45321637426900585,0.46084337349397592,0.46894409937888198,0.47826086956521741,0.48829431438127091,1,1,1,1,1,1,1,{"$f":"Y9*C9*AF9","v":8.223391812865497},{"$f":"Z9*E9*AG9","v":8.1453216374269015},{"$f":"AA9*G9*AH9","v":8.0672514619883042},{"$f":"AB9*I9*AI9","v":7.9631578947368427},{"$f":"AC9*K9*AJ9","v":7.8590643274853802},{"$f":"AD9*M9*AK9","v":7.7289473684210535},{"$f":"AE9*O9*AL9","v":7.5988304093567258}]
[null,63,17.591812865497076,10.4093567251462,17.149415204678363,10.331286549707603,16.707017543859649,10.253216374269005,16.134502923976608,10.123099415204679,15.561988304093568,9.9929824561403517,14.963450292397662,9.8628654970760241,14.364912280701754,9.7327485380116965,null,0.98830409356725146,0.96345029239766078,0.93859649122807021,0.9064327485380117,0.8742690058479532,0.84064327485380119,0.80701754385964908,0.59171597633136097,0.60242792109256449,0.61370716510903423,0.6274193548387097,0.64214046822742477,0.65913043478260869,0.67753623188405798,1,1,1,1,1,1,1,10.4093567251462,10.331286549707603,10.253216374269005,10.123099415204679,9.9929824561403517,9.8628654970760241,9.7327485380116965]
[null,59,15.978362573099416,13.219883040935674,15.770175438596491,13.037719298245612,15.561988304093568,12.855555555555556,15.093567251461989,12.465204678362575,14.625146198830411,12.074853801169592,14.026608187134503,11.580409356725145,13.428070175438597,11.085964912280703,null,0.89766081871345027,0.88596491228070173,0.8742690058479532,0.84795321637426901,0.82163742690058483,0.78801169590643272,0.75438596491228072,0.82736156351791534,0.82673267326732669,0.82608695652173914,0.82586206896551728,0.82562277580071175,0.82560296846011128,0.82558139534883723,1,1,1,1,1,1,1,13.219883040935674,13.037719298245612,12.855555555555556,12.465204678362575,12.074853801169592,11.580409356725145,11.085964912280703]
[76,71,19.959941520467837,7.2605263157894733,19.517543859649123,7.1304093567251465,19.049122807017543,7.0263157894736841,18.528654970760236,6.8961988304093573,18.008187134502926,6.7400584795321645,17.409649122807018,6.5839181286549708,16.81111111111111,6.4277777777777771,null,1.121345029239766,1.0964912280701755,1.0701754385964912,1.0409356725146199,1.0116959064327486,0.97807017543859653,0.94444444444444442,0.36375488917861798,0.36533333333333334,0.36885245901639346,0.37219101123595505,0.37427745664739887,0.37817638266068759,0.38235294117647056,1,1,1,1,1,1,1,7.2605263157894733,7.1304093567251465,7.0263157894736841,6.8961988304093573,6.7400584795321645,6.5839181286549708,6.4277777777777771]
[null,67,18.710818713450291,9.6026315789473689,18.268421052631581,9.4725146198830412,{"$f":"T13*$G$17","v":17.8},9.3684210526315788,17.27953216374269,9.212280701754386,16.733040935672516,9.0821637426900601,16.160526315789475,8.9,15.561988304093568,8.7438596491228058,null,1.0511695906432748,1.0263157894736843,1,0.9707602339181286,0.9400584795321637,0.90789473684210531,0.8742690058479532,0.51321279554937416,0.51851851851851849,0.52631578947368418,0.5331325301204819,0.5427682737169518,0.55072463768115942,0.56187290969899661,1,1,1,1,1,1,1,9.6026315789473689,9.4725146198830412,9.3684210526315788,9.212280701754386,9.0821637426900601,8.9,8.7438596491228058]
[null,63,17.565789473684209,12.829532163742689,17.097368421052632,12.673391812865498,16.628947368421052,12.517251461988304,16.108479532163742,12.361111111111111,15.588011695906435,12.178947368421055,14.989473684210527,11.97076023391813,14.390935672514621,11.73654970760234,null,0.98684210526315785,0.96052631578947367,0.93421052631578949,0.90497076023391809,0.8757309941520468,0.84210526315789469,0.80847953216374269,0.73037037037037034,0.74124809741248099,0.75273865414710484,0.76736672051696286,0.78130217028380633,0.79861111111111116,0.81555153707052441,1,1,1,1,1,1,1,12.829532163742689,12.673391812865498,12.517251461988304,12.361111111111111,12.178947368421055,11.97076023391813,11.73654970760234]
[null,59,16.3687134502924,15.275730994152049,15.978362573099416,14.911403508771929,15.588011695906435,14.547076023391815,15.093567251461989,14.052631578947368,14.573099415204679,13.558187134502925,14.00058479532164,13.037719298245616,13.402046783625732,12.49122807017544,null,0.91959064327485385,0.89766081871345027,0.8757309941520468,0.84795321637426901,0.81871345029239762,0.78654970760233922,0.75292397660818711,0.93322734499205084,0.9332247557003257,0.93322203672787984,0.93103448275862066,0.93035714285714288,0.93122676579925645,0.93203883495145634,1,1,1,1,1,1,1,15.275730994152049,14.911403508771929,14.547076023391815,14.052631578947368,13.558187134502925,13.037719298245616,12.49122807017544]
[80,71,19.933918128654973,9.8888888888888893,19.465497076023393,9.7067251461988313,18.997076023391813,9.5245614035087733,18.476608187134502,9.3163742690058466,17.956140350877195,9.1081871345029253,17.383625730994154,8.8739766081871352,16.81111111111111,8.6397660818713451,null,1.1198830409356726,1.0935672514619883,1.067251461988304,1.0380116959064327,1.0087719298245614,0.97660818713450293,0.94444444444444442,0.4960835509138381,0.49866310160427807,0.50136986301369868,0.50422535211267605,0.50724637681159424,0.51047904191616766,0.51393188854489169,1,1,1,1,1,1,1,9.8888888888888893,9.7067251461988313,9.5245614035087733,9.3163742690058466,9.1081871345029253,8.8739766081871352,8.6397660818713451]
[null,67,18.736842105263158,11.970760233918128,18.268421052631581,11.788596491228072,17.8,11.606432748538012,17.27953216374269,11.398245614035087,16.75906432748538,11.190058479532164,16.160526315789475,10.955847953216376,15.561988304093568,10.721637426900585,null,1.0526315789473684,1.0263157894736843,1,0.9707602339181286,0.94152046783625731,0.90789473684210531,0.8742690058479532,0.63888888888888884,0.64529914529914534,0.65204678362573099,0.65963855421686746,0.66770186335403725,0.677938808373591,0.68896321070234112,1,1,1,1,1,1,1,11.970760233918128,11.788596491228072,11.606432748538012,11.398245614035087,11.190058479532164,10.955847953216376,10.721637426900585]
[null,63,17.591812865497076,13.896491228070175,17.123391812865499,13.714327485380117,{"$f":"T18*$G$17","v":16.654970760233919},13.532163742690059,16.134502923976608,13.323976608187134,15.614035087719298,13.11578947368421,15.015497076023392,12.881578947368421,14.416959064327486,12.647368421052633,null,0.98830409356725146,0.96198830409356728,0.93567251461988299,0.9064327485380117,0.8771929824561403,0.8435672514619883,0.8099415204678363,0.7899408284023669,0.80091185410334342,0.8125,0.82580645161290323,0.84,0.8578856152512998,0.87725631768953072,1,1,1,1,1,1,1,13.896491228070175,13.714327485380117,13.532163742690059,13.323976608187134,13.11578947368421,12.881578947368421,12.647368421052633]
[null,59,16.550877192982458,15.457894736842107,16.056432748538011,15.015497076023392,{"$f":"T19*$G$17","v":15.561988304093568},14.573099415204679,15.041520467836259,14.078654970760235,14.521052631578948,13.58421052631579,13.948538011695906,13.037719298245612,13.376023391812867,12.49122807017544,null,0.92982456140350878,0.90204678362573099,0.8742690058479532,0.84502923976608191,0.81578947368421051,0.783625730994152,0.75146198830409361,0.93396226415094341,0.93517017828200977,0.9364548494983278,0.93598615916955019,0.93548387096774188,0.93470149253731338,0.93385214007782102,1,1,1,1,1,1,1,15.457894736842107,15.015497076023392,14.573099415204679,14.078654970760235,13.58421052631579,13.037719298245612,12.49122807017544]

{"sheet":"RA13_42","index":54,"n_rows":19,"n_cols":45,"rows_kept":19,"cut":false,"hidden":true,"merged":[[130,0,133,0],[120,12,121,12],[120,13,121,13],[120,14,121,14],[120,15,121,15],[122,0,125,0],[126,0,129,0],[119,12,119,13],[119,14,119,15],[120,4,121,4],[120,5,121,5],[120,6,121,6],[120,7,121,7],[120,8,121,8],[120,9,121,9],[120,10,121,10],[120,11,121,11],[119,0,121,0],[119,1,121,1],[119,4,119,5],[119,6,119,7],[119,8,119,9],[119,10,119,11],[111,0,114,0],[117,0,118,1],[117,4,117,15],[118,4,118,5],[118,6,118,7],[118,8,118,9],[118,10,118,11],[118,12,118,13],[118,14,118,15],[101,12,102,12],[101,13,102,13],[101,14,102,14],[101,15,102,15],[103,0,106,0],[107,0,110,0],[100,12,100,13],[100,14,100,15],[101,4,102,4],[101,5,102,5],[101,6,102,6],[101,7,102,7],[101,8,102,8],[101,9,102,9],[101,10,102,10],[101,11,102,11],[100,0,102,0],[100,1,102,1],[100,4,100,5],[100,6,100,7],[100,8,100,9],[100,10,100,11],[92,0,95,0],[98,0,99,1],[98,4,98,15],[99,4,99,5],[99,6,99,7],[99,8,99,9],[99,10,99,11],[99,12,99,13],[99,14,99,15],[82,12,83,12],[82,13,83,13],[82,14,83,14],[82,15,83,15],[84,0,87,0],[88,0,91,0],[81,12,81,13],[81,14,81,15],[82,4,83,4],[82,5,83,5],[82,6,83,6],[82,7,83,7],[82,8,83,8],[82,9,83,9],[82,10,83,10],[82,11,83,11],[81,0,83,0],[81,1,83,1],[81,4,81,5],[81,6,81,7],[81,8,81,9],[81,10,81,11],[73,0,76,0],[79,0,80,1],[79,4,79,15],[80,4,80,5],[80,6,80,7],[80,8,80,9],[80,10,80,11],[80,12,80,13],[80,14,80,15],[63,12,64,12],[63,13,64,13],[63,14,64,14],[63,15,64,15],[65,0,68,0],[69,0,72,0],[62,12,62,13],[62,14,62,15],[63,4,64,4],[63,5,64,5],[63,6,64,6],[63,7,64,7],[63,8,64,8],[63,9,64,9],[63,10,64,10],[63,11,64,11],[62,0,64,0],[62,1,64,1],[62,4,62,5],[62,6,62,7],[62,8,62,9],[62,10,62,11],[54,0,57,0],[60,0,61,1],[60,4,60,15],[61,4,61,5],[61,6,61,7],[61,8,61,9],[61,10,61,11],[61,12,61,13],[61,14,61,15],[44,12,45,12],[44,13,45,13],[44,14,45,14],[44,15,45,15],[46,0,49,0],[50,0,53,0],[43,12,43,13],[43,14,43,15],[44,4,45,4],[44,5,45,5],[44,6,45,6],[44,7,45,7],[44,8,45,8],[44,9,45,9],[44,10,45,10],[44,11,45,11],[43,0,45,0],[43,1,45,1],[43,4,43,5],[43,6,43,7],[43,8,43,9],[43,10,43,11],[41,4,41,15],[42,4,42,5],[42,6,42,7],[42,8,42,9],[42,10,42,11],[42,12,42,13],[42,14,42,15],[7,0,10,0],[11,0,14,0],[15,0,18,0],[31,0,34,0],[35,0,38,0],[41,0,42,1],[5,10,6,10],[5,11,6,11],[5,12,6,12],[5,13,6,13],[5,14,6,14],[5,15,6,15],[4,10,4,11],[4,12,4,13],[4,14,4,15],[5,2,6,2],[5,3,6,3],[5,4,6,4],[5,5,6,5],[5,6,6,6],[5,7,6,7],[5,8,6,8],[4,0,6,0],[4,1,6,1],[4,2,4,3],[4,4,4,5],[4,6,4,7],[4,8,4,9],[5,9,6,9],[2,0,2,1],[2,2,2,15],[3,2,3,3],[3,4,3,5],[3,6,3,7],[3,8,3,9],[3,10,3,11],[3,12,3,13],[3,14,3,15]]}
[]
["RA13_42"]
["Evaporator Air Flow",null,"Condenser  Entering Air Temperature ˚F"]
[1050,"CFM",85,null,90,null,95,null,100,null,105,null,110,null,115]
["Evap. Air °F DB","EWB†\n˚F","Capacity Mbtuh",null,"Capacity Mbtuh",null,"Capacity Mbtuh",null,"Capacity Mbtuh",null,"Capacity Mbtuh",null,"Capacity Mbtuh",null,"Capacity Mbtuh"]
[null,null,"Total","Sens.","Total","Sens.","Total","Sens.","Total","Sens.","Total","Sens.","Total","Sens.","Total","Sens."]
[null,null,null,null,null,null,null,null,null,null,null,null,null,null,null,null,null,"Total Factors",null,null,null,null,null,null,"Sens. %",null,null,null,null,null,null,"IDB Adj",null,null,null,null,null,null,"Sens Calc"]
[72,71,{"$f":"R8*$G$17","v":19.22596685082873},{"$f":"IF(AM8>C8,C8,AM8)","v":6.9331491712707178},{"$f":"S8*$G$17","v":18.832596685082873},{"$f":"IF(AN8>E8,E8,AN8)","v":6.9085635359116022},{"$f":"T8*$G$17","v":18.439226519337019},{"$f":"IF(AO8>G8,G8,AO8)","v":6.8839779005524875},{"$f":"U8*$G$17","v":17.996685082872929},{"$f":"IF(AP8>I8,I8,AP8)","v":6.8348066298342545},{"$f":"V8*$G$17","v":17.554143646408839},{"$f":"IF(AQ8>K8,K8,AQ8)","v":6.7856353591160223},{"$f":"W8*$G$17","v":16.988674033149174},{"$f":"IF(AR8>M8,M8,AR8)","v":6.6381215469613268},{"$f":"X8*$G$17","v":16.423204419889505},{"$f":"IF(AS8>O8,O8,AS8)","v":6.4906077348066304},null,1.080110497237569,1.0580110497237569,1.0359116022099448,1.011049723756906,0.98618784530386738,0.95441988950276246,0.92265193370165743,0.36061381074168797,0.36684073107049608,0.37333333333333335,0.3797814207650273,0.38655462184873951,0.3907380607814761,0.39520958083832336,1,1,1,1,1,1,1,{"$f":"Y8*C8*AF8","v":6.9331491712707178},{"$f":"Z8*E8*AG8","v":6.9085635359116022},{"$f":"AA8*G8*AH8","v":6.8839779005524875},{"$f":"AB8*I8*AI8","v":6.8348066298342545},{"$f":"AC8*K8*AJ8","v":6.7856353591160223},{"$f":"AD8*M8*AK8","v":6.6381215469613268},{"$f":"AE8*O8*AL8","v":6.4906077348066304}]
[null,67,{"$f":"R9*$G$17","v":18.340883977900553},9.2933701657458574,{"$f":"S9*$G$17","v":17.972099447513813},{"$f":"IF(AN9>E9,E9,AN9)","v":9.2933701657458556},{"$f":"T9*$G$17","v":17.603314917127072},{"$f":"IF(AO9>G9,G9,AO9)","v":9.2933701657458574},{"$f":"U9*$G$17","v":17.136187845303866},{"$f":"IF(AP9>I9,I9,AP9)","v":9.2196132596685061},{"$f":"V9*$G$17","v":16.669060773480663},{"$f":"IF(AQ9>K9,K9,AQ9)","v":9.1458563535911601},{"$f":"W9*$G$17","v":16.079005524861877},{"$f":"IF(AR9>M9,M9,AR9)","v":8.9983425414364628},{"$f":"X9*$G$17","v":15.488950276243095},{"$f":"IF(AS9>O9,O9,AS9)","v":8.8508287292817673},null,1.0303867403314917,1.0096685082872927,0.98895027624309395,0.96270718232044195,0.93646408839779005,0.90331491712707179,0.87016574585635365,0.50670241286863271,0.51709986320109436,0.52793296089385477,0.53802008608321372,0.54867256637168138,0.55963302752293576,0.5714285714285714,1,1,1,1,1,1,1,{"$f":"Y9*C9*AF9","v":9.2933701657458574},{"$f":"Z9*E9*AG9","v":9.2933701657458556},{"$f":"AA9*G9*AH9","v":9.2933701657458574},{"$f":"AB9*I9*AI9","v":9.2196132596685061},{"$f":"AC9*K9*AJ9","v":9.1458563535911601},{"$f":"AD9*M9*AK9","v":8.9983425414364628},{"$f":"AE9*O9*AL9","v":8.8508287292817673}]
[null,63,17.652486187845305,11.358563535911603,17.234530386740332,11.333977900552487,16.816574585635362,11.309392265193372,16.349447513812155,11.235635359116023,15.88232044198895,11.161878453038675,15.316850828729283,11.014364640883979,14.751381215469614,10.866850828729282,null,0.99171270718232041,0.96823204419889508,0.94475138121546964,0.91850828729281764,0.89226519337016574,0.86049723756906082,0.82872928176795579,0.64345403899721454,0.65763195435092725,0.67251461988304095,0.68721804511278195,0.70278637770897834,0.7191011235955056,0.73666666666666669,1,1,1,1,1,1,1,11.358563535911603,11.333977900552487,11.309392265193372,11.235635359116023,11.161878453038675,11.014364640883979,10.866850828729282]
[null,59,17.06243093922652,14.358011049723757,16.693646408839779,14.112154696132597,16.324861878453039,13.866298342541437,16.079005524861877,13.645027624309391,15.833149171270717,13.423756906077347,15.783977900552488,13.374585635359118,15.734806629834255,13.325414364640885,null,0.95856353591160226,0.93784530386740328,0.91712707182320441,0.90331491712707179,0.88950276243093918,0.88674033149171272,0.88397790055248615,0.84149855907780979,0.84536082474226804,0.8493975903614458,0.84862385321100919,0.84782608695652173,0.84735202492211836,0.84687500000000004,1,1,1,1,1,1,1,14.358011049723757,14.112154696132597,13.866298342541437,13.645027624309391,13.423756906077347,13.374585635359118,13.325414364640885]
[76,71,20.184806629834256,8.6295580110497241,19.643922651933703,8.5312154696132598,19.127624309392267,8.4328729281767973,18.635911602209948,8.3099447513812166,18.119613259668508,8.2116022099447505,17.529558011049726,8.0149171270718238,16.939502762430941,7.8428176795580118,null,1.1339779005524862,1.1035911602209945,1.0745856353591161,1.0469613259668509,1.0179558011049723,0.98480662983425415,0.9516574585635359,0.42752740560292324,0.43429286608260326,0.44087403598971725,0.44591029023746703,0.45318860244233378,0.45722300140252453,0.46298984034833091,1,1,1,1,1,1,1,8.6295580110497241,8.5312154696132598,8.4328729281767973,8.3099447513812166,8.2116022099447505,8.0149171270718238,7.8428176795580118]
[null,67,19.840607734806628,11.506077348066297,18.955524861878452,11.186464088397789,{"$f":"T13*$G$17","v":18.070441988950275},10.86685082872928,17.50497237569061,10.719337016574588,16.964088397790054,10.547237569060773,16.374033149171272,10.350552486187846,15.783977900552488,10.153867403314919,null,1.1146408839779005,1.0649171270718232,1.0151933701657458,0.98342541436464093,0.95303867403314912,0.91988950276243098,0.88674033149171272,0.5799256505576208,0.59014267185473412,0.60136054421768703,0.61235955056179781,0.62173913043478257,0.63213213213213215,0.64330218068535827,1,1,1,1,1,1,1,11.506077348066297,11.186464088397789,10.86685082872928,10.719337016574588,10.547237569060773,10.350552486187846,10.153867403314919]
[null,63,17.529558011049726,13.718784530386744,17.185359116022099,13.669613259668507,16.816574585635362,13.595856353591163,16.349447513812155,13.47292817679558,15.857734806629836,13.325414364640885,15.316850828729283,13.10414364640884,14.751381215469614,12.907458563535911,null,0.98480662983425415,0.96546961325966851,0.94475138121546964,0.91850828729281764,0.89088397790055252,0.86049723756906082,0.82872928176795579,0.78260869565217395,0.79542203147353363,0.80847953216374269,0.82406015037593983,0.84031007751937981,0.85553772070626,0.875,1,1,1,1,1,1,1,13.718784530386744,13.669613259668507,13.595856353591163,13.47292817679558,13.325414364640885,13.10414364640884,12.907458563535911]
[null,59,17.406629834254144,16.496961325966851,17.111602209944753,16.275690607734809,16.841160220994475,16.054419889502761,16.669060773480663,15.906906077348065,16.521546961325967,15.759392265193371,16.12817679558011,15.390607734806629,15.759392265193371,15.021823204419892,null,0.97790055248618779,0.96132596685082872,0.94613259668508287,0.93646408839779005,0.92817679558011046,0.90607734806629836,0.88535911602209949,0.94774011299435024,0.95114942528735635,0.95328467153284668,0.95427728613569318,0.95386904761904767,0.95426829268292679,0.95319812792511704,1,1,1,1,1,1,1,16.496961325966851,16.275690607734809,16.054419889502761,15.906906077348065,15.759392265193371,15.390607734806629,15.021823204419892]
[80,71,19.176795580110497,10.719337016574586,18.808011049723756,10.645580110497237,18.439226519337019,10.571823204419891,17.972099447513813,10.399723756906077,17.50497237569061,10.227624309392265,16.939502762430941,9.9817679558011054,16.374033149171272,9.7359116022099457,null,1.0773480662983426,1.0566298342541436,1.0359116022099448,1.0096685082872927,0.98342541436464093,0.9516574585635359,0.91988950276243098,0.55897435897435899,0.56601307189542482,0.57333333333333336,0.57865937072503415,0.5842696629213483,0.58925979680696661,0.59459459459459463,1,1,1,1,1,1,1,10.719337016574586,10.645580110497237,10.571823204419891,10.399723756906077,10.227624309392265,9.9817679558011054,9.7359116022099457]
[null,67,19.029281767955801,13.423756906077349,18.414640883977903,13.177900552486189,17.8,12.932044198895028,17.283701657458565,12.735359116022099,16.767403314917129,12.538674033149173,16.300276243093922,12.366574585635359,15.833149171270717,12.194475138121547,null,1.069060773480663,1.0345303867403315,1,0.97099447513812154,0.94198895027624308,0.91574585635359118,0.88950276243093918,0.70542635658914732,0.71562082777036051,0.72651933701657456,0.73684210526315785,0.74780058651026393,0.75867269984917041,0.77018633540372672,1,1,1,1,1,1,1,13.423756906077349,13.177900552486189,12.932044198895028,12.735359116022099,12.538674033149173,12.366574585635359,12.194475138121547]
[null,63,19.275138121546959,16.226519337016573,18.881767955801106,16.152762430939227,{"$f":"T18*$G$17","v":18.488397790055249},16.079005524861877,17.87375690607735,15.808563535911603,17.259116022099448,15.538121546961326,16.64447513812155,15.267679558011052,16.029834254143648,14.997237569060776,null,1.0828729281767955,1.0607734806629834,1.0386740331491713,1.0041436464088398,0.96961325966850831,0.93508287292817682,0.90055248618784534,0.84183673469387754,0.85546875,0.86968085106382975,0.88445667125171934,0.90028490028490027,0.91728212703101919,0.93558282208588961,1,1,1,1,1,1,1,16.226519337016573,16.152762430939227,16.079005524861877,15.808563535911603,15.538121546961326,15.267679558011052,14.997237569060776]
[null,59,18.832596685082873,17.898342541436463,18.414640883977903,17.554143646408843,{"$f":"T19*$G$17","v":17.996685082872929},17.209944751381215,17.480386740331493,16.718232044198896,16.964088397790054,16.226519337016573,16.349447513812155,15.636464088397791,15.734806629834255,15.046408839779007,null,1.0580110497237569,1.0345303867403315,1.011049723756906,0.98204419889502759,0.95303867403314912,0.91850828729281764,0.88397790055248615,0.95039164490861616,0.95327102803738317,0.95628415300546443,0.95639943741209565,0.95652173913043481,0.95639097744360901,0.95625000000000004,1,1,1,1,1,1,1,17.898342541436463,17.554143646408843,17.209944751381215,16.718232044198896,16.226519337016573,15.636464088397791,15.046408839779007]

{"sheet":"RA13_48","index":55,"n_rows":19,"n_cols":45,"rows_kept":19,"cut":false,"hidden":true,"merged":[[130,0,133,0],[120,12,121,12],[120,13,121,13],[120,14,121,14],[120,15,121,15],[122,0,125,0],[126,0,129,0],[119,12,119,13],[119,14,119,15],[120,4,121,4],[120,5,121,5],[120,6,121,6],[120,7,121,7],[120,8,121,8],[120,9,121,9],[120,10,121,10],[120,11,121,11],[119,0,121,0],[119,1,121,1],[119,4,119,5],[119,6,119,7],[119,8,119,9],[119,10,119,11],[111,0,114,0],[117,0,118,1],[117,4,117,15],[118,4,118,5],[118,6,118,7],[118,8,118,9],[118,10,118,11],[118,12,118,13],[118,14,118,15],[101,12,102,12],[101,13,102,13],[101,14,102,14],[101,15,102,15],[103,0,106,0],[107,0,110,0],[100,12,100,13],[100,14,100,15],[101,4,102,4],[101,5,102,5],[101,6,102,6],[101,7,102,7],[101,8,102,8],[101,9,102,9],[101,10,102,10],[101,11,102,11],[100,0,102,0],[100,1,102,1],[100,4,100,5],[100,6,100,7],[100,8,100,9],[100,10,100,11],[92,0,95,0],[98,0,99,1],[98,4,98,15],[99,4,99,5],[99,6,99,7],[99,8,99,9],[99,10,99,11],[99,12,99,13],[99,14,99,15],[82,12,83,12],[82,13,83,13],[82,14,83,14],[82,15,83,15],[84,0,87,0],[88,0,91,0],[81,12,81,13],[81,14,81,15],[82,4,83,4],[82,5,83,5],[82,6,83,6],[82,7,83,7],[82,8,83,8],[82,9,83,9],[82,10,83,10],[82,11,83,11],[81,0,83,0],[81,1,83,1],[81,4,81,5],[81,6,81,7],[81,8,81,9],[81,10,81,11],[73,0,76,0],[79,0,80,1],[79,4,79,15],[80,4,80,5],[80,6,80,7],[80,8,80,9],[80,10,80,11],[80,12,80,13],[80,14,80,15],[63,12,64,12],[63,13,64,13],[63,14,64,14],[63,15,64,15],[65,0,68,0],[69,0,72,0],[62,12,62,13],[62,14,62,15],[63,4,64,4],[63,5,64,5],[63,6,64,6],[63,7,64,7],[63,8,64,8],[63,9,64,9],[63,10,64,10],[63,11,64,11],[62,0,64,0],[62,1,64,1],[62,4,62,5],[62,6,62,7],[62,8,62,9],[62,10,62,11],[54,0,57,0],[60,0,61,1],[60,4,60,15],[61,4,61,5],[61,6,61,7],[61,8,61,9],[61,10,61,11],[61,12,61,13],[61,14,61,15],[44,12,45,12],[44,13,45,13],[44,14,45,14],[44,15,45,15],[46,0,49,0],[50,0,53,0],[43,12,43,13],[43,14,43,15],[44,4,45,4],[44,5,45,5],[44,6,45,6],[44,7,45,7],[44,8,45,8],[44,9,45,9],[44,10,45,10],[44,11,45,11],[43,0,45,0],[43,1,45,1],[43,4,43,5],[43,6,43,7],[43,8,43,9],[43,10,43,11],[41,4,41,15],[42,4,42,5],[42,6,42,7],[42,8,42,9],[42,10,42,11],[42,12,42,13],[42,14,42,15],[7,0,10,0],[11,0,14,0],[15,0,18,0],[31,0,34,0],[35,0,38,0],[41,0,42,1],[5,10,6,10],[5,11,6,11],[5,12,6,12],[5,13,6,13],[5,14,6,14],[5,15,6,15],[4,10,4,11],[4,12,4,13],[4,14,4,15],[5,2,6,2],[5,3,6,3],[5,4,6,4],[5,5,6,5],[5,6,6,6],[5,7,6,7],[5,8,6,8],[4,0,6,0],[4,1,6,1],[4,2,4,3],[4,4,4,5],[4,6,4,7],[4,8,4,9],[5,9,6,9],[2,0,2,1],[2,2,2,15],[3,2,3,3],[3,4,3,5],[3,6,3,7],[3,8,3,9],[3,10,3,11],[3,12,3,13],[3,14,3,15]]}
[]
["RA13_48"]
["Evaporator Air Flow",null,"Condenser  Entering Air Temperature ˚F"]
[1250,"CFM",85,null,90,null,95,null,100,null,105,null,110,null,115]
["Evap. Air °F DB","EWB†\n˚F","Capacity Mbtuh",null,"Capacity Mbtuh",null,"Capacity Mbtuh",null,"Capacity Mbtuh",null,"Capacity Mbtuh",null,"Capacity Mbtuh",null,"Capacity Mbtuh"]
[null,null,"Total","Sens.","Total","Sens.","Total","Sens.","Total","Sens.","Total","Sens.","Total","Sens.","Total","Sens."]
[null,null,null,null,null,null,null,null,null,null,null,null,null,null,null,null,null,"Total Factors",null,null,null,null,null,null,"Sens. %",null,null,null,null,null,null,"IDB Adj",null,null,null,null,null,null,"Sens Calc"]
[72,71,{"$f":"R8*$G$17","v":17.956140350877195},{"$f":"IF(AM8>C8,C8,AM8)","v":6.2065789473684223},{"$f":"S8*$G$17","v":17.507236842105264},{"$f":"IF(AN8>E8,E8,AN8)","v":6.1089912280701757},{"$f":"T8*$G$17","v":17.058333333333334},{"$f":"IF(AO8>G8,G8,AO8)","v":6.0114035087719291},{"$f":"U8*$G$17","v":16.531359649122805},{"$f":"IF(AP8>I8,I8,AP8)","v":5.8942982456140349},{"$f":"V8*$G$17","v":16.004385964912281},{"$f":"IF(AQ8>K8,K8,AQ8)","v":5.7771929824561399},{"$f":"W8*$G$17","v":15.438377192982458},{"$f":"IF(AR8>M8,M8,AR8)","v":5.6405701754385973},{"$f":"X8*$G$17","v":14.872368421052633},{"$f":"IF(AS8>O8,O8,AS8)","v":5.5039473684210529},null,1.0087719298245614,0.98355263157894735,0.95833333333333337,0.92872807017543857,0.89912280701754388,0.86732456140350878,0.83552631578947367,0.34565217391304348,0.34894091415830547,0.35240274599542332,0.35655253837072021,0.36097560975609755,0.36536030341340076,0.37007874015748032,1,1,1,1,1,1,1,{"$f":"Y8*C8*AF8","v":6.2065789473684223},{"$f":"Z8*E8*AG8","v":6.1089912280701757},{"$f":"AA8*G8*AH8","v":6.0114035087719291},{"$f":"AB8*I8*AI8","v":5.8942982456140349},{"$f":"AC8*K8*AJ8","v":5.7771929824561399},{"$f":"AD8*M8*AK8","v":5.6405701754385973},{"$f":"AE8*O8*AL8","v":5.5039473684210529}]
[null,67,{"$f":"R9*$G$17","v":17.019298245614035},8.2364035087719287,{"$f":"S9*$G$17","v":16.570394736842108},{"$f":"IF(AN9>E9,E9,AN9)","v":8.1388157894736857},{"$f":"T9*$G$17","v":16.121491228070177},{"$f":"IF(AO9>G9,G9,AO9)","v":8.0412280701754391},{"$f":"U9*$G$17","v":15.59451754385965},{"$f":"IF(AP9>I9,I9,AP9)","v":7.924122807017544},{"$f":"V9*$G$17","v":15.067543859649122},{"$f":"IF(AQ9>K9,K9,AQ9)","v":7.8070175438596481},{"$f":"W9*$G$17","v":14.501535087719297},{"$f":"IF(AR9>M9,M9,AR9)","v":7.6703947368421046},{"$f":"X9*$G$17","v":13.935526315789476},{"$f":"IF(AS9>O9,O9,AS9)","v":7.533771929824562},null,0.95614035087719296,0.93092105263157898,0.9057017543859649,0.87609649122807021,0.84649122807017541,0.8146929824561403,0.78289473684210531,0.48394495412844035,0.49116607773851589,0.49878934624697335,0.50813516896120148,0.51813471502590669,0.52893674293405113,0.54061624649859941,1,1,1,1,1,1,1,{"$f":"Y9*C9*AF9","v":8.2364035087719287},{"$f":"Z9*E9*AG9","v":8.1388157894736857},{"$f":"AA9*G9*AH9","v":8.0412280701754391},{"$f":"AB9*I9*AI9","v":7.924122807017544},{"$f":"AC9*K9*AJ9","v":7.8070175438596481},{"$f":"AD9*M9*AK9","v":7.6703947368421046},{"$f":"AE9*O9*AL9","v":7.533771929824562}]
[null,63,17.682894736842108,11.125000000000002,16.882675438596493,10.812719298245616,16.082456140350878,10.500438596491229,15.106578947368423,10.090570175438598,14.130701754385965,9.6807017543859661,13.56469298245614,9.5440789473684209,12.998684210526315,9.4074561403508774,null,0.99342105263157898,0.94846491228070173,0.90350877192982459,0.84868421052631582,0.79385964912280704,0.76206140350877194,0.73026315789473684,0.62913907284768211,0.64046242774566475,0.65291262135922334,0.66795865633074936,0.68508287292817682,0.70359712230215832,0.72372372372372373,1,1,1,1,1,1,1,11.125000000000002,10.812719298245616,10.500438596491229,10.090570175438598,9.6807017543859661,9.5440789473684209,9.4074561403508774]
[null,59,15.223684210526317,13.076754385964913,14.872368421052633,12.764473684210527,14.521052631578948,12.452192982456141,14.560087719298247,12.49122807017544,14.599122807017544,12.530263157894737,13.994078947368422,12.003289473684211,13.389035087719298,11.476315789473684,null,0.85526315789473684,0.83552631578947367,0.81578947368421051,0.81798245614035092,0.82017543859649122,0.78618421052631582,0.7521929824561403,0.85897435897435892,0.8582677165354331,0.85752688172043012,0.85790884718498661,0.85828877005347592,0.85774058577405854,0.8571428571428571,1,1,1,1,1,1,1,13.076754385964913,12.764473684210527,12.452192982456141,12.49122807017544,12.530263157894737,12.003289473684211,11.476315789473684]
[76,71,19.829824561403509,8.1778508771929825,19.302850877192981,8.0217105263157897,18.756359649122807,7.8655701754385969,18.190350877192984,7.6899122807017548,17.62434210526316,7.5142543859649127,16.804605263157896,7.2605263157894742,15.984868421052632,7.0067982456140347,null,1.1140350877192982,1.0844298245614035,1.0537280701754386,1.0219298245614035,0.99013157894736847,0.94407894736842102,0.89802631578947367,0.4124015748031496,0.41557128412537919,0.41935483870967744,0.42274678111587982,0.4263565891472868,0.43205574912891986,0.43833943833943834,1,1,1,1,1,1,1,8.1778508771929825,8.0217105263157897,7.8655701754385969,7.6899122807017548,7.5142543859649127,7.2605263157894742,7.0067982456140347]
[null,67,18.814912280701755,10.480921052631579,18.307456140350876,10.324780701754385,{"$f":"T13*$G$17","v":17.8},10.168640350877194,17.214473684210525,9.99298245614035,16.609429824561403,9.8173245614035078,15.965350877192982,9.6221491228070182,15.321271929824563,9.4269736842105267,null,1.0570175438596492,1.0285087719298245,1,0.96710526315789469,0.93311403508771928,0.89692982456140347,0.86074561403508776,0.55705394190871371,0.5639658848614072,0.57127192982456143,0.58049886621315194,0.59106933019976493,0.60268948655256727,0.61528662420382163,1,1,1,1,1,1,1,10.480921052631579,10.324780701754385,10.168640350877194,9.99298245614035,9.8173245614035078,9.6221491228070182,9.4269736842105267]
[null,63,16.824122807017545,12.901096491228071,16.238596491228069,12.627850877192982,15.653070175438597,12.374122807017542,14.969956140350879,12.081359649122808,14.306359649122808,11.769078947368422,13.701315789473686,11.554385964912283,13.096271929824562,11.320175438596493,null,0.94517543859649122,0.91228070175438591,0.87938596491228072,0.84100877192982459,0.80372807017543857,0.76973684210526316,0.73574561403508776,0.76682134570765659,0.77764423076923073,0.79052369077306728,0.80704041720990871,0.82264665757162347,0.84330484330484334,0.86438152011922509,1,1,1,1,1,1,1,12.901096491228071,12.627850877192982,12.374122807017542,12.081359649122808,11.769078947368422,11.554385964912283,11.320175438596493]
[null,59,15.672587719298248,15.087061403508773,15.496929824561404,14.930921052631579,15.340789473684211,14.774780701754388,14.989473684210527,14.442982456140351,14.657675438596492,14.111184210526316,13.994078947368422,13.486622807017545,13.350000000000001,12.862061403508772,null,0.88048245614035092,0.87061403508771928,0.86184210526315785,0.84210526315789469,0.82346491228070173,0.78618421052631582,0.75,0.96264009962640096,0.96347607052896722,0.96310432569974558,0.96354166666666663,0.96271637816245004,0.96373779637377965,0.96345029239766078,1,1,1,1,1,1,1,15.087061403508773,14.930921052631579,14.774780701754388,14.442982456140351,14.111184210526316,13.486622807017545,12.862061403508772]
[80,71,18.932017543859651,10.305263157894737,18.639254385964914,10.207675438596493,18.346491228070175,10.110087719298244,17.956140350877195,9.9734649122807024,17.565789473684209,9.8368421052631572,16.921710526315792,9.563596491228072,16.277631578947368,9.2903508771929815,null,1.0635964912280702,1.0471491228070176,1.0307017543859649,1.0087719298245614,0.98684210526315785,0.95065789473684215,0.91447368421052633,0.54432989690721645,0.54764397905759166,0.55106382978723401,0.55543478260869561,0.56000000000000005,0.56516724336793545,0.57074340527577938,1,1,1,1,1,1,1,10.305263157894737,10.207675438596493,10.110087719298244,9.9734649122807024,9.8368421052631572,9.563596491228072,9.2903508771929815]
[null,67,18.775877192982456,12.803508771929826,18.287938596491227,12.608333333333333,17.8,12.413157894736841,17.214473684210525,12.159429824561403,16.628947368421052,11.905701754385964,15.984868421052632,11.632456140350877,15.340789473684211,11.35921052631579,null,1.0548245614035088,1.0274122807017543,1,0.96710526315789469,0.93421052631578949,0.89802631578947367,0.86184210526315785,0.68191268191268195,0.68943436499466382,0.69736842105263153,0.70634920634920639,0.715962441314554,0.72771672771672768,0.74045801526717558,1,1,1,1,1,1,1,12.803508771929826,12.608333333333333,12.413157894736841,12.159429824561403,11.905701754385964,11.632456140350877,11.35921052631579]
[null,63,17.760964912280702,14.677192982456139,17.253508771929827,14.462500000000002,{"$f":"T18*$G$17","v":16.746052631578948},14.24780701754386,16.180043859649121,14.013596491228069,15.614035087719298,13.779385964912279,14.969956140350879,13.506140350877194,14.325877192982457,13.232894736842105,null,0.9978070175438597,0.9692982456140351,0.94078947368421051,0.90899122807017541,0.8771929824561403,0.84100877192982459,0.80482456140350878,0.82637362637362632,0.83823529411764708,0.85081585081585076,0.86610373944511465,0.88249999999999995,0.90221642764015642,0.92370572207084467,1,1,1,1,1,1,1,14.677192982456139,14.462500000000002,14.24780701754386,14.013596491228069,13.779385964912279,13.506140350877194,13.232894736842105]
[null,59,16.785087719298247,16.199561403508774,16.277631578947368,15.711622807017543,{"$f":"T19*$G$17","v":15.770175438596491},15.223684210526315,15.204166666666667,14.677192982456141,14.638157894736842,14.130701754385965,13.994078947368422,13.506140350877194,13.350000000000001,12.881578947368423,null,0.94298245614035092,0.91447368421052633,0.88596491228070173,0.85416666666666663,0.82236842105263153,0.78618421052631582,0.75,0.96511627906976749,0.96522781774580335,0.96534653465346532,0.96534017971758668,0.96533333333333338,0.96513249651324962,0.96491228070175439,1,1,1,1,1,1,1,16.199561403508774,15.711622807017543,15.223684210526315,14.677192982456141,14.130701754385965,13.506140350877194,12.881578947368423]

{"sheet":"RA13_60","index":56,"n_rows":19,"n_cols":45,"rows_kept":19,"cut":false,"hidden":true,"merged":[[130,0,133,0],[120,12,121,12],[120,13,121,13],[120,14,121,14],[120,15,121,15],[122,0,125,0],[126,0,129,0],[119,12,119,13],[119,14,119,15],[120,4,121,4],[120,5,121,5],[120,6,121,6],[120,7,121,7],[120,8,121,8],[120,9,121,9],[120,10,121,10],[120,11,121,11],[119,0,121,0],[119,1,121,1],[119,4,119,5],[119,6,119,7],[119,8,119,9],[119,10,119,11],[111,0,114,0],[117,0,118,1],[117,4,117,15],[118,4,118,5],[118,6,118,7],[118,8,118,9],[118,10,118,11],[118,12,118,13],[118,14,118,15],[101,12,102,12],[101,13,102,13],[101,14,102,14],[101,15,102,15],[103,0,106,0],[107,0,110,0],[100,12,100,13],[100,14,100,15],[101,4,102,4],[101,5,102,5],[101,6,102,6],[101,7,102,7],[101,8,102,8],[101,9,102,9],[101,10,102,10],[101,11,102,11],[100,0,102,0],[100,1,102,1],[100,4,100,5],[100,6,100,7],[100,8,100,9],[100,10,100,11],[92,0,95,0],[98,0,99,1],[98,4,98,15],[99,4,99,5],[99,6,99,7],[99,8,99,9],[99,10,99,11],[99,12,99,13],[99,14,99,15],[82,12,83,12],[82,13,83,13],[82,14,83,14],[82,15,83,15],[84,0,87,0],[88,0,91,0],[81,12,81,13],[81,14,81,15],[82,4,83,4],[82,5,83,5],[82,6,83,6],[82,7,83,7],[82,8,83,8],[82,9,83,9],[82,10,83,10],[82,11,83,11],[81,0,83,0],[81,1,83,1],[81,4,81,5],[81,6,81,7],[81,8,81,9],[81,10,81,11],[73,0,76,0],[79,0,80,1],[79,4,79,15],[80,4,80,5],[80,6,80,7],[80,8,80,9],[80,10,80,11],[80,12,80,13],[80,14,80,15],[63,12,64,12],[63,13,64,13],[63,14,64,14],[63,15,64,15],[65,0,68,0],[69,0,72,0],[62,12,62,13],[62,14,62,15],[63,4,64,4],[63,5,64,5],[63,6,64,6],[63,7,64,7],[63,8,64,8],[63,9,64,9],[63,10,64,10],[63,11,64,11],[62,0,64,0],[62,1,64,1],[62,4,62,5],[62,6,62,7],[62,8,62,9],[62,10,62,11],[54,0,57,0],[60,0,61,1],[60,4,60,15],[61,4,61,5],[61,6,61,7],[61,8,61,9],[61,10,61,11],[61,12,61,13],[61,14,61,15],[44,12,45,12],[44,13,45,13],[44,14,45,14],[44,15,45,15],[46,0,49,0],[50,0,53,0],[43,12,43,13],[43,14,43,15],[44,4,45,4],[44,5,45,5],[44,6,45,6],[44,7,45,7],[44,8,45,8],[44,9,45,9],[44,10,45,10],[44,11,45,11],[43,0,45,0],[43,1,45,1],[43,4,43,5],[43,6,43,7],[43,8,43,9],[43,10,43,11],[41,4,41,15],[42,4,42,5],[42,6,42,7],[42,8,42,9],[42,10,42,11],[42,12,42,13],[42,14,42,15],[7,0,10,0],[11,0,14,0],[15,0,18,0],[31,0,34,0],[35,0,38,0],[41,0,42,1],[5,10,6,10],[5,11,6,11],[5,12,6,12],[5,13,6,13],[5,14,6,14],[5,15,6,15],[4,10,4,11],[4,12,4,13],[4,14,4,15],[5,2,6,2],[5,3,6,3],[5,4,6,4],[5,5,6,5],[5,6,6,6],[5,7,6,7],[5,8,6,8],[4,0,6,0],[4,1,6,1],[4,2,4,3],[4,4,4,5],[4,6,4,7],[4,8,4,9],[5,9,6,9],[2,0,2,1],[2,2,2,15],[3,2,3,3],[3,4,3,5],[3,6,3,7],[3,8,3,9],[3,10,3,11],[3,12,3,13],[3,14,3,15]]}
[]
["RA13_60"]
["Evaporator Air Flow",null,"Condenser  Entering Air Temperature ˚F"]
[1400,"CFM",85,null,90,null,95,null,100,null,105,null,110,null,115]
["Evap. Air °F DB","EWB†\n˚F","Capacity Mbtuh",null,"Capacity Mbtuh",null,"Capacity Mbtuh",null,"Capacity Mbtuh",null,"Capacity Mbtuh",null,"Capacity Mbtuh",null,"Capacity Mbtuh"]
[null,null,"Total","Sens.","Total","Sens.","Total","Sens.","Total","Sens.","Total","Sens.","Total","Sens.","Total","Sens."]
[null,null,null,null,null,null,null,null,null,null,null,null,null,null,null,null,null,"Total Factors",null,null,null,null,null,null,"Sens. %",null,null,null,null,null,null,"IDB Adj",null,null,null,null,null,null,"Sens Calc"]
[72,71,{"$f":"R8*$G$17","v":18.824952015355088},{"$f":"IF(AM8>C8,C8,AM8)","v":6.6963531669865652},{"$f":"S8*$G$17","v":18.3978886756238},{"$f":"IF(AN8>E8,E8,AN8)","v":6.6109404990403071},{"$f":"T8*$G$17","v":17.970825335892517},{"$f":"IF(AO8>G8,G8,AO8)","v":6.5255278310940508},{"$f":"U8*$G$17","v":17.441266794625719},{"$f":"IF(AP8>I8,I8,AP8)","v":6.3888675623800379},{"$f":"V8*$G$17","v":16.911708253358924},{"$f":"IF(AQ8>K8,K8,AQ8)","v":6.252207293666026},{"$f":"W8*$G$17","v":16.296737044145875},{"$f":"IF(AR8>M8,M8,AR8)","v":6.0813819577735133},{"$f":"X8*$G$17","v":15.681765834932822},{"$f":"IF(AS8>O8,O8,AS8)","v":5.9105566218809988},null,1.0575815738963532,1.0335892514395393,1.0095969289827256,0.97984644913627639,0.9500959692898272,0.91554702495201534,0.88099808061420348,0.35571687840290384,0.35933147632311979,0.36311787072243346,0.36630754162585699,0.36969696969696969,0.37316561844863733,0.37690631808278868,1,1,1,1,1,1,1,{"$f":"Y8*C8*AF8","v":6.6963531669865652},{"$f":"Z8*E8*AG8","v":6.6109404990403071},{"$f":"AA8*G8*AH8","v":6.5255278310940508},{"$f":"AB8*I8*AI8","v":6.3888675623800379},{"$f":"AC8*K8*AJ8","v":6.252207293666026},{"$f":"AD8*M8*AK8","v":6.0813819577735133},{"$f":"AE8*O8*AL8","v":5.9105566218809988}]
[null,67,{"$f":"R9*$G$17","v":17.902495201535508},8.7462571976967372,{"$f":"S9*$G$17","v":17.492514395393474},{"$f":"IF(AN9>E9,E9,AN9)","v":8.6779270633397321},{"$f":"T9*$G$17","v":17.08253358925144},{"$f":"IF(AO9>G9,G9,AO9)","v":8.6095969289827252},{"$f":"U9*$G$17","v":16.552975047984646},{"$f":"IF(AP9>I9,I9,AP9)","v":8.4729366602687133},{"$f":"V9*$G$17","v":16.023416506717851},{"$f":"IF(AQ9>K9,K9,AQ9)","v":8.3362763915547031},{"$f":"W9*$G$17","v":15.4084452975048},{"$f":"IF(AR9>M9,M9,AR9)","v":8.1654510556621887},{"$f":"X9*$G$17","v":14.793474088291747},{"$f":"IF(AS9>O9,O9,AS9)","v":7.9946257197696742},null,1.0057581573896353,0.98272552783109401,0.95969289827255277,0.9299424184261037,0.90019193857965452,0.86564299424184266,0.83109404990403069,0.48854961832061067,0.49609375,0.504,0.5118679050567595,0.52025586353944564,0.52993348115299332,0.5404157043879908,1,1,1,1,1,1,1,{"$f":"Y9*C9*AF9","v":8.7462571976967372},{"$f":"Z9*E9*AG9","v":8.6779270633397321},{"$f":"AA9*G9*AH9","v":8.6095969289827252},{"$f":"AB9*I9*AI9","v":8.4729366602687133},{"$f":"AC9*K9*AJ9","v":8.3362763915547031},{"$f":"AD9*M9*AK9","v":8.1654510556621887},{"$f":"AE9*O9*AL9","v":7.9946257197696742}]
[null,63,17.048368522072938,10.830326295585413,16.535892514395396,10.693666026871403,16.023416506717851,10.55700575815739,15.510940499040307,10.437428023032629,14.998464491362764,10.31785028790787,14.383493282149713,10.147024952015355,13.768522072936662,9.976199616122841,null,0.95777351247600773,0.92898272552783112,0.90019193857965452,0.87140115163147791,0.8426103646833013,0.80806142034548945,0.77351247600767759,0.6352705410821643,0.64669421487603307,0.65884861407249462,0.6729074889867841,0.6879271070615034,0.70546318289786225,0.72456575682382129,1,1,1,1,1,1,1,10.830326295585413,10.693666026871403,10.55700575815739,10.437428023032629,10.31785028790787,10.147024952015355,9.976199616122841]
[null,59,15.750095969289829,13.734357005758159,15.323032629558542,13.358541266794626,14.895969289827256,12.982725527831095,14.400575815738964,12.538579654510556,13.905182341650672,12.09443378119002,13.888099808061421,12.077351247600769,13.87101727447217,12.060268714011517,null,0.88483685220729369,0.86084452975047987,0.83685220729366605,0.80902111324376202,0.781190019193858,0.78023032629558542,0.77927063339731284,0.87201735357917576,0.87179487179487181,0.87155963302752293,0.87069988137603793,0.86977886977886976,0.86961869618696186,0.86945812807881773,1,1,1,1,1,1,1,13.734357005758159,13.358541266794626,12.982725527831095,12.538579654510556,12.09443378119002,12.077351247600769,12.060268714011517]
[76,71,20.704030710172749,8.7291746641074877,19.644913627639156,8.3533589251439544,18.585796545105566,7.9946257197696742,18.039155470249518,7.8238003838771588,17.492514395393474,7.6529750479846452,16.860460652591172,7.4309021113243761,16.22840690978887,7.2088291746641087,null,1.1631477927063341,1.1036468330134357,1.0441458733205373,1.0134357005758157,0.98272552783109401,0.94721689059500958,0.91170825335892514,0.42161716171617164,0.42521739130434782,0.43014705882352944,0.43371212121212122,0.4375,0.44072948328267475,0.4442105263157895,1,1,1,1,1,1,1,8.7291746641074877,8.3533589251439544,7.9946257197696742,7.8238003838771588,7.6529750479846452,7.4309021113243761,7.2088291746641087]
[null,67,19.696161228406911,11.069481765834935,19.200767754318619,10.932821497120923,{"$f":"T13*$G$17","v":18.705374280230327},10.77907869481766,17.902495201535508,10.471593090211131,17.08253358925144,10.147024952015355,16.330902111324377,9.8566218809980821,15.579270633397313,9.566218809980807,null,1.1065259117082533,1.0786948176583493,1.0508637236084453,1.0057581573896353,0.95969289827255277,0.9174664107485605,0.87523992322456812,0.56201214223764095,0.56939501779359436,0.57625570776255708,0.58492366412213737,0.59399999999999997,0.60355648535564854,0.61403508771929827,1,1,1,1,1,1,1,11.069481765834935,10.932821497120923,10.77907869481766,10.471593090211131,10.147024952015355,9.8566218809980821,9.566218809980807]
[null,63,16.860460652591172,13.033973128598848,16.450479846449138,12.897312859884838,16.040499040307104,12.760652591170826,15.528023032629559,12.572744721689059,14.998464491362764,12.367754318618042,14.383493282149713,12.111516314779271,13.751439539347409,11.838195777351247,null,0.94721689059500958,0.92418426103646834,0.9011516314779271,0.87236084452975049,0.8426103646833013,0.80806142034548945,0.77255278310940501,0.77304964539007093,0.78400830737279337,0.79552715654952078,0.80968096809680967,0.82460136674259676,0.84204275534441808,0.86086956521739133,1,1,1,1,1,1,1,13.033973128598848,12.897312859884838,12.760652591170826,12.572744721689059,12.367754318618042,12.111516314779271,11.838195777351247]
[null,59,15.869673704414588,15.442610364683301,15.596353166986566,15.16928982725528,15.30595009596929,14.895969289827256,15.015547024952015,14.605566218809981,14.708061420345489,14.332245681381957,14.332245681381959,13.956429942418428,13.956429942418426,13.580614203454894,null,0.89155470249520152,0.8761996161228407,0.85988483685220729,0.84357005758157388,0.8262955854126679,0.80518234165067182,0.78406909788867563,0.97308934337997843,0.97261774370208109,0.9732142857142857,0.97269624573378843,0.97444831591173053,0.97377830750893923,0.97307221542227662,1,1,1,1,1,1,1,15.442610364683301,15.16928982725528,14.895969289827256,14.605566218809981,14.332245681381957,13.956429942418428,13.580614203454894]
[80,71,18.756621880998079,10.386180422264873,18.329558541266795,10.215355086372361,17.902495201535508,10.044529750479846,17.390019193857967,9.8224568138195778,16.877543186180421,9.6003838771593077,16.416314779270632,9.3953934740882907,15.955086372360846,9.1904030710172755,null,1.0537428023032629,1.0297504798464492,1.0057581573896353,0.97696737044145876,0.94817658349328215,0.92226487523992318,0.89635316698656431,0.55373406193078323,0.55731593662628143,0.56106870229007633,0.56483300589390961,0.56882591093117407,0.57232049947970864,0.57601713062098503,1,1,1,1,1,1,1,10.386180422264873,10.215355086372361,10.044529750479846,9.8224568138195778,9.6003838771593077,9.3953934740882907,9.1904030710172755]
[null,67,18.688291746641077,12.846065259117085,18.244145873320537,12.675239923224568,17.8,12.504414587332054,17.338771593090211,12.316506717850288,16.877543186180421,12.128598848368521,16.382149712092133,11.940690978886758,15.886756238003839,11.752783109404991,null,1.0499040307101728,1.0249520153550864,1,0.97408829174664102,0.94817658349328215,0.92034548944337813,0.8925143953934741,0.6873857404021938,0.69475655430711614,0.7024952015355086,0.71034482758620687,0.71862348178137647,0.72888425443169969,0.7397849462365591,1,1,1,1,1,1,1,12.846065259117085,12.675239923224568,12.504414587332054,12.316506717850288,12.128598848368521,11.940690978886758,11.752783109404991]
[null,63,18.517466410748561,15.442610364683302,18.056238003838775,15.254702495201538,{"$f":"T18*$G$17","v":17.595009596928982},15.066794625719769,17.031285988483685,14.82763915547025,16.467562380038387,14.588483685220728,15.78426103646833,14.263915547024951,15.100959692898273,13.939347408829176,null,1.0403071017274472,1.0143953934740884,0.98848368522072938,0.95681381957773515,0.92514395393474091,0.88675623800383874,0.84836852207293667,0.83394833948339486,0.84484389782403024,0.85631067961165053,0.87061183550651955,0.88589211618257258,0.90367965367965364,0.92307692307692313,1,1,1,1,1,1,1,15.442610364683302,15.254702495201538,15.066794625719769,14.82763915547025,14.588483685220728,14.263915547024951,13.939347408829176]
[null,59,17.390019193857967,17.014203454894435,16.911708253358924,16.552975047984642,{"$f":"T19*$G$17","v":16.433397312859885},16.091746641074856,15.869673704414588,15.528023032629559,15.30595009596929,14.964299424184262,14.622648752399234,14.298080614203457,13.939347408829175,13.631861804222648,null,0.97696737044145876,0.9500959692898272,0.92322456813819576,0.89155470249520152,0.85988483685220729,0.82149712092130522,0.78310940499040305,0.9783889980353635,0.97878787878787876,0.97920997920997921,0.97847147470398277,0.9776785714285714,0.97780373831775702,0.9779411764705882,1,1,1,1,1,1,1,17.014203454894435,16.552975047984642,16.091746641074856,15.528023032629559,14.964299424184262,14.298080614203457,13.631861804222648]

{"sheet":"RA14_18","index":57,"n_rows":19,"n_cols":45,"rows_kept":19,"cut":false,"hidden":true,"merged":[[130,0,133,0],[120,12,121,12],[120,13,121,13],[120,14,121,14],[120,15,121,15],[122,0,125,0],[126,0,129,0],[119,12,119,13],[119,14,119,15],[120,4,121,4],[120,5,121,5],[120,6,121,6],[120,7,121,7],[120,8,121,8],[120,9,121,9],[120,10,121,10],[120,11,121,11],[119,0,121,0],[119,1,121,1],[119,4,119,5],[119,6,119,7],[119,8,119,9],[119,10,119,11],[111,0,114,0],[117,0,118,1],[117,4,117,15],[118,4,118,5],[118,6,118,7],[118,8,118,9],[118,10,118,11],[118,12,118,13],[118,14,118,15],[101,12,102,12],[101,13,102,13],[101,14,102,14],[101,15,102,15],[103,0,106,0],[107,0,110,0],[100,12,100,13],[100,14,100,15],[101,4,102,4],[101,5,102,5],[101,6,102,6],[101,7,102,7],[101,8,102,8],[101,9,102,9],[101,10,102,10],[101,11,102,11],[100,0,102,0],[100,1,102,1],[100,4,100,5],[100,6,100,7],[100,8,100,9],[100,10,100,11],[92,0,95,0],[98,0,99,1],[98,4,98,15],[99,4,99,5],[99,6,99,7],[99,8,99,9],[99,10,99,11],[99,12,99,13],[99,14,99,15],[82,12,83,12],[82,13,83,13],[82,14,83,14],[82,15,83,15],[84,0,87,0],[88,0,91,0],[81,12,81,13],[81,14,81,15],[82,4,83,4],[82,5,83,5],[82,6,83,6],[82,7,83,7],[82,8,83,8],[82,9,83,9],[82,10,83,10],[82,11,83,11],[81,0,83,0],[81,1,83,1],[81,4,81,5],[81,6,81,7],[81,8,81,9],[81,10,81,11],[73,0,76,0],[79,0,80,1],[79,4,79,15],[80,4,80,5],[80,6,80,7],[80,8,80,9],[80,10,80,11],[80,12,80,13],[80,14,80,15],[63,12,64,12],[63,13,64,13],[63,14,64,14],[63,15,64,15],[65,0,68,0],[69,0,72,0],[62,12,62,13],[62,14,62,15],[63,4,64,4],[63,5,64,5],[63,6,64,6],[63,7,64,7],[63,8,64,8],[63,9,64,9],[63,10,64,10],[63,11,64,11],[62,0,64,0],[62,1,64,1],[62,4,62,5],[62,6,62,7],[62,8,62,9],[62,10,62,11],[54,0,57,0],[60,0,61,1],[60,4,60,15],[61,4,61,5],[61,6,61,7],[61,8,61,9],[61,10,61,11],[61,12,61,13],[61,14,61,15],[44,12,45,12],[44,13,45,13],[44,14,45,14],[44,15,45,15],[46,0,49,0],[50,0,53,0],[43,12,43,13],[43,14,43,15],[44,4,45,4],[44,5,45,5],[44,6,45,6],[44,7,45,7],[44,8,45,8],[44,9,45,9],[44,10,45,10],[44,11,45,11],[43,0,45,0],[43,1,45,1],[43,4,43,5],[43,6,43,7],[43,8,43,9],[43,10,43,11],[41,4,41,15],[42,4,42,5],[42,6,42,7],[42,8,42,9],[42,10,42,11],[42,12,42,13],[42,14,42,15],[7,0,10,0],[11,0,14,0],[15,0,18,0],[31,0,34,0],[35,0,38,0],[41,0,42,1],[5,10,6,10],[5,11,6,11],[5,12,6,12],[5,13,6,13],[5,14,6,14],[5,15,6,15],[4,10,4,11],[4,12,4,13],[4,14,4,15],[5,2,6,2],[5,3,6,3],[5,4,6,4],[5,5,6,5],[5,6,6,6],[5,7,6,7],[5,8,6,8],[4,0,6,0],[4,1,6,1],[4,2,4,3],[4,4,4,5],[4,6,4,7],[4,8,4,9],[5,9,6,9],[2,0,2,1],[2,2,2,15],[3,2,3,3],[3,4,3,5],[3,6,3,7],[3,8,3,9],[3,10,3,11],[3,12,3,13],[3,14,3,15]]}
[]
["RA14_18"]
["Evaporator Air Flow",null,"Condenser  Entering Air Temperature ˚F"]
[525,"CFM",85,null,90,null,95,null,100,null,105,null,110,null,115]
["Evap. Air °F DB","EWB†\n˚F","Capacity Mbtuh",null,"Capacity Mbtuh",null,"Capacity Mbtuh",null,"Capacity Mbtuh",null,"Capacity Mbtuh",null,"Capacity Mbtuh",null,"Capacity Mbtuh"]
[null,null,"Total","Sens.","Total","Sens.","Total","Sens.","Total","Sens.","Total","Sens.","Total","Sens.","Total","Sens."]
[null,null,null,null,null,null,null,null,null,null,null,null,null,null,null,null,null,"Total Factors",null,null,null,null,null,null,"Sens. %",null,null,null,null,null,null,"IDB Adj",null,null,null,null,null,null,"Sens Calc"]
[72,71,{"$f":"R8*$G$17","v":18.20919540229885},{"$f":"IF(AM8>C8,C8,AM8)","v":6.2402298850574711},{"$f":"S8*$G$17","v":17.697701149425288},{"$f":"IF(AN8>E8,E8,AN8)","v":6.0867816091954028},{"$f":"T8*$G$17","v":17.186206896551724},{"$f":"IF(AO8>G8,G8,AO8)","v":5.9333333333333336},{"$f":"U8*$G$17","v":16.674712643678163},{"$f":"IF(AP8>I8,I8,AP8)","v":5.7798850574712652},{"$f":"V8*$G$17","v":16.163218390804598},{"$f":"IF(AQ8>K8,K8,AQ8)","v":5.626436781609196},{"$f":"W8*$G$17","v":15.651724137931035},{"$f":"IF(AR8>M8,M8,AR8)","v":5.4729885057471268},{"$f":"X8*$G$17","v":15.140229885057471},{"$f":"IF(AS8>O8,O8,AS8)","v":5.3195402298850576},null,1.0229885057471264,0.99425287356321834,0.96551724137931039,0.93678160919540232,0.90804597701149425,0.87931034482758619,0.85057471264367812,0.34269662921348315,0.34393063583815031,0.34523809523809523,0.34662576687116564,0.34810126582278483,0.34967320261437906,0.35135135135135137,1,1,1,1,1,1,1,{"$f":"Y8*C8*AF8","v":6.2402298850574711},{"$f":"Z8*E8*AG8","v":6.0867816091954028},{"$f":"AA8*G8*AH8","v":5.9333333333333336},{"$f":"AB8*I8*AI8","v":5.7798850574712652},{"$f":"AC8*K8*AJ8","v":5.626436781609196},{"$f":"AD8*M8*AK8","v":5.4729885057471268},{"$f":"AE8*O8*AL8","v":5.3195402298850576}]
[null,67,{"$f":"R9*$G$17","v":17.493103448275861},8.4908045977011479,{"$f":"S9*$G$17","v":16.828160919540231},{"$f":"IF(AN9>E9,E9,AN9)","v":8.2862068965517253},{"$f":"T9*$G$17","v":16.163218390804598},{"$f":"IF(AO9>G9,G9,AO9)","v":8.0816091954022991},{"$f":"U9*$G$17","v":15.651724137931035},{"$f":"IF(AP9>I9,I9,AP9)","v":7.9281609195402298},{"$f":"V9*$G$17","v":15.140229885057471},{"$f":"IF(AQ9>K9,K9,AQ9)","v":7.7747126436781597},{"$f":"W9*$G$17","v":14.577586206896553},{"$f":"IF(AR9>M9,M9,AR9)","v":7.5701149425287362},{"$f":"X9*$G$17","v":14.014942528735633},{"$f":"IF(AS9>O9,O9,AS9)","v":7.3655172413793109},null,0.98275862068965514,0.9454022988505747,0.90804597701149425,0.87931034482758619,0.85057471264367812,0.81896551724137934,0.78735632183908044,0.4853801169590643,0.49240121580547114,0.5,0.50653594771241828,0.51351351351351349,0.51929824561403504,0.52554744525547448,1,1,1,1,1,1,1,{"$f":"Y9*C9*AF9","v":8.4908045977011479},{"$f":"Z9*E9*AG9","v":8.2862068965517253},{"$f":"AA9*G9*AH9","v":8.0816091954022991},{"$f":"AB9*I9*AI9","v":7.9281609195402298},{"$f":"AC9*K9*AJ9","v":7.7747126436781597},{"$f":"AD9*M9*AK9","v":7.5701149425287362},{"$f":"AE9*O9*AL9","v":7.3655172413793109}]
[null,63,17.8,11.048275862068966,17.288505747126436,10.945977011494252,16.777011494252875,10.843678160919541,16.163218390804598,10.639080459770115,15.549425287356323,10.434482758620691,14.935632183908046,10.229885057471265,14.321839080459771,10.025287356321838,null,1,0.97126436781609193,0.94252873563218387,0.90804597701149425,0.87356321839080464,0.83908045977011492,0.8045977011494253,0.62068965517241381,0.63313609467455623,0.64634146341463417,0.65822784810126578,0.67105263157894735,0.68493150684931503,0.7,1,1,1,1,1,1,1,11.048275862068966,10.945977011494252,10.843678160919541,10.639080459770115,10.434482758620691,10.229885057471265,10.025287356321838]
[null,59,16.879310344827587,13.810344827586208,16.367816091954023,13.401149425287356,15.85632183908046,12.991954022988505,15.242528735632185,12.480459770114944,14.628735632183909,11.968965517241381,14.066091954022989,11.508620689655173,13.503448275862068,11.048275862068966,null,0.94827586206896552,0.91954022988505746,0.89080459770114939,0.85632183908045978,0.82183908045977017,0.79022988505747127,0.75862068965517238,0.81818181818181823,0.81874999999999998,0.8193548387096774,0.81879194630872487,0.81818181818181823,0.81818181818181823,0.81818181818181823,1,1,1,1,1,1,1,13.810344827586208,13.401149425287356,12.991954022988505,12.480459770114944,11.968965517241381,11.508620689655173,11.048275862068966]
[76,71,20.050574712643677,8.2350574712643674,19.539080459770116,8.0304597701149429,19.027586206896551,7.8770114942528737,18.464942528735634,7.6724137931034484,17.851149425287357,7.416666666666667,17.23735632183908,7.1609195402298855,16.623563218390807,6.905172413793105,null,1.1264367816091954,1.0977011494252873,1.0689655172413792,1.0373563218390804,1.0028735632183907,0.9683908045977011,0.93390804597701149,0.4107142857142857,0.41099476439790578,0.41397849462365593,0.41551246537396119,0.41547277936962751,0.41543026706231456,0.41538461538461541,1,1,1,1,1,1,1,8.2350574712643674,8.0304597701149429,7.8770114942528737,7.6724137931034484,7.416666666666667,7.1609195402298855,6.905172413793105]
[null,67,18.822988505747126,10.587931034482759,18.311494252873565,10.383333333333335,{"$f":"T13*$G$17","v":17.8},10.229885057471265,17.23735632183908,10.025287356321838,16.674712643678163,9.7695402298850578,16.060919540229886,9.5137931034482754,15.447126436781609,9.2580459770114931,null,1.0574712643678161,1.0287356321839081,1,0.9683908045977011,0.93678160919540232,0.9022988505747126,0.86781609195402298,0.5625,0.56703910614525144,0.57471264367816088,0.58160237388724034,0.58588957055214719,0.59235668789808915,0.59933774834437081,1,1,1,1,1,1,1,10.587931034482759,10.383333333333335,10.229885057471265,10.025287356321838,9.7695402298850578,9.5137931034482754,9.2580459770114931]
[null,63,17.748850574712645,13.50344827586207,17.23735632183908,13.298850574712644,16.725862068965519,13.145402298850577,16.163218390804598,12.889655172413795,15.549425287356323,12.633908045977012,14.986781609195402,12.327011494252874,14.372988505747127,12.020114942528735,null,0.99712643678160917,0.9683908045977011,0.93965517241379315,0.90804597701149425,0.87356321839080464,0.84195402298850575,0.80747126436781613,0.76080691642651299,0.771513353115727,0.78593272171253825,0.79746835443037978,0.8125,0.8225255972696246,0.83629893238434161,1,1,1,1,1,1,1,13.50344827586207,13.298850574712644,13.145402298850577,12.889655172413795,12.633908045977012,12.327011494252874,12.020114942528735]
[null,59,16.930459770114943,15.600574712643679,16.418965517241379,15.089080459770114,15.85632183908046,14.577586206896552,15.293678160919541,14.066091954022991,14.679885057471264,13.554597701149424,14.117241379310347,12.991954022988507,13.503448275862068,12.429310344827584,null,0.95114942528735635,0.92241379310344829,0.89080459770114939,0.85919540229885061,0.82471264367816088,0.7931034482758621,0.75862068965517238,0.9214501510574018,0.9190031152647975,0.91935483870967738,0.91973244147157196,0.9233449477351916,0.92028985507246375,0.92045454545454541,1,1,1,1,1,1,1,15.600574712643679,15.089080459770114,14.577586206896552,14.066091954022991,13.554597701149424,12.991954022988507,12.429310344827584]
[80,71,20.050574712643677,10.84367816091954,19.487931034482759,10.587931034482759,18.925287356321842,10.332183908045979,18.413793103448278,10.076436781609198,17.902298850574713,9.8206896551724139,17.23735632183908,9.4626436781609193,16.572413793103447,9.1045977011494248,null,1.1264367816091954,1.0948275862068966,1.0632183908045978,1.0344827586206897,1.0057471264367817,0.9683908045977011,0.93103448275862066,0.54081632653061229,0.54330708661417326,0.54594594594594592,0.54722222222222228,0.5485714285714286,0.54896142433234418,0.54938271604938271,1,1,1,1,1,1,1,10.84367816091954,10.587931034482759,10.332183908045979,10.076436781609198,9.8206896551724139,9.4626436781609193,9.1045977011494248]
[null,67,18.822988505747126,12.889655172413795,18.311494252873565,12.68505747126437,17.8,12.480459770114944,17.23735632183908,12.173563218390804,16.674712643678163,11.866666666666667,16.060919540229886,11.559770114942529,15.447126436781609,11.25287356321839,null,1.0574712643678161,1.0287356321839081,1,0.9683908045977011,0.93678160919540232,0.9022988505747126,0.86781609195402298,0.68478260869565222,0.69273743016759781,0.70114942528735635,0.70623145400593468,0.71165644171779141,0.71974522292993626,0.72847682119205293,1,1,1,1,1,1,1,12.889655172413795,12.68505747126437,12.480459770114944,12.173563218390804,11.866666666666667,11.559770114942529,11.25287356321839]
[null,63,17.8,14.628735632183909,17.23735632183908,14.372988505747127,{"$f":"T18*$G$17","v":16.674712643678163},14.117241379310347,16.112068965517242,13.810344827586206,15.549425287356323,13.50344827586207,14.935632183908046,13.196551724137931,14.321839080459771,12.889655172413795,null,1,0.9683908045977011,0.93678160919540232,0.90517241379310343,0.87356321839080464,0.83908045977011492,0.8045977011494253,0.82183908045977017,0.83382789317507422,0.84662576687116564,0.8571428571428571,0.86842105263157898,0.88356164383561642,0.9,1,1,1,1,1,1,1,14.628735632183909,14.372988505747127,14.117241379310347,13.810344827586206,13.50344827586207,13.196551724137931,12.889655172413795]
[null,59,16.879310344827587,15.651724137931035,16.367816091954023,15.140229885057472,{"$f":"T19*$G$17","v":15.85632183908046},14.628735632183908,15.293678160919541,14.117241379310347,14.731034482758622,13.605747126436784,14.117241379310347,13.043103448275863,13.503448275862068,12.48045977011494,null,0.94827586206896552,0.91954022988505746,0.89080459770114939,0.85919540229885061,0.82758620689655171,0.7931034482758621,0.75862068965517238,0.92727272727272725,0.92500000000000004,0.92258064516129035,0.92307692307692313,0.92361111111111116,0.92391304347826086,0.9242424242424242,1,1,1,1,1,1,1,15.651724137931035,15.140229885057472,14.628735632183908,14.117241379310347,13.605747126436784,13.043103448275863,12.48045977011494]

{"sheet":"RA14_24","index":58,"n_rows":19,"n_cols":45,"rows_kept":19,"cut":false,"hidden":true,"merged":[[130,0,133,0],[120,12,121,12],[120,13,121,13],[120,14,121,14],[120,15,121,15],[122,0,125,0],[126,0,129,0],[119,12,119,13],[119,14,119,15],[120,4,121,4],[120,5,121,5],[120,6,121,6],[120,7,121,7],[120,8,121,8],[120,9,121,9],[120,10,121,10],[120,11,121,11],[119,0,121,0],[119,1,121,1],[119,4,119,5],[119,6,119,7],[119,8,119,9],[119,10,119,11],[111,0,114,0],[117,0,118,1],[117,4,117,15],[118,4,118,5],[118,6,118,7],[118,8,118,9],[118,10,118,11],[118,12,118,13],[118,14,118,15],[101,12,102,12],[101,13,102,13],[101,14,102,14],[101,15,102,15],[103,0,106,0],[107,0,110,0],[100,12,100,13],[100,14,100,15],[101,4,102,4],[101,5,102,5],[101,6,102,6],[101,7,102,7],[101,8,102,8],[101,9,102,9],[101,10,102,10],[101,11,102,11],[100,0,102,0],[100,1,102,1],[100,4,100,5],[100,6,100,7],[100,8,100,9],[100,10,100,11],[92,0,95,0],[98,0,99,1],[98,4,98,15],[99,4,99,5],[99,6,99,7],[99,8,99,9],[99,10,99,11],[99,12,99,13],[99,14,99,15],[82,12,83,12],[82,13,83,13],[82,14,83,14],[82,15,83,15],[84,0,87,0],[88,0,91,0],[81,12,81,13],[81,14,81,15],[82,4,83,4],[82,5,83,5],[82,6,83,6],[82,7,83,7],[82,8,83,8],[82,9,83,9],[82,10,83,10],[82,11,83,11],[81,0,83,0],[81,1,83,1],[81,4,81,5],[81,6,81,7],[81,8,81,9],[81,10,81,11],[73,0,76,0],[79,0,80,1],[79,4,79,15],[80,4,80,5],[80,6,80,7],[80,8,80,9],[80,10,80,11],[80,12,80,13],[80,14,80,15],[63,12,64,12],[63,13,64,13],[63,14,64,14],[63,15,64,15],[65,0,68,0],[69,0,72,0],[62,12,62,13],[62,14,62,15],[63,4,64,4],[63,5,64,5],[63,6,64,6],[63,7,64,7],[63,8,64,8],[63,9,64,9],[63,10,64,10],[63,11,64,11],[62,0,64,0],[62,1,64,1],[62,4,62,5],[62,6,62,7],[62,8,62,9],[62,10,62,11],[54,0,57,0],[60,0,61,1],[60,4,60,15],[61,4,61,5],[61,6,61,7],[61,8,61,9],[61,10,61,11],[61,12,61,13],[61,14,61,15],[44,12,45,12],[44,13,45,13],[44,14,45,14],[44,15,45,15],[46,0,49,0],[50,0,53,0],[43,12,43,13],[43,14,43,15],[44,4,45,4],[44,5,45,5],[44,6,45,6],[44,7,45,7],[44,8,45,8],[44,9,45,9],[44,10,45,10],[44,11,45,11],[43,0,45,0],[43,1,45,1],[43,4,43,5],[43,6,43,7],[43,8,43,9],[43,10,43,11],[41,4,41,15],[42,4,42,5],[42,6,42,7],[42,8,42,9],[42,10,42,11],[42,12,42,13],[42,14,42,15],[7,0,10,0],[11,0,14,0],[15,0,18,0],[31,0,34,0],[35,0,38,0],[41,0,42,1],[5,10,6,10],[5,11,6,11],[5,12,6,12],[5,13,6,13],[5,14,6,14],[5,15,6,15],[4,10,4,11],[4,12,4,13],[4,14,4,15],[5,2,6,2],[5,3,6,3],[5,4,6,4],[5,5,6,5],[5,6,6,6],[5,7,6,7],[5,8,6,8],[4,0,6,0],[4,1,6,1],[4,2,4,3],[4,4,4,5],[4,6,4,7],[4,8,4,9],[5,9,6,9],[2,0,2,1],[2,2,2,15],[3,2,3,3],[3,4,3,5],[3,6,3,7],[3,8,3,9],[3,10,3,11],[3,12,3,13],[3,14,3,15]]}
[]
["RA14_24"]
["Evaporator Air Flow",null,"Condenser  Entering Air Temperature ˚F"]
[650,"CFM",85,null,90,null,95,null,100,null,105,null,110,null,115]
["Evap. Air °F DB","EWB†\n˚F","Capacity Mbtuh",null,"Capacity Mbtuh",null,"Capacity Mbtuh",null,"Capacity Mbtuh",null,"Capacity Mbtuh",null,"Capacity Mbtuh",null,"Capacity Mbtuh"]
[null,null,"Total","Sens.","Total","Sens.","Total","Sens.","Total","Sens.","Total","Sens.","Total","Sens.","Total","Sens."]
[null,null,null,null,null,null,null,null,null,null,null,null,null,null,null,null,null,"Total Factors",null,null,null,null,null,null,"Sens. %",null,null,null,null,null,null,"IDB Adj",null,null,null,null,null,null,"Sens Calc"]
[72,71,{"$f":"R8*$G$17","v":18.25836909871245},{"$f":"IF(AM8>C8,C8,AM8)","v":6.4935622317596575},{"$f":"S8*$G$17","v":17.8},{"$f":"IF(AN8>E8,E8,AN8)","v":6.3789699570815461},{"$f":"T8*$G$17","v":17.341630901287555},{"$f":"IF(AO8>G8,G8,AO8)","v":6.2643776824034338},{"$f":"U8*$G$17","v":16.883261802575106},{"$f":"IF(AP8>I8,I8,AP8)","v":6.1879828326180251},{"$f":"V8*$G$17","v":16.42489270386266},{"$f":"IF(AQ8>K8,K8,AQ8)","v":6.1115879828326181},{"$f":"W8*$G$17","v":15.92832618025751},{"$f":"IF(AR8>M8,M8,AR8)","v":5.9969957081545058},{"$f":"X8*$G$17","v":15.43175965665236},{"$f":"IF(AS8>O8,O8,AS8)","v":5.8824034334763953},null,1.0257510729613735,1,0.97424892703862664,0.94849785407725318,0.92274678111587982,0.89484978540772531,0.86695278969957079,0.35564853556485354,0.35836909871244638,0.36123348017621143,0.36651583710407237,0.37209302325581395,0.3764988009592326,0.38118811881188119,1,1,1,1,1,1,1,{"$f":"Y8*C8*AF8","v":6.4935622317596575},{"$f":"Z8*E8*AG8","v":6.3789699570815461},{"$f":"AA8*G8*AH8","v":6.2643776824034338},{"$f":"AB8*I8*AI8","v":6.1879828326180251},{"$f":"AC8*K8*AJ8","v":6.1115879828326181},{"$f":"AD8*M8*AK8","v":5.9969957081545058},{"$f":"AE8*O8*AL8","v":5.8824034334763953}]
[null,67,{"$f":"R9*$G$17","v":17.188841201716738},8.4798283261802574,{"$f":"S9*$G$17","v":16.730472103004292},{"$f":"IF(AN9>E9,E9,AN9)","v":8.365236051502146},{"$f":"T9*$G$17","v":16.272103004291846},{"$f":"IF(AO9>G9,G9,AO9)","v":8.2506437768240346},{"$f":"U9*$G$17","v":15.813733905579399},{"$f":"IF(AP9>I9,I9,AP9)","v":8.1742489270386258},{"$f":"V9*$G$17","v":15.355364806866953},{"$f":"IF(AQ9>K9,K9,AQ9)","v":8.0978540772532206},{"$f":"W9*$G$17","v":14.858798283261804},{"$f":"IF(AR9>M9,M9,AR9)","v":7.9832618025751074},{"$f":"X9*$G$17","v":14.362231759656652},{"$f":"IF(AS9>O9,O9,AS9)","v":7.8686695278969951},null,0.96566523605150212,0.93991416309012876,0.91416309012875541,0.88841201716738194,0.86266094420600858,0.83476394849785407,0.80686695278969955,0.49333333333333335,0.5,0.50704225352112675,0.51690821256038644,0.52736318407960203,0.53727506426735216,0.5478723404255319,1,1,1,1,1,1,1,{"$f":"Y9*C9*AF9","v":8.4798283261802574},{"$f":"Z9*E9*AG9","v":8.365236051502146},{"$f":"AA9*G9*AH9","v":8.2506437768240346},{"$f":"AB9*I9*AI9","v":8.1742489270386258},{"$f":"AC9*K9*AJ9","v":8.0978540772532206},{"$f":"AD9*M9*AK9","v":7.9832618025751074},{"$f":"AE9*O9*AL9","v":7.8686695278969951}]
[null,63,17.8,11.153648068669529,17.188841201716738,10.962660944206009,16.577682403433474,10.771673819742487,15.584549356223178,10.351502145922748,14.591416309012876,9.9313304721030065,13.980257510729615,9.7403433476394863,13.369098712446352,9.5493562231759661,null,1,0.96566523605150212,0.93133047210300424,0.87553648068669532,0.81974248927038629,0.78540772532188841,0.75107296137339052,0.62660944206008584,0.63777777777777778,0.64976958525345618,0.66421568627450978,0.68062827225130895,0.69672131147540983,0.7142857142857143,1,1,1,1,1,1,1,11.153648068669529,10.962660944206009,10.771673819742487,10.351502145922748,9.9313304721030065,9.7403433476394863,9.5493562231759661]
[null,59,16.042918454935624,13.292703862660947,15.966523605150215,13.216309012875536,15.890128755364808,13.139914163090129,15.43175965665236,12.757939914163089,14.973390557939915,12.375965665236052,14.400429184549358,11.917596566523606,13.827467811158799,11.459227467811159,null,0.90128755364806867,0.89699570815450647,0.89270386266094426,0.86695278969957079,0.84120171673819744,0.80901287553648071,0.77682403433476399,0.82857142857142863,0.82775119617224879,0.82692307692307687,0.82673267326732669,0.82653061224489799,0.82758620689655171,0.82872928176795579,1,1,1,1,1,1,1,13.292703862660947,13.216309012875536,13.139914163090129,12.757939914163089,12.375965665236052,11.917596566523606,11.459227467811159]
[76,71,20.053648068669528,8.441630901287553,19.25150214592275,8.1742489270386276,18.411158798283264,7.9068669527896995,17.685407725321888,7.6776824034334759,16.92145922746781,7.4484978540772531,16.463090128755365,7.2957081545064382,15.966523605150215,7.1429184549356224,null,1.1266094420600858,1.0815450643776825,1.0343347639484979,0.99356223175965663,0.95064377682403434,0.92489270386266098,0.89699570815450647,0.42095238095238097,0.42460317460317459,0.42946058091286304,0.43412526997840173,0.44018058690744921,0.44315545243619492,0.44736842105263158,1,1,1,1,1,1,1,8.441630901287553,8.1742489270386276,7.9068669527896995,7.6776824034334759,7.4484978540772531,7.2957081545064382,7.1429184549356224]
[null,67,18.984120171673819,10.733476394849786,18.449356223175965,10.58068669527897,{"$f":"T13*$G$17","v":17.914592274678114},10.427896995708156,17.379828326180256,10.275107296137339,16.883261802575106,10.122317596566523,16.157510729613733,9.8549356223175959,15.43175965665236,9.5875536480686687,null,1.0665236051502145,1.0364806866952789,1.0064377682403434,0.97639484978540769,0.94849785407725318,0.90772532188841204,0.86695278969957079,0.56539235412474853,0.57349896480331264,0.58208955223880599,0.59120879120879122,0.59954751131221717,0.60992907801418439,0.62128712871287128,1,1,1,1,1,1,1,10.733476394849786,10.58068669527897,10.427896995708156,10.275107296137339,10.122317596566523,9.8549356223175959,9.5875536480686687]
[null,63,17.227038626609442,13.178111587982833,16.654077253218887,12.910729613733908,16.042918454935624,12.643347639484979,15.43175965665236,12.375965665236052,14.820600858369099,12.108583690987125,14.209442060085838,11.879399141630902,13.636480686695281,11.650214592274679,null,0.96781115879828328,0.93562231759656656,0.90128755364806867,0.86695278969957079,0.83261802575107291,0.79828326180257514,0.76609442060085842,0.76496674057649672,0.77522935779816515,0.78809523809523807,0.80198019801980203,0.8170103092783505,0.83602150537634412,0.85434173669467783,1,1,1,1,1,1,1,13.178111587982833,12.910729613733908,12.643347639484979,12.375965665236052,12.108583690987125,11.879399141630902,11.650214592274679]
[null,59,16.539484978540774,15.43175965665236,16.195708154506438,15.126180257510729,15.890128755364808,14.858798283261804,15.393562231759658,14.362231759656654,14.896995708154508,13.903862660944208,14.362231759656652,13.407296137339054,13.827467811158799,12.910729613733906,null,0.92918454935622319,0.90987124463519309,0.89270386266094426,0.86480686695278974,0.83690987124463523,0.80686695278969955,0.77682403433476399,0.93302540415704383,0.93396226415094341,0.93509615384615385,0.9330024813895782,0.93333333333333335,0.93351063829787229,0.93370165745856348,1,1,1,1,1,1,1,15.43175965665236,15.126180257510729,14.858798283261804,14.362231759656654,13.903862660944208,13.407296137339054,12.910729613733906]
[80,71,18.334763948497855,10.160515021459229,18.029184549356223,10.045922746781116,17.723605150214592,9.9313304721030029,17.379828326180256,9.8167381974248915,17.036051502145924,9.7021459227467819,16.654077253218887,9.5875536480686723,16.272103004291846,9.4729613733905573,null,1.0300429184549356,1.0128755364806867,0.99570815450643779,0.97639484978540769,0.9570815450643777,0.93562231759656656,0.91416309012875541,0.5541666666666667,0.55720338983050843,0.56034482758620685,0.56483516483516483,0.56950672645739908,0.57568807339449546,0.5821596244131455,1,1,1,1,1,1,1,10.160515021459229,10.045922746781116,9.9313304721030029,9.8167381974248915,9.7021459227467819,9.5875536480686723,9.4729613733905573]
[null,67,18.869527896995709,13.063519313304722,18.334763948497855,12.834334763948497,17.8,12.605150214592275,17.303433476394851,12.414163090128756,16.806866952789701,12.223175965665238,16.272103004291846,11.993991416309013,15.737339055793992,11.764806866952791,null,1.0600858369098713,1.0300429184549356,1,0.97210300429184548,0.94420600858369097,0.91416309012875541,0.88412017167381973,0.69230769230769229,0.7,0.70815450643776823,0.717439293598234,0.72727272727272729,0.73708920187793425,0.74757281553398058,1,1,1,1,1,1,1,13.063519313304722,12.834334763948497,12.605150214592275,12.414163090128756,12.223175965665238,11.993991416309013,11.764806866952791]
[null,63,17.876394849785409,14.744206008583692,17.341630901287555,14.515021459227468,{"$f":"T18*$G$17","v":16.806866952789701},14.285836909871245,16.310300429184551,14.094849785407726,15.813733905579399,13.903862660944206,15.278969957081546,13.674678111587985,14.74420600858369,13.445493562231759,null,1.0042918454935623,0.97424892703862664,0.94420600858369097,0.91630901287553645,0.88841201716738194,0.85836909871244638,0.8283261802575107,0.82478632478632474,0.83700440528634357,0.85,0.86416861826697888,0.87922705314009664,0.89500000000000002,0.91191709844559588,1,1,1,1,1,1,1,14.744206008583692,14.515021459227468,14.285836909871245,14.094849785407726,13.903862660944206,13.674678111587985,13.445493562231759]
[null,59,16.883261802575106,15.813733905579397,16.386695278969956,15.355364806866952,{"$f":"T19*$G$17","v":15.890128755364808},14.896995708154508,15.355364806866953,14.400429184549356,14.820600858369099,13.903862660944206,14.324034334763949,13.407296137339058,13.827467811158799,12.910729613733906,null,0.94849785407725318,0.92060085836909866,0.89270386266094426,0.86266094420600858,0.83261802575107291,0.80472103004291851,0.77682403433476399,0.93665158371040724,0.93706293706293708,0.9375,0.93781094527363185,0.93814432989690721,0.93600000000000005,0.93370165745856348,1,1,1,1,1,1,1,15.813733905579397,15.355364806866952,14.896995708154508,14.400429184549356,13.903862660944206,13.407296137339058,12.910729613733906]

{"sheet":"RA14_30","index":59,"n_rows":19,"n_cols":45,"rows_kept":19,"cut":false,"hidden":true,"merged":[[130,0,133,0],[120,12,121,12],[120,13,121,13],[120,14,121,14],[120,15,121,15],[122,0,125,0],[126,0,129,0],[119,12,119,13],[119,14,119,15],[120,4,121,4],[120,5,121,5],[120,6,121,6],[120,7,121,7],[120,8,121,8],[120,9,121,9],[120,10,121,10],[120,11,121,11],[119,0,121,0],[119,1,121,1],[119,4,119,5],[119,6,119,7],[119,8,119,9],[119,10,119,11],[111,0,114,0],[117,0,118,1],[117,4,117,15],[118,4,118,5],[118,6,118,7],[118,8,118,9],[118,10,118,11],[118,12,118,13],[118,14,118,15],[101,12,102,12],[101,13,102,13],[101,14,102,14],[101,15,102,15],[103,0,106,0],[107,0,110,0],[100,12,100,13],[100,14,100,15],[101,4,102,4],[101,5,102,5],[101,6,102,6],[101,7,102,7],[101,8,102,8],[101,9,102,9],[101,10,102,10],[101,11,102,11],[100,0,102,0],[100,1,102,1],[100,4,100,5],[100,6,100,7],[100,8,100,9],[100,10,100,11],[92,0,95,0],[98,0,99,1],[98,4,98,15],[99,4,99,5],[99,6,99,7],[99,8,99,9],[99,10,99,11],[99,12,99,13],[99,14,99,15],[82,12,83,12],[82,13,83,13],[82,14,83,14],[82,15,83,15],[84,0,87,0],[88,0,91,0],[81,12,81,13],[81,14,81,15],[82,4,83,4],[82,5,83,5],[82,6,83,6],[82,7,83,7],[82,8,83,8],[82,9,83,9],[82,10,83,10],[82,11,83,11],[81,0,83,0],[81,1,83,1],[81,4,81,5],[81,6,81,7],[81,8,81,9],[81,10,81,11],[73,0,76,0],[79,0,80,1],[79,4,79,15],[80,4,80,5],[80,6,80,7],[80,8,80,9],[80,10,80,11],[80,12,80,13],[80,14,80,15],[63,12,64,12],[63,13,64,13],[63,14,64,14],[63,15,64,15],[65,0,68,0],[69,0,72,0],[62,12,62,13],[62,14,62,15],[63,4,64,4],[63,5,64,5],[63,6,64,6],[63,7,64,7],[63,8,64,8],[63,9,64,9],[63,10,64,10],[63,11,64,11],[62,0,64,0],[62,1,64,1],[62,4,62,5],[62,6,62,7],[62,8,62,9],[62,10,62,11],[54,0,57,0],[60,0,61,1],[60,4,60,15],[61,4,61,5],[61,6,61,7],[61,8,61,9],[61,10,61,11],[61,12,61,13],[61,14,61,15],[44,12,45,12],[44,13,45,13],[44,14,45,14],[44,15,45,15],[46,0,49,0],[50,0,53,0],[43,12,43,13],[43,14,43,15],[44,4,45,4],[44,5,45,5],[44,6,45,6],[44,7,45,7],[44,8,45,8],[44,9,45,9],[44,10,45,10],[44,11,45,11],[43,0,45,0],[43,1,45,1],[43,4,43,5],[43,6,43,7],[43,8,43,9],[43,10,43,11],[41,4,41,15],[42,4,42,5],[42,6,42,7],[42,8,42,9],[42,10,42,11],[42,12,42,13],[42,14,42,15],[7,0,10,0],[11,0,14,0],[15,0,18,0],[31,0,34,0],[35,0,38,0],[41,0,42,1],[5,10,6,10],[5,11,6,11],[5,12,6,12],[5,13,6,13],[5,14,6,14],[5,15,6,15],[4,10,4,11],[4,12,4,13],[4,14,4,15],[5,2,6,2],[5,3,6,3],[5,4,6,4],[5,5,6,5],[5,6,6,6],[5,7,6,7],[5,8,6,8],[4,0,6,0],[4,1,6,1],[4,2,4,3],[4,4,4,5],[4,6,4,7],[4,8,4,9],[5,9,6,9],[2,0,2,1],[2,2,2,15],[3,2,3,3],[3,4,3,5],[3,6,3,7],[3,8,3,9],[3,10,3,11],[3,12,3,13],[3,14,3,15]]}
[]
["RA14_30"]
["Evaporator Air Flow",null,"Condenser  Entering Air Temperature ˚F"]
[800,"CFM",85,null,90,null,95,null,100,null,105,null,110,null,115]
["Evap. Air °F DB","EWB†\n˚F","Capacity Mbtuh",null,"Capacity Mbtuh",null,"Capacity Mbtuh",null,"Capacity Mbtuh",null,"Capacity Mbtuh",null,"Capacity Mbtuh",null,"Capacity Mbtuh"]
[null,null,"Total","Sens.","Total","Sens.","Total","Sens.","Total","Sens.","Total","Sens.","Total","Sens.","Total","Sens."]
[null,null,null,null,null,null,null,null,null,null,null,null,null,null,null,null,null,"Total Factors",null,null,null,null,null,null,"Sens. %",null,null,null,null,null,null,"IDB Adj",null,null,null,null,null,null,"Sens Calc"]
[72,71,{"$f":"R8*$G$17","v":18.8},{"$f":"IF(AM8>C8,C8,AM8)","v":6.9333333333333336},{"$f":"S8*$G$17","v":18.333333333333336},{"$f":"IF(AN8>E8,E8,AN8)","v":6.9},{"$f":"T8*$G$17","v":17.866666666666667},{"$f":"IF(AO8>G8,G8,AO8)","v":6.8666666666666671},{"$f":"U8*$G$17","v":17.366666666666667},{"$f":"IF(AP8>I8,I8,AP8)","v":6.7666666666666666},{"$f":"V8*$G$17","v":16.866666666666667},{"$f":"IF(AQ8>K8,K8,AQ8)","v":6.666666666666667},{"$f":"W8*$G$17","v":16.400000000000002},{"$f":"IF(AR8>M8,M8,AR8)","v":6.5666666666666673},{"$f":"X8*$G$17","v":15.933333333333334},{"$f":"IF(AS8>O8,O8,AS8)","v":6.4666666666666668},null,1.0561797752808988,1.0299625468164795,1.0037453183520599,0.97565543071161054,0.94756554307116103,0.9213483146067416,0.89513108614232206,0.36879432624113473,0.37636363636363634,0.38432835820895522,0.38963531669865642,0.39525691699604742,0.40040650406504064,0.40585774058577406,1,1,1,1,1,1,1,{"$f":"Y8*C8*AF8","v":6.9333333333333336},{"$f":"Z8*E8*AG8","v":6.9},{"$f":"AA8*G8*AH8","v":6.8666666666666671},{"$f":"AB8*I8*AI8","v":6.7666666666666666},{"$f":"AC8*K8*AJ8","v":6.666666666666667},{"$f":"AD8*M8*AK8","v":6.5666666666666673},{"$f":"AE8*O8*AL8","v":6.4666666666666668}]
[null,67,{"$f":"R9*$G$17","v":17.733333333333334},9.1333333333333346,{"$f":"S9*$G$17","v":17.3},{"$f":"IF(AN9>E9,E9,AN9)","v":9.1000000000000014},{"$f":"T9*$G$17","v":16.866666666666667},{"$f":"IF(AO9>G9,G9,AO9)","v":9.0666666666666664},{"$f":"U9*$G$17","v":16.366666666666667},{"$f":"IF(AP9>I9,I9,AP9)","v":8.9666666666666668},{"$f":"V9*$G$17","v":15.866666666666667},{"$f":"IF(AQ9>K9,K9,AQ9)","v":8.8666666666666671},{"$f":"W9*$G$17","v":15.366666666666667},{"$f":"IF(AR9>M9,M9,AR9)","v":8.7666666666666657},{"$f":"X9*$G$17","v":14.866666666666667},{"$f":"IF(AS9>O9,O9,AS9)","v":8.6666666666666679},null,0.99625468164794007,0.9719101123595506,0.94756554307116103,0.91947565543071164,0.89138576779026213,0.86329588014981273,0.83520599250936334,0.51503759398496241,0.52601156069364163,0.53754940711462451,0.54786150712830961,0.55882352941176472,0.57049891540130149,0.5829596412556054,1,1,1,1,1,1,1,{"$f":"Y9*C9*AF9","v":9.1333333333333346},{"$f":"Z9*E9*AG9","v":9.1000000000000014},{"$f":"AA9*G9*AH9","v":9.0666666666666664},{"$f":"AB9*I9*AI9","v":8.9666666666666668},{"$f":"AC9*K9*AJ9","v":8.8666666666666671},{"$f":"AD9*M9*AK9","v":8.7666666666666657},{"$f":"AE9*O9*AL9","v":8.6666666666666679}]
[null,63,18.533333333333335,11.733333333333334,17.566666666666666,11.366666666666667,16.600000000000001,11.000000000000002,15.766666666666667,10.700000000000001,14.933333333333335,10.4,14.433333333333334,10.3,13.933333333333334,10.200000000000001,null,1.0411985018726593,0.98689138576779023,0.93258426966292129,0.88576779026217234,0.83895131086142327,0.81086142322097376,0.78277153558052437,0.63309352517985606,0.6470588235294118,0.66265060240963858,0.67864693446088797,0.6964285714285714,0.71362586605080836,0.73205741626794263,1,1,1,1,1,1,1,11.733333333333334,11.366666666666667,11.000000000000002,10.700000000000001,10.4,10.3,10.200000000000001]
[null,59,17.866666666666667,14.4,17.399999999999999,14.166666666666666,16.933333333333334,13.933333333333334,16.400000000000002,13.500000000000002,15.866666666666667,13.066666666666666,15.3,12.6,14.733333333333334,12.133333333333333,null,1.0037453183520599,0.97752808988764039,0.95131086142322097,0.9213483146067416,0.89138576779026213,0.8595505617977528,0.82771535580524347,0.80597014925373134,0.81417624521072796,0.82283464566929132,0.82317073170731703,0.82352941176470584,0.82352941176470584,0.82352941176470584,1,1,1,1,1,1,1,14.4,14.166666666666666,13.933333333333334,13.500000000000002,13.066666666666666,12.6,12.133333333333333]
[76,71,19.433333333333334,8.5,18.966666666666669,8.4000000000000021,18.5,8.3333333333333339,18,8.2333333333333343,17.533333333333335,8.1000000000000014,17,7.9666666666666668,16.433333333333334,7.8000000000000007,null,1.0917602996254681,1.0655430711610487,1.0393258426966292,1.0112359550561798,0.98501872659176026,0.9550561797752809,0.92322097378277157,0.43739279588336194,0.44288224956063271,0.45045045045045046,0.45740740740740743,0.46197718631178708,0.46862745098039216,0.47464503042596351,1,1,1,1,1,1,1,8.5,8.4000000000000021,8.3333333333333339,8.2333333333333343,8.1000000000000014,7.9666666666666668,7.8000000000000007]
[null,67,19.433333333333334,11.433333333333334,18.5,11.1,{"$f":"T13*$G$17","v":17.566666666666666},10.766666666666667,17,10.566666666666666,16.400000000000002,10.400000000000002,15.866666666666667,10.233333333333334,15.3,10.066666666666666,null,1.0917602996254681,1.0393258426966292,0.98689138576779023,0.9550561797752809,0.9213483146067416,0.89138576779026213,0.8595505617977528,0.58833619210977706,0.6,0.61290322580645162,0.6215686274509804,0.63414634146341464,0.64495798319327735,0.65795206971677556,1,1,1,1,1,1,1,11.433333333333334,11.1,10.766666666666667,10.566666666666666,10.400000000000002,10.233333333333334,10.066666666666666]
[null,63,18.099999999999998,13.966666666666665,17.3,13.600000000000001,16.466666666666669,13.233333333333334,15.833333333333334,12.966666666666667,15.233333333333334,12.733333333333334,14.666666666666668,12.500000000000002,14.100000000000001,12.266666666666669,null,1.0168539325842696,0.9719101123595506,0.92509363295880154,0.88951310861423216,0.85580524344569286,0.82397003745318353,0.7921348314606742,0.77163904235727443,0.78612716763005785,0.80364372469635625,0.81894736842105265,0.83588621444201316,0.85227272727272729,0.8699763593380615,1,1,1,1,1,1,1,13.966666666666665,13.600000000000001,13.233333333333334,12.966666666666667,12.733333333333334,12.500000000000002,12.266666666666669]
[null,59,17.933333333333334,16.366666666666667,17.433333333333334,16.033333333333335,16.933333333333334,15.733333333333334,16.400000000000002,15.233333333333334,15.866666666666667,14.733333333333334,15.3,14.200000000000001,14.700000000000001,13.700000000000001,null,1.0074906367041199,0.97940074906367036,0.95131086142322097,0.9213483146067416,0.89138576779026213,0.8595505617977528,0.8258426966292135,0.91263940520446096,0.91969407265774383,0.92913385826771655,0.92886178861788615,0.9285714285714286,0.92810457516339873,0.93197278911564629,1,1,1,1,1,1,1,16.366666666666667,16.033333333333335,15.733333333333334,15.233333333333334,14.733333333333334,14.200000000000001,13.700000000000001]
[80,71,18.733333333333331,10.666666666666666,18.3,10.533333333333333,17.866666666666667,10.4,17.399999999999999,10.233333333333333,16.933333333333334,10.066666666666668,16.400000000000002,9.8333333333333357,15.866666666666667,9.6,null,1.0524344569288389,1.0280898876404494,1.0037453183520599,0.97752808988764039,0.95131086142322097,0.9213483146067416,0.89138576779026213,0.56939501779359436,0.57559198542805101,0.58208955223880599,0.58812260536398464,0.59448818897637801,0.59959349593495936,0.60504201680672265,1,1,1,1,1,1,1,10.666666666666666,10.533333333333333,10.4,10.233333333333333,10.066666666666668,9.8333333333333357,9.6]
[null,67,19.133333333333333,13.666666666666666,18.466666666666669,13.4,17.8,13.133333333333335,17.266666666666669,12.933333333333334,16.733333333333334,12.733333333333334,16.266666666666669,12.56666666666667,15.799999999999999,12.399999999999999,null,1.0749063670411985,1.0374531835205993,1,0.97003745318352064,0.94007490636704116,0.91385767790262173,0.88764044943820219,0.7142857142857143,0.72563176895306858,0.73782771535580527,0.74903474903474898,0.76095617529880477,0.77254098360655743,0.78481012658227844,1,1,1,1,1,1,1,13.666666666666666,13.4,13.133333333333335,12.933333333333334,12.733333333333334,12.56666666666667,12.399999999999999]
[null,63,18.600000000000001,15.466666666666667,18.099999999999998,15.33333333333333,{"$f":"T18*$G$17","v":17.600000000000001},15.200000000000001,17.066666666666666,15,16.533333333333335,14.8,15.966666666666667,14.566666666666668,15.4,14.333333333333334,null,1.0449438202247192,1.0168539325842696,0.9887640449438202,0.95880149812734083,0.92883895131086147,0.89700374531835203,0.8651685393258427,0.8315412186379928,0.84714548802946588,0.86363636363636365,0.87890625,0.89516129032258063,0.91231732776617958,0.93073593073593075,1,1,1,1,1,1,1,15.466666666666667,15.33333333333333,15.200000000000001,15,14.8,14.566666666666668,14.333333333333334]
[null,59,17.933333333333334,16.399999999999999,17.399999999999999,16.066666666666666,{"$f":"T19*$G$17","v":16.866666666666667},15.733333333333334,16.333333333333336,15.233333333333334,15.799999999999999,14.733333333333333,15.266666666666667,14.233333333333334,14.733333333333334,13.733333333333334,null,1.0074906367041199,0.97752808988764039,0.94756554307116103,0.91760299625468167,0.88764044943820219,0.85767790262172283,0.82771535580524347,0.91449814126394047,0.92337164750957856,0.93280632411067199,0.93265306122448977,0.9324894514767933,0.93231441048034935,0.9321266968325792,1,1,1,1,1,1,1,16.399999999999999,16.066666666666666,15.733333333333334,15.233333333333334,14.733333333333333,14.233333333333334,13.733333333333334]

{"sheet":"RA14_36","index":60,"n_rows":19,"n_cols":45,"rows_kept":19,"cut":false,"hidden":true,"merged":[[130,0,133,0],[120,12,121,12],[120,13,121,13],[120,14,121,14],[120,15,121,15],[122,0,125,0],[126,0,129,0],[119,12,119,13],[119,14,119,15],[120,4,121,4],[120,5,121,5],[120,6,121,6],[120,7,121,7],[120,8,121,8],[120,9,121,9],[120,10,121,10],[120,11,121,11],[119,0,121,0],[119,1,121,1],[119,4,119,5],[119,6,119,7],[119,8,119,9],[119,10,119,11],[111,0,114,0],[117,0,118,1],[117,4,117,15],[118,4,118,5],[118,6,118,7],[118,8,118,9],[118,10,118,11],[118,12,118,13],[118,14,118,15],[101,12,102,12],[101,13,102,13],[101,14,102,14],[101,15,102,15],[103,0,106,0],[107,0,110,0],[100,12,100,13],[100,14,100,15],[101,4,102,4],[101,5,102,5],[101,6,102,6],[101,7,102,7],[101,8,102,8],[101,9,102,9],[101,10,102,10],[101,11,102,11],[100,0,102,0],[100,1,102,1],[100,4,100,5],[100,6,100,7],[100,8,100,9],[100,10,100,11],[92,0,95,0],[98,0,99,1],[98,4,98,15],[99,4,99,5],[99,6,99,7],[99,8,99,9],[99,10,99,11],[99,12,99,13],[99,14,99,15],[82,12,83,12],[82,13,83,13],[82,14,83,14],[82,15,83,15],[84,0,87,0],[88,0,91,0],[81,12,81,13],[81,14,81,15],[82,4,83,4],[82,5,83,5],[82,6,83,6],[82,7,83,7],[82,8,83,8],[82,9,83,9],[82,10,83,10],[82,11,83,11],[81,0,83,0],[81,1,83,1],[81,4,81,5],[81,6,81,7],[81,8,81,9],[81,10,81,11],[73,0,76,0],[79,0,80,1],[79,4,79,15],[80,4,80,5],[80,6,80,7],[80,8,80,9],[80,10,80,11],[80,12,80,13],[80,14,80,15],[63,12,64,12],[63,13,64,13],[63,14,64,14],[63,15,64,15],[65,0,68,0],[69,0,72,0],[62,12,62,13],[62,14,62,15],[63,4,64,4],[63,5,64,5],[63,6,64,6],[63,7,64,7],[63,8,64,8],[63,9,64,9],[63,10,64,10],[63,11,64,11],[62,0,64,0],[62,1,64,1],[62,4,62,5],[62,6,62,7],[62,8,62,9],[62,10,62,11],[54,0,57,0],[60,0,61,1],[60,4,60,15],[61,4,61,5],[61,6,61,7],[61,8,61,9],[61,10,61,11],[61,12,61,13],[61,14,61,15],[44,12,45,12],[44,13,45,13],[44,14,45,14],[44,15,45,15],[46,0,49,0],[50,0,53,0],[43,12,43,13],[43,14,43,15],[44,4,45,4],[44,5,45,5],[44,6,45,6],[44,7,45,7],[44,8,45,8],[44,9,45,9],[44,10,45,10],[44,11,45,11],[43,0,45,0],[43,1,45,1],[43,4,43,5],[43,6,43,7],[43,8,43,9],[43,10,43,11],[41,4,41,15],[42,4,42,5],[42,6,42,7],[42,8,42,9],[42,10,42,11],[42,12,42,13],[42,14,42,15],[7,0,10,0],[11,0,14,0],[15,0,18,0],[31,0,34,0],[35,0,38,0],[41,0,42,1],[5,10,6,10],[5,11,6,11],[5,12,6,12],[5,13,6,13],[5,14,6,14],[5,15,6,15],[4,10,4,11],[4,12,4,13],[4,14,4,15],[5,2,6,2],[5,3,6,3],[5,4,6,4],[5,5,6,5],[5,6,6,6],[5,7,6,7],[5,8,6,8],[4,0,6,0],[4,1,6,1],[4,2,4,3],[4,4,4,5],[4,6,4,7],[4,8,4,9],[5,9,6,9],[2,0,2,1],[2,2,2,15],[3,2,3,3],[3,4,3,5],[3,6,3,7],[3,8,3,9],[3,10,3,11],[3,12,3,13],[3,14,3,15]]}
[]
["RA14_36"]
["Evaporator Air Flow",null,"Condenser  Entering Air Temperature ˚F"]
[850,"CFM",85,null,90,null,95,null,100,null,105,null,110,null,115]
["Evap. Air °F DB","EWB†\n˚F","Capacity Mbtuh",null,"Capacity Mbtuh",null,"Capacity Mbtuh",null,"Capacity Mbtuh",null,"Capacity Mbtuh",null,"Capacity Mbtuh",null,"Capacity Mbtuh"]
[null,null,"Total","Sens.","Total","Sens.","Total","Sens.","Total","Sens.","Total","Sens.","Total","Sens.","Total","Sens."]
[null,null,null,null,null,null,null,null,null,null,null,null,null,null,null,null,null,"Total Factors",null,null,null,null,null,null,"Sens. %",null,null,null,null,null,null,"IDB Adj",null,null,null,null,null,null,"Sens Calc"]
[72,71,{"$f":"R8*$G$17","v":18.17305389221557},{"$f":"IF(AM8>C8,C8,AM8)","v":6.2353293413173656},{"$f":"S8*$G$17","v":17.773353293413173},{"$f":"IF(AN8>E8,E8,AN8)","v":6.1553892215568862},{"$f":"T8*$G$17","v":17.373652694610779},{"$f":"IF(AO8>G8,G8,AO8)","v":6.0754491017964067},{"$f":"U8*$G$17","v":16.92065868263473},{"$f":"IF(AP8>I8,I8,AP8)","v":5.9688622754491014},{"$f":"V8*$G$17","v":16.467664670658685},{"$f":"IF(AQ8>K8,K8,AQ8)","v":5.862275449101797},{"$f":"W8*$G$17","v":15.988023952095809},{"$f":"IF(AR8>M8,M8,AR8)","v":5.7556886227544908},{"$f":"X8*$G$17","v":15.508383233532935},{"$f":"IF(AS8>O8,O8,AS8)","v":5.6491017964071855},null,1.0209580838323353,0.99850299401197606,0.9760479041916168,0.95059880239520955,0.92514970059880242,0.89820359281437123,0.87125748502994016,0.34310850439882695,0.34632683658170915,0.34969325153374231,0.35275590551181102,0.35598705501618122,0.36,0.36426116838487971,1,1,1,1,1,1,1,{"$f":"Y8*C8*AF8","v":6.2353293413173656},{"$f":"Z8*E8*AG8","v":6.1553892215568862},{"$f":"AA8*G8*AH8","v":6.0754491017964067},{"$f":"AB8*I8*AI8","v":5.9688622754491014},{"$f":"AC8*K8*AJ8","v":5.862275449101797},{"$f":"AD8*M8*AK8","v":5.7556886227544908},{"$f":"AE8*O8*AL8","v":5.6491017964071855}]
[null,67,{"$f":"R9*$G$17","v":17.160479041916169},8.1538922155688631,{"$f":"S9*$G$17","v":16.760778443113772},{"$f":"IF(AN9>E9,E9,AN9)","v":8.0739520958083837},{"$f":"T9*$G$17","v":16.361077844311378},{"$f":"IF(AO9>G9,G9,AO9)","v":7.9940119760479043},{"$f":"U9*$G$17","v":15.908083832335331},{"$f":"IF(AP9>I9,I9,AP9)","v":7.8874251497005998},{"$f":"V9*$G$17","v":15.455089820359282},{"$f":"IF(AQ9>K9,K9,AQ9)","v":7.7808383233532936},{"$f":"W9*$G$17","v":14.975449101796409},{"$f":"IF(AR9>M9,M9,AR9)","v":7.6742514970059892},{"$f":"X9*$G$17","v":14.495808383233534},{"$f":"IF(AS9>O9,O9,AS9)","v":7.5676646706586839},null,0.9640718562874252,0.94161676646706582,0.91916167664670656,0.89371257485029942,0.86826347305389218,0.8413173652694611,0.81437125748502992,0.4751552795031056,0.48171701112877585,0.48859934853420195,0.49581239530988275,0.50344827586206897,0.51245551601423489,0.5220588235294118,1,1,1,1,1,1,1,{"$f":"Y9*C9*AF9","v":8.1538922155688631},{"$f":"Z9*E9*AG9","v":8.0739520958083837},{"$f":"AA9*G9*AH9","v":7.9940119760479043},{"$f":"AB9*I9*AI9","v":7.8874251497005998},{"$f":"AC9*K9*AJ9","v":7.7808383233532936},{"$f":"AD9*M9*AK9","v":7.6742514970059892},{"$f":"AE9*O9*AL9","v":7.5676646706586839}]
[null,63,17.853293413173652,10.978443113772455,17.027245508982038,10.632035928143713,16.201197604790419,10.28562874251497,15.375149700598802,9.9392215568862277,14.549101796407186,9.5928143712574858,14.042814371257487,9.4595808383233546,13.536526946107784,9.3263473053892216,null,1.0029940119760479,0.95658682634730541,0.91017964071856283,0.86377245508982037,0.81736526946107779,0.78892215568862278,0.76047904191616766,0.61492537313432838,0.62441314553990612,0.63486842105263153,0.64644714038128248,0.65934065934065933,0.6736242884250474,0.6889763779527559,1,1,1,1,1,1,1,10.978443113772455,10.632035928143713,10.28562874251497,9.9392215568862277,9.5928143712574858,9.4595808383233546,9.3263473053892216]
[null,59,15.401796407185628,12.843712574850299,14.975449101796409,12.497305389221559,14.549101796407186,12.150898203592815,14.469161676646706,12.070958083832334,14.389221556886229,11.991017964071858,14.176047904191616,11.804491017964072,13.962874251497006,11.617964071856289,null,0.8652694610778443,0.8413173652694611,0.81736526946107779,0.81287425149700598,0.80838323353293418,0.79640718562874246,0.78443113772455086,0.83391003460207613,0.83451957295373669,0.8351648351648352,0.83425414364640882,0.83333333333333337,0.83270676691729328,0.83206106870229013,1,1,1,1,1,1,1,12.843712574850299,12.497305389221559,12.150898203592815,12.070958083832334,11.991017964071858,11.804491017964072,11.617964071856289]
[76,71,20.064970059880238,8.2071856287425149,19.611976047904193,8.0739520958083837,19.158982035928148,7.9407185628742534,18.626047904191616,7.7808383233532927,18.093113772455091,7.6209580838323356,17.373652694610779,7.3811377245508982,16.654191616766468,7.1413173652694617,null,1.1272455089820359,1.1017964071856288,1.0763473053892216,1.0464071856287425,1.0164670658682635,0.9760479041916168,0.93562874251497008,0.40903054448871184,0.41168478260869568,0.41446453407510431,0.41773962804005721,0.42120765832106039,0.42484662576687116,0.42880000000000001,1,1,1,1,1,1,1,8.2071856287425149,8.0739520958083837,7.9407185628742534,7.7808383233532927,7.6209580838323356,7.3811377245508982,7.1413173652694617]
[null,67,18.945808383233533,10.392215568862275,18.519461077844312,10.258982035928144,{"$f":"T13*$G$17","v":18.066467065868267},10.125748502994014,17.533532934131738,9.9658682634730553,17.027245508982038,9.7793413173652706,16.467664670658685,9.6194610778443135,15.908083832335331,9.4595808383233528,null,1.0643712574850299,1.0404191616766467,1.0149700598802396,0.98502994011976053,0.95658682634730541,0.92514970059880242,0.89371257485029942,0.54852320675105481,0.5539568345323741,0.56047197640117996,0.56838905775075987,0.57433489827856021,0.58414239482200647,0.59463986599664986,1,1,1,1,1,1,1,10.392215568862275,10.258982035928144,10.125748502994014,9.9658682634730553,9.7793413173652706,9.6194610778443135,9.4595808383233528]
[null,63,16.441017964071857,12.337425149700598,15.934730538922157,12.124251497005989,15.428443113772456,11.911077844311377,14.975449101796409,11.75119760479042,14.495808383233534,11.591317365269463,14.016167664670659,11.404790419161676,13.536526946107784,11.218263473053891,null,0.92365269461077848,0.89520958083832336,0.86676646706586824,0.8413173652694611,0.81437125748502992,0.78742514970059885,0.76047904191616766,0.75040518638573739,0.76086956521739135,0.772020725388601,0.78469750889679712,0.79963235294117652,0.81368821292775662,0.82874015748031493,1,1,1,1,1,1,1,12.337425149700598,12.124251497005989,11.911077844311377,11.75119760479042,11.591317365269463,11.404790419161676,11.218263473053891]
[null,59,15.614970059880239,14.682335329341317,15.401796407185628,14.469161676646706,15.18862275449102,14.282634730538923,15.002095808383235,14.122754491017965,14.842215568862276,13.93622754491018,14.415868263473055,13.563173652694612,13.989520958083832,13.163473053892215,null,0.8772455089820359,0.8652694610778443,0.8532934131736527,0.84281437125748504,0.83383233532934131,0.80988023952095811,0.7859281437125748,0.94027303754266212,0.93944636678200688,0.94035087719298249,0.94138543516873885,0.93895870736086173,0.94085027726432535,0.94095238095238098,1,1,1,1,1,1,1,14.682335329341317,14.469161676646706,14.282634730538923,14.122754491017965,13.93622754491018,13.563173652694612,13.163473053892215]
[80,71,18.119760479041918,9.8059880239520965,17.773353293413173,9.6727544910179635,17.426946107784431,9.5395209580838323,17.080538922155689,9.4062874251497011,16.734131736526948,9.2730538922155699,16.467664670658685,9.1931137724550904,16.201197604790419,9.113173652694611,null,1.0179640718562875,0.99850299401197606,0.97904191616766467,0.95958083832335328,0.94011976047904189,0.92514970059880242,0.91017964071856283,0.54117647058823526,0.54422788605697148,0.54740061162079512,0.55070202808112323,0.55414012738853502,0.55825242718446599,0.5625,1,1,1,1,1,1,1,9.8059880239520965,9.6727544910179635,9.5395209580838323,9.4062874251497011,9.2730538922155699,9.1931137724550904,9.113173652694611]
[null,67,18.652694610778443,12.577245508982037,18.226347305389222,12.390718562874252,17.8,12.204191616766467,17.347005988023955,12.017664670658686,16.894011976047906,11.831137724550899,16.41437125748503,11.644610778443113,15.934730538922157,11.45808383233533,null,1.0479041916167664,1.0239520958083832,1,0.97455089820359286,0.94910179640718562,0.92215568862275454,0.89520958083832336,0.67428571428571427,0.67982456140350878,0.68562874251497008,0.6927803379416283,0.70031545741324919,0.70941558441558439,0.71906354515050164,1,1,1,1,1,1,1,12.577245508982037,12.390718562874252,12.204191616766467,12.017664670658686,11.831137724550899,11.644610778443113,11.45808383233533]
[null,63,17.906586826347304,14.549101796407184,17.453592814371259,14.362574850299401,{"$f":"T18*$G$17","v":17.00059880239521},14.176047904191618,16.520958083832337,13.962874251497007,16.041317365269464,13.749700598802397,15.481736526946108,13.509880239520959,14.922155688622754,13.27005988023952,null,1.0059880239520957,0.98053892215568861,0.95508982035928147,0.92814371257485029,0.90119760479041922,0.86976047904191611,0.83832335329341312,0.8125,0.8229007633587786,0.83385579937304077,0.84516129032258069,0.8571428571428571,0.87263339070567991,0.88928571428571423,1,1,1,1,1,1,1,14.549101796407184,14.362574850299401,14.176047904191618,13.962874251497007,13.749700598802397,13.509880239520959,13.27005988023952]
[null,59,16.947305389221558,15.98802395209581,16.494311377245509,15.561676646706587,{"$f":"T19*$G$17","v":16.041317365269464},15.135329341317368,15.535029940119761,14.655688622754493,15.028742514970061,14.176047904191618,14.495808383233534,13.669760479041917,13.962874251497006,13.163473053892215,null,0.95209580838323349,0.92664670658682635,0.90119760479041922,0.8727544910179641,0.84431137724550898,0.81437125748502992,0.78443113772455086,0.94339622641509435,0.94345718901453957,0.94352159468438535,0.94339622641509435,0.94326241134751776,0.94301470588235292,0.9427480916030534,1,1,1,1,1,1,1,15.98802395209581,15.561676646706587,15.135329341317368,14.655688622754493,14.176047904191618,13.669760479041917,13.163473053892215]

{"sheet":"RA14_42","index":61,"n_rows":19,"n_cols":45,"rows_kept":19,"cut":false,"hidden":true,"merged":[[130,0,133,0],[120,12,121,12],[120,13,121,13],[120,14,121,14],[120,15,121,15],[122,0,125,0],[126,0,129,0],[119,12,119,13],[119,14,119,15],[120,4,121,4],[120,5,121,5],[120,6,121,6],[120,7,121,7],[120,8,121,8],[120,9,121,9],[120,10,121,10],[120,11,121,11],[119,0,121,0],[119,1,121,1],[119,4,119,5],[119,6,119,7],[119,8,119,9],[119,10,119,11],[111,0,114,0],[117,0,118,1],[117,4,117,15],[118,4,118,5],[118,6,118,7],[118,8,118,9],[118,10,118,11],[118,12,118,13],[118,14,118,15],[101,12,102,12],[101,13,102,13],[101,14,102,14],[101,15,102,15],[103,0,106,0],[107,0,110,0],[100,12,100,13],[100,14,100,15],[101,4,102,4],[101,5,102,5],[101,6,102,6],[101,7,102,7],[101,8,102,8],[101,9,102,9],[101,10,102,10],[101,11,102,11],[100,0,102,0],[100,1,102,1],[100,4,100,5],[100,6,100,7],[100,8,100,9],[100,10,100,11],[92,0,95,0],[98,0,99,1],[98,4,98,15],[99,4,99,5],[99,6,99,7],[99,8,99,9],[99,10,99,11],[99,12,99,13],[99,14,99,15],[82,12,83,12],[82,13,83,13],[82,14,83,14],[82,15,83,15],[84,0,87,0],[88,0,91,0],[81,12,81,13],[81,14,81,15],[82,4,83,4],[82,5,83,5],[82,6,83,6],[82,7,83,7],[82,8,83,8],[82,9,83,9],[82,10,83,10],[82,11,83,11],[81,0,83,0],[81,1,83,1],[81,4,81,5],[81,6,81,7],[81,8,81,9],[81,10,81,11],[73,0,76,0],[79,0,80,1],[79,4,79,15],[80,4,80,5],[80,6,80,7],[80,8,80,9],[80,10,80,11],[80,12,80,13],[80,14,80,15],[63,12,64,12],[63,13,64,13],[63,14,64,14],[63,15,64,15],[65,0,68,0],[69,0,72,0],[62,12,62,13],[62,14,62,15],[63,4,64,4],[63,5,64,5],[63,6,64,6],[63,7,64,7],[63,8,64,8],[63,9,64,9],[63,10,64,10],[63,11,64,11],[62,0,64,0],[62,1,64,1],[62,4,62,5],[62,6,62,7],[62,8,62,9],[62,10,62,11],[54,0,57,0],[60,0,61,1],[60,4,60,15],[61,4,61,5],[61,6,61,7],[61,8,61,9],[61,10,61,11],[61,12,61,13],[61,14,61,15],[44,12,45,12],[44,13,45,13],[44,14,45,14],[44,15,45,15],[46,0,49,0],[50,0,53,0],[43,12,43,13],[43,14,43,15],[44,4,45,4],[44,5,45,5],[44,6,45,6],[44,7,45,7],[44,8,45,8],[44,9,45,9],[44,10,45,10],[44,11,45,11],[43,0,45,0],[43,1,45,1],[43,4,43,5],[43,6,43,7],[43,8,43,9],[43,10,43,11],[41,4,41,15],[42,4,42,5],[42,6,42,7],[42,8,42,9],[42,10,42,11],[42,12,42,13],[42,14,42,15],[7,0,10,0],[11,0,14,0],[15,0,18,0],[31,0,34,0],[35,0,38,0],[41,0,42,1],[5,10,6,10],[5,11,6,11],[5,12,6,12],[5,13,6,13],[5,14,6,14],[5,15,6,15],[4,10,4,11],[4,12,4,13],[4,14,4,15],[5,2,6,2],[5,3,6,3],[5,4,6,4],[5,5,6,5],[5,6,6,6],[5,7,6,7],[5,8,6,8],[4,0,6,0],[4,1,6,1],[4,2,4,3],[4,4,4,5],[4,6,4,7],[4,8,4,9],[5,9,6,9],[2,0,2,1],[2,2,2,15],[3,2,3,3],[3,4,3,5],[3,6,3,7],[3,8,3,9],[3,10,3,11],[3,12,3,13],[3,14,3,15]]}
[]
["RA14_42"]
["Evaporator Air Flow",null,"Condenser  Entering Air Temperature ˚F"]
[1050,"CFM",85,null,90,null,95,null,100,null,105,null,110,null,115]
["Evap. Air °F DB","EWB†\n˚F","Capacity Mbtuh",null,"Capacity Mbtuh",null,"Capacity Mbtuh",null,"Capacity Mbtuh",null,"Capacity Mbtuh",null,"Capacity Mbtuh",null,"Capacity Mbtuh"]
[null,null,"Total","Sens.","Total","Sens.","Total","Sens.","Total","Sens.","Total","Sens.","Total","Sens.","Total","Sens."]
[null,null,null,null,null,null,null,null,null,null,null,null,null,null,null,null,null,"Total Factors",null,null,null,null,null,null,"Sens. %",null,null,null,null,null,null,"IDB Adj",null,null,null,null,null,null,"Sens Calc"]
[72,71,{"$f":"R8*$G$17","v":19.945753424657536},{"$f":"IF(AM8>C8,C8,AM8)","v":8.0465753424657542},{"$f":"S8*$G$17","v":19.482465753424655},{"$f":"IF(AN8>E8,E8,AN8)","v":7.9246575342465748},{"$f":"T8*$G$17","v":19.019178082191782},{"$f":"IF(AO8>G8,G8,AO8)","v":7.8027397260273981},{"$f":"U8*$G$17","v":18.507123287671231},{"$f":"IF(AP8>I8,I8,AP8)","v":7.6564383561643821},{"$f":"V8*$G$17","v":17.995068493150686},{"$f":"IF(AQ8>K8,K8,AQ8)","v":7.5101369863013705},{"$f":"W8*$G$17","v":17.507397260273972},{"$f":"IF(AR8>M8,M8,AR8)","v":7.3638356164383554},{"$f":"X8*$G$17","v":17.019726027397262},{"$f":"IF(AS8>O8,O8,AS8)","v":7.2175342465753429},null,1.1205479452054794,1.0945205479452054,1.0684931506849316,1.0397260273972602,1.010958904109589,0.98356164383561639,0.95616438356164379,0.4034229828850856,0.40675844806007511,0.41025641025641024,0.41370223978919629,0.41734417344173441,0.42061281337047352,0.42406876790830944,1,1,1,1,1,1,1,{"$f":"Y8*C8*AF8","v":8.0465753424657542},{"$f":"Z8*E8*AG8","v":7.9246575342465748},{"$f":"AA8*G8*AH8","v":7.8027397260273981},{"$f":"AB8*I8*AI8","v":7.6564383561643821},{"$f":"AC8*K8*AJ8","v":7.5101369863013705},{"$f":"AD8*M8*AK8","v":7.3638356164383554},{"$f":"AE8*O8*AL8","v":7.2175342465753429}]
[null,67,{"$f":"R9*$G$17","v":18.775342465753425},10.192328767123287,{"$f":"S9*$G$17","v":18.312054794520549},{"$f":"IF(AN9>E9,E9,AN9)","v":10.070410958904111},{"$f":"T9*$G$17","v":17.848767123287672},{"$f":"IF(AO9>G9,G9,AO9)","v":9.9484931506849303},{"$f":"U9*$G$17","v":17.361095890410958},{"$f":"IF(AP9>I9,I9,AP9)","v":9.8265753424657536},{"$f":"V9*$G$17","v":16.873424657534247},{"$f":"IF(AQ9>K9,K9,AQ9)","v":9.7046575342465768},{"$f":"W9*$G$17","v":16.336986301369866},{"$f":"IF(AR9>M9,M9,AR9)","v":9.5339726027397269},{"$f":"X9*$G$17","v":15.80054794520548},{"$f":"IF(AS9>O9,O9,AS9)","v":9.363287671232877},null,1.0547945205479452,1.0287671232876712,1.0027397260273974,0.97534246575342465,0.94794520547945205,0.9178082191780822,0.88767123287671235,0.54285714285714282,0.54993342210386154,0.55737704918032782,0.5660112359550562,0.57514450867052025,0.58358208955223878,0.59259259259259256,1,1,1,1,1,1,1,{"$f":"Y9*C9*AF9","v":10.192328767123287},{"$f":"Z9*E9*AG9","v":10.070410958904111},{"$f":"AA9*G9*AH9","v":9.9484931506849303},{"$f":"AB9*I9*AI9","v":9.8265753424657536},{"$f":"AC9*K9*AJ9","v":9.7046575342465768},{"$f":"AD9*M9*AK9","v":9.5339726027397269},{"$f":"AE9*O9*AL9","v":9.363287671232877}]
[null,63,17.897534246575344,12.045479452054794,17.434246575342467,11.923561643835617,16.97095890410959,11.801643835616439,16.458904109589042,11.655342465753426,15.946849315068494,11.509041095890412,15.410410958904111,11.338356164383562,14.873972602739727,11.167671232876712,null,1.0054794520547945,0.97945205479452058,0.95342465753424654,0.92465753424657537,0.89589041095890409,0.86575342465753424,0.83561643835616439,0.67302452316076289,0.68391608391608394,0.6954022988505747,0.70814814814814819,0.72171253822629966,0.73575949367088611,0.75081967213114753,1,1,1,1,1,1,1,12.045479452054794,11.923561643835617,11.801643835616439,11.655342465753426,11.509041095890412,11.338356164383562,11.167671232876712]
[null,59,17.361095890410958,14.873972602739727,16.873424657534247,14.532602739726027,16.385753424657533,14.191232876712329,15.873698630136985,13.752328767123288,15.361643835616439,13.313424657534247,15.166575342465755,13.142739726027399,14.97150684931507,12.972054794520549,null,0.97534246575342465,0.94794520547945205,0.92054794520547945,0.89178082191780816,0.86301369863013699,0.852054794520548,0.84109589041095889,0.8567415730337079,0.86127167630057799,0.8660714285714286,0.86635944700460832,0.8666666666666667,0.86655948553054662,0.86644951140065152,1,1,1,1,1,1,1,14.873972602739727,14.532602739726027,14.191232876712329,13.752328767123288,13.313424657534247,13.142739726027399,12.972054794520549]
[76,71,19.945753424657536,9.3389041095890413,19.482465753424655,9.1926027397260253,18.994794520547945,9.0463013698630146,18.507123287671231,8.8512328767123272,17.995068493150686,8.6805479452054808,17.483013698630138,8.5098630136986309,16.97095890410959,8.314794520547947,null,1.1205479452054794,1.0945205479452054,1.0671232876712329,1.0397260273972602,1.010958904109589,0.98219178082191783,0.95342465753424654,0.4682151589242054,0.47183979974968709,0.47625160462130939,0.47826086956521741,0.4823848238482385,0.48675034867503486,0.48994252873563221,1,1,1,1,1,1,1,9.3389041095890413,9.1926027397260253,9.0463013698630146,8.8512328767123272,8.6805479452054808,8.5098630136986309,8.314794520547947]
[null,67,18.775342465753425,11.557808219178082,18.312054794520549,11.411506849315069,{"$f":"T13*$G$17","v":17.848767123287672},11.240821917808219,17.336712328767124,11.070136986301371,16.824657534246576,10.875068493150685,16.312602739726028,10.68,15.776164383561644,10.50931506849315,null,1.0547945205479452,1.0287671232876712,1.0027397260273974,0.97397260273972608,0.9452054794520548,0.91643835616438352,0.88630136986301367,0.61558441558441557,0.62316910785619173,0.6297814207650273,0.6385372714486639,0.6463768115942029,0.6547085201793722,0.66615146831530136,1,1,1,1,1,1,1,11.557808219178082,11.411506849315069,11.240821917808219,11.070136986301371,10.875068493150685,10.68,10.50931506849315]
[null,63,17.848767123287672,14.45945205479452,17.385479452054796,14.264383561643836,16.897808219178085,14.069315068493152,16.410136986301371,13.874246575342466,15.922465753424659,13.679178082191781,15.386027397260273,13.459726027397259,14.873972602739727,13.240273972602742,null,1.0027397260273974,0.97671232876712333,0.94931506849315073,0.92191780821917813,0.89452054794520552,0.86438356164383556,0.83561643835616439,0.81010928961748629,0.82047685834502104,0.83261183261183258,0.84546805349182763,0.85911179173047469,0.87480190174326466,0.89016393442622954,1,1,1,1,1,1,1,14.45945205479452,14.264383561643836,14.069315068493152,13.874246575342466,13.679178082191781,13.459726027397259,13.240273972602742]
[null,59,17.336712328767124,16.678356164383562,16.995342465753424,16.410136986301371,16.653972602739728,16.166301369863014,16.336986301369866,15.849315068493153,16.02,15.532328767123287,15.849315068493151,15.361643835616439,15.678630136986301,15.190958904109589,null,0.97397260273972608,0.95479452054794522,0.93561643835616437,0.9178082191780822,0.9,0.8904109589041096,0.88082191780821917,0.96202531645569622,0.96556671449067433,0.97071742313323572,0.97014925373134331,0.969558599695586,0.96923076923076923,0.96889580093312599,1,1,1,1,1,1,1,16.678356164383562,16.410136986301371,16.166301369863014,15.849315068493153,15.532328767123287,15.361643835616439,15.190958904109589]
[80,71,19.945753424657536,11.996712328767124,19.458082191780825,11.777260273972605,18.970410958904111,11.557808219178083,18.4827397260274,11.313972602739728,17.995068493150686,11.070136986301371,17.458630136986301,10.801917808219178,16.922191780821919,10.533698630136987,null,1.1205479452054794,1.0931506849315069,1.0657534246575342,1.0383561643835617,1.010958904109589,0.98082191780821915,0.9506849315068493,0.60146699266503667,0.60526315789473684,0.60925449871465298,0.61213720316622688,0.61517615176151763,0.61871508379888274,0.62247838616714701,1,1,1,1,1,1,1,11.996712328767124,11.777260273972605,11.557808219178083,11.313972602739728,11.070136986301371,10.801917808219178,10.533698630136987]
[null,67,18.775342465753425,13.898630136986302,18.287671232876715,13.679178082191783,17.8,13.459726027397261,17.336712328767124,13.24027397260274,16.873424657534247,13.02082191780822,16.336986301369866,12.752602739726029,15.80054794520548,12.484383561643835,null,1.0547945205479452,1.0273972602739727,1,0.97397260273972608,0.94794520547945205,0.9178082191780822,0.88767123287671235,0.74025974025974028,0.748,0.75616438356164384,0.76371308016877637,0.77167630057803471,0.78059701492537314,0.79012345679012341,1,1,1,1,1,1,1,13.898630136986302,13.679178082191783,13.459726027397261,13.24027397260274,13.02082191780822,12.752602739726029,12.484383561643835]
[null,63,18.287671232876715,15.898082191780823,17.848767123287672,15.727397260273975,{"$f":"T18*$G$17","v":17.409863013698629},15.556712328767123,16.922191780821919,15.337260273972603,16.434520547945205,15.117808219178082,15.97123287671233,14.922739726027398,15.507945205479452,14.727671232876713,null,1.0273972602739727,1.0027397260273974,0.9780821917808219,0.9506849315068493,0.92328767123287669,0.89726027397260277,0.87123287671232874,0.86933333333333329,0.88114754098360659,0.89355742296918772,0.90634005763688763,0.91988130563798221,0.93435114503816796,0.94968553459119498,1,1,1,1,1,1,1,15.898082191780823,15.727397260273975,15.556712328767123,15.337260273972603,15.117808219178082,14.922739726027398,14.727671232876713]
[null,59,19.116712328767125,18.433972602739729,18.58027397260274,17.995068493150683,{"$f":"T19*$G$17","v":18.043835616438358},17.556164383561647,17.483013698630138,17.019726027397262,16.922191780821919,16.483287671232876,16.361369863013699,15.922465753424659,15.80054794520548,15.361643835616439,null,1.0739726027397261,1.0438356164383562,1.0136986301369864,0.98219178082191783,0.9506849315068493,0.91917808219178088,0.88767123287671235,0.9642857142857143,0.96850393700787396,0.97297297297297303,0.97350069735006972,0.97406340057636887,0.97317436661698953,0.97222222222222221,1,1,1,1,1,1,1,18.433972602739729,17.995068493150683,17.556164383561647,17.019726027397262,16.483287671232876,15.922465753424659,15.361643835616439]

{"sheet":"RA14_48","index":62,"n_rows":19,"n_cols":45,"rows_kept":19,"cut":false,"hidden":true,"merged":[[130,0,133,0],[120,12,121,12],[120,13,121,13],[120,14,121,14],[120,15,121,15],[122,0,125,0],[126,0,129,0],[119,12,119,13],[119,14,119,15],[120,4,121,4],[120,5,121,5],[120,6,121,6],[120,7,121,7],[120,8,121,8],[120,9,121,9],[120,10,121,10],[120,11,121,11],[119,0,121,0],[119,1,121,1],[119,4,119,5],[119,6,119,7],[119,8,119,9],[119,10,119,11],[111,0,114,0],[117,0,118,1],[117,4,117,15],[118,4,118,5],[118,6,118,7],[118,8,118,9],[118,10,118,11],[118,12,118,13],[118,14,118,15],[101,12,102,12],[101,13,102,13],[101,14,102,14],[101,15,102,15],[103,0,106,0],[107,0,110,0],[100,12,100,13],[100,14,100,15],[101,4,102,4],[101,5,102,5],[101,6,102,6],[101,7,102,7],[101,8,102,8],[101,9,102,9],[101,10,102,10],[101,11,102,11],[100,0,102,0],[100,1,102,1],[100,4,100,5],[100,6,100,7],[100,8,100,9],[100,10,100,11],[92,0,95,0],[98,0,99,1],[98,4,98,15],[99,4,99,5],[99,6,99,7],[99,8,99,9],[99,10,99,11],[99,12,99,13],[99,14,99,15],[82,12,83,12],[82,13,83,13],[82,14,83,14],[82,15,83,15],[84,0,87,0],[88,0,91,0],[81,12,81,13],[81,14,81,15],[82,4,83,4],[82,5,83,5],[82,6,83,6],[82,7,83,7],[82,8,83,8],[82,9,83,9],[82,10,83,10],[82,11,83,11],[81,0,83,0],[81,1,83,1],[81,4,81,5],[81,6,81,7],[81,8,81,9],[81,10,81,11],[73,0,76,0],[79,0,80,1],[79,4,79,15],[80,4,80,5],[80,6,80,7],[80,8,80,9],[80,10,80,11],[80,12,80,13],[80,14,80,15],[63,12,64,12],[63,13,64,13],[63,14,64,14],[63,15,64,15],[65,0,68,0],[69,0,72,0],[62,12,62,13],[62,14,62,15],[63,4,64,4],[63,5,64,5],[63,6,64,6],[63,7,64,7],[63,8,64,8],[63,9,64,9],[63,10,64,10],[63,11,64,11],[62,0,64,0],[62,1,64,1],[62,4,62,5],[62,6,62,7],[62,8,62,9],[62,10,62,11],[54,0,57,0],[60,0,61,1],[60,4,60,15],[61,4,61,5],[61,6,61,7],[61,8,61,9],[61,10,61,11],[61,12,61,13],[61,14,61,15],[44,12,45,12],[44,13,45,13],[44,14,45,14],[44,15,45,15],[46,0,49,0],[50,0,53,0],[43,12,43,13],[43,14,43,15],[44,4,45,4],[44,5,45,5],[44,6,45,6],[44,7,45,7],[44,8,45,8],[44,9,45,9],[44,10,45,10],[44,11,45,11],[43,0,45,0],[43,1,45,1],[43,4,43,5],[43,6,43,7],[43,8,43,9],[43,10,43,11],[41,4,41,15],[42,4,42,5],[42,6,42,7],[42,8,42,9],[42,10,42,11],[42,12,42,13],[42,14,42,15],[7,0,10,0],[11,0,14,0],[15,0,18,0],[31,0,34,0],[35,0,38,0],[41,0,42,1],[5,10,6,10],[5,11,6,11],[5,12,6,12],[5,13,6,13],[5,14,6,14],[5,15,6,15],[4,10,4,11],[4,12,4,13],[4,14,4,15],[5,2,6,2],[5,3,6,3],[5,4,6,4],[5,5,6,5],[5,6,6,6],[5,7,6,7],[5,8,6,8],[4,0,6,0],[4,1,6,1],[4,2,4,3],[4,4,4,5],[4,6,4,7],[4,8,4,9],[5,9,6,9],[2,0,2,1],[2,2,2,15],[3,2,3,3],[3,4,3,5],[3,6,3,7],[3,8,3,9],[3,10,3,11],[3,12,3,13],[3,14,3,15]]}
[]
["RA14_48"]
["Evaporator Air Flow",null,"Condenser  Entering Air Temperature ˚F"]
[1200,"CFM",85,null,90,null,95,null,100,null,105,null,110,null,115]
["Evap. Air °F DB","EWB†\n˚F","Capacity Mbtuh",null,"Capacity Mbtuh",null,"Capacity Mbtuh",null,"Capacity Mbtuh",null,"Capacity Mbtuh",null,"Capacity Mbtuh",null,"Capacity Mbtuh"]
[null,null,"Total","Sens.","Total","Sens.","Total","Sens.","Total","Sens.","Total","Sens.","Total","Sens.","Total","Sens."]
[null,null,null,null,null,null,null,null,null,null,null,null,null,null,null,null,null,"Total Factors",null,null,null,null,null,null,"Sens. %",null,null,null,null,null,null,"IDB Adj",null,null,null,null,null,null,"Sens Calc"]
[72,71,{"$f":"R8*$G$17","v":17.296956521739133},{"$f":"IF(AM8>C8,C8,AM8)","v":6.8491304347826096},{"$f":"S8*$G$17","v":16.890652173913043},{"$f":"IF(AN8>E8,E8,AN8)","v":6.7523913043478263},{"$f":"T8*$G$17","v":16.484347826086957},{"$f":"IF(AO8>G8,G8,AO8)","v":6.6556521739130439},{"$f":"U8*$G$17","v":16.02},{"$f":"IF(AP8>I8,I8,AP8)","v":6.5202173913043469},{"$f":"V8*$G$17","v":15.555652173913042},{"$f":"IF(AQ8>K8,K8,AQ8)","v":6.3847826086956516},{"$f":"W8*$G$17","v":15.091304347826087},{"$f":"IF(AR8>M8,M8,AR8)","v":6.2493478260869573},{"$f":"X8*$G$17","v":14.626956521739132},{"$f":"IF(AS8>O8,O8,AS8)","v":6.1139130434782611},null,0.97173913043478266,0.94891304347826089,0.92608695652173911,0.9,0.87391304347826082,0.84782608695652173,0.82173913043478264,0.39597315436241609,0.39977090492554412,0.40375586854460094,0.40700483091787437,0.41044776119402987,0.41410256410256413,0.41798941798941797,1,1,1,1,1,1,1,{"$f":"Y8*C8*AF8","v":6.8491304347826096},{"$f":"Z8*E8*AG8","v":6.7523913043478263},{"$f":"AA8*G8*AH8","v":6.6556521739130439},{"$f":"AB8*I8*AI8","v":6.5202173913043469},{"$f":"AC8*K8*AJ8","v":6.3847826086956516},{"$f":"AD8*M8*AK8","v":6.2493478260869573},{"$f":"AE8*O8*AL8","v":6.1139130434782611}]
[null,67,{"$f":"R9*$G$17","v":16.368260869565219},8.8613043478260884,{"$f":"S9*$G$17","v":15.961956521739131},{"$f":"IF(AN9>E9,E9,AN9)","v":8.7645652173913042},{"$f":"T9*$G$17","v":15.555652173913042},{"$f":"IF(AO9>G9,G9,AO9)","v":8.6678260869565218},{"$f":"U9*$G$17","v":15.110652173913044},{"$f":"IF(AP9>I9,I9,AP9)","v":8.5323913043478274},{"$f":"V9*$G$17","v":14.665652173913044},{"$f":"IF(AQ9>K9,K9,AQ9)","v":8.3969565217391295},{"$f":"W9*$G$17","v":14.181956521739131},{"$f":"IF(AR9>M9,M9,AR9)","v":8.2615217391304352},{"$f":"X9*$G$17","v":13.698260869565217},{"$f":"IF(AS9>O9,O9,AS9)","v":8.1260869565217391},null,0.91956521739130437,0.89673913043478259,0.87391304347826082,0.84891304347826091,0.82391304347826089,0.79673913043478262,0.76956521739130435,0.54137115839243499,0.54909090909090907,0.55721393034825872,0.56466069142125486,0.57255936675461738,0.582537517053206,0.59322033898305082,1,1,1,1,1,1,1,{"$f":"Y9*C9*AF9","v":8.8613043478260884},{"$f":"Z9*E9*AG9","v":8.7645652173913042},{"$f":"AA9*G9*AH9","v":8.6678260869565218},{"$f":"AB9*I9*AI9","v":8.5323913043478274},{"$f":"AC9*K9*AJ9","v":8.3969565217391295},{"$f":"AD9*M9*AK9","v":8.2615217391304352},{"$f":"AE9*O9*AL9","v":8.1260869565217391}]
[null,63,15.633043478260872,10.680000000000001,15.226739130434783,10.583260869565219,14.820434782608695,10.486521739130435,14.356086956521739,10.351086956521739,13.891739130434784,10.215652173913044,13.427391304347827,10.080217391304348,12.96304347826087,9.9447826086956521,null,0.87826086956521743,0.85543478260869565,0.83260869565217388,0.80652173913043479,0.7804347826086957,0.7543478260869565,0.72826086956521741,0.68316831683168322,0.69504447268106739,0.70757180156657962,0.72102425876010778,0.73537604456824512,0.75072046109510082,0.76716417910447765,1,1,1,1,1,1,1,10.680000000000001,10.583260869565219,10.486521739130435,10.351086956521739,10.215652173913044,10.080217391304348,9.9447826086956521]
[null,59,15.091304347826087,13.388695652173913,14.685,13.021086956521739,14.278695652173914,12.653478260869568,13.853043478260869,12.266521739130434,13.427391304347827,11.879565217391304,13.233913043478262,11.705434782608698,13.040434782608695,11.531304347826087,null,0.84782608695652173,0.82499999999999996,0.80217391304347829,0.77826086956521734,0.7543478260869565,0.74347826086956526,0.7326086956521739,0.88717948717948714,0.88669301712779969,0.88617886178861793,0.88547486033519551,0.88472622478386165,0.88450292397660824,0.88427299703264095,1,1,1,1,1,1,1,13.388695652173913,13.021086956521739,12.653478260869568,12.266521739130434,11.879565217391304,11.705434782608698,11.531304347826087]
[76,71,17.316304347826087,8.01,16.91,7.8939130434782605,16.503695652173914,7.7584782608695653,16.058695652173913,7.6036956521739132,15.633043478260872,7.4489130434782611,15.207391304347826,7.3134782608695659,14.781739130434783,7.1586956521739129,null,0.97282608695652173,0.95,0.92717391304347829,0.90217391304347827,0.87826086956521743,0.85434782608695647,0.83043478260869563,0.46256983240223465,0.46681922196796338,0.47010550996483003,0.47349397590361447,0.47648514851485146,0.48091603053435117,0.48429319371727747,1,1,1,1,1,1,1,8.01,7.8939130434782605,7.7584782608695653,7.6036956521739132,7.4489130434782611,7.3134782608695659,7.1586956521739129]
[null,67,16.348913043478262,10.041521739130435,15.942608695652176,9.9060869565217402,{"$f":"T13*$G$17","v":15.516956521739131},9.7706521739130441,15.091304347826087,9.6158695652173911,14.646304347826087,9.4610869565217399,14.181956521739131,9.2869565217391319,13.717608695652176,9.1128260869565221,null,0.91847826086956519,0.89565217391304353,0.87173913043478257,0.84782608695652173,0.82282608695652171,0.79673913043478262,0.77065217391304353,0.61420118343195262,0.62135922330097082,0.62967581047381549,0.63717948717948714,0.64597093791281379,0.65484311050477495,0.6643159379407616,1,1,1,1,1,1,1,10.041521739130435,9.9060869565217402,9.7706521739130441,9.6158695652173911,9.4610869565217399,9.2869565217391319,9.1128260869565221]
[null,63,15.594347826086958,12.788913043478262,15.188043478260871,12.653478260869568,14.781739130434783,12.498695652173915,14.336739130434783,12.305217391304348,13.891739130434784,12.131086956521742,13.40804347826087,11.918260869565218,12.924347826086958,11.705434782608696,null,0.87608695652173918,0.85326086956521741,0.83043478260869563,0.80543478260869561,0.7804347826086957,0.75326086956521743,0.72608695652173916,0.82009925558312657,0.83312101910828029,0.84554973821989532,0.8582995951417004,0.87325905292479111,0.88888888888888884,0.90568862275449102,1,1,1,1,1,1,1,12.788913043478262,12.653478260869568,12.498695652173915,12.305217391304348,12.131086956521742,11.918260869565218,11.705434782608696]
[null,59,15.265434782608697,15.013913043478263,15.013913043478261,14.762391304347826,14.762391304347828,14.491521739130437,14.375434782608695,14.123913043478261,13.988478260869565,13.756304347826086,13.814347826086957,13.582173913043478,13.659565217391306,13.427391304347827,null,0.8576086956521739,0.84347826086956523,0.82934782608695656,0.80760869565217386,0.78586956521739126,0.77608695652173909,0.7673913043478261,0.98352344740177444,0.98324742268041232,0.98165137614678899,0.98250336473755051,0.98340248962655596,0.98319327731092432,0.98300283286118983,1,1,1,1,1,1,1,15.013913043478263,14.762391304347826,14.491521739130437,14.123913043478261,13.756304347826086,13.582173913043478,13.427391304347827]
[80,71,17.258260869565216,10.254347826086956,16.851956521739133,10.08021739130435,16.445652173913043,9.9060869565217384,16.000652173913043,9.6932608695652167,15.555652173913042,9.480434782608695,15.071956521739132,9.2482608695652182,14.588260869565218,9.0160869565217396,null,0.9695652173913043,0.94673913043478264,0.92391304347826086,0.89891304347826084,0.87391304347826082,0.84673913043478266,0.81956521739130439,0.594170403587444,0.59816303099885193,0.60235294117647054,0.60580411124546552,0.60945273631840791,0.61360718870346598,0.61803713527851456,1,1,1,1,1,1,1,10.254347826086956,10.08021739130435,9.9060869565217384,9.6932608695652167,9.480434782608695,9.2482608695652182,9.0160869565217396]
[null,67,16.329565217391306,12.073043478260869,17.064782608695655,12.57608695652174,17.8,13.079130434782609,16.213478260869564,12.189130434782607,14.626956521739132,11.29913043478261,14.162608695652175,11.066956521739131,13.698260869565217,10.834782608695653,null,0.91739130434782612,0.95869565217391306,1,0.91086956521739126,0.82173913043478264,0.79565217391304344,0.76956521739130435,0.73933649289099523,0.7369614512471655,0.73478260869565215,0.75178997613365151,0.77248677248677244,0.78142076502732238,0.79096045197740117,1,1,1,1,1,1,1,12.073043478260869,12.57608695652174,13.079130434782609,12.189130434782607,11.29913043478261,11.066956521739131,10.834782608695653]
[null,63,16.213478260869564,14.278695652173912,15.80717391304348,14.104565217391306,{"$f":"T18*$G$17","v":15.400869565217391},13.930434782608696,14.955869565217391,13.736956521739131,14.510869565217391,13.543478260869565,14.085217391304347,13.369347826086955,13.659565217391306,13.195217391304348,null,0.91086956521739126,0.8880434782608696,0.86521739130434783,0.8402173913043478,0.81521739130434778,0.79130434782608694,0.7673913043478261,0.88066825775656321,0.89228886168910648,0.90452261306532666,0.91849935316946962,0.93333333333333335,0.94917582417582413,0.96600566572237956,1,1,1,1,1,1,1,14.278695652173912,14.104565217391306,13.930434782608696,13.736956521739131,13.543478260869565,13.369347826086955,13.195217391304348]
[null,59,16.677826086956522,16.561739130434784,16.232826086956521,16.116739130434784,{"$f":"T19*$G$17","v":15.787826086956523},15.671739130434784,15.284782608695654,15.168695652173914,14.781739130434783,14.665652173913044,14.240000000000002,14.14326086956522,13.698260869565217,13.620869565217392,null,0.93695652173913047,0.91195652173913044,0.88695652173913042,0.85869565217391308,0.83043478260869563,0.8,0.76956521739130435,0.99303944315545245,0.99284862932061979,0.99264705882352944,0.9924050632911392,0.99214659685863871,0.99320652173913049,0.99435028248587576,1,1,1,1,1,1,1,16.561739130434784,16.116739130434784,15.671739130434784,15.168695652173914,14.665652173913044,14.14326086956522,13.620869565217392]

{"sheet":"RA14_60","index":63,"n_rows":19,"n_cols":45,"rows_kept":19,"cut":false,"hidden":true,"merged":[[130,0,133,0],[120,12,121,12],[120,13,121,13],[120,14,121,14],[120,15,121,15],[122,0,125,0],[126,0,129,0],[119,12,119,13],[119,14,119,15],[120,4,121,4],[120,5,121,5],[120,6,121,6],[120,7,121,7],[120,8,121,8],[120,9,121,9],[120,10,121,10],[120,11,121,11],[119,0,121,0],[119,1,121,1],[119,4,119,5],[119,6,119,7],[119,8,119,9],[119,10,119,11],[111,0,114,0],[117,0,118,1],[117,4,117,15],[118,4,118,5],[118,6,118,7],[118,8,118,9],[118,10,118,11],[118,12,118,13],[118,14,118,15],[101,12,102,12],[101,13,102,13],[101,14,102,14],[101,15,102,15],[103,0,106,0],[107,0,110,0],[100,12,100,13],[100,14,100,15],[101,4,102,4],[101,5,102,5],[101,6,102,6],[101,7,102,7],[101,8,102,8],[101,9,102,9],[101,10,102,10],[101,11,102,11],[100,0,102,0],[100,1,102,1],[100,4,100,5],[100,6,100,7],[100,8,100,9],[100,10,100,11],[92,0,95,0],[98,0,99,1],[98,4,98,15],[99,4,99,5],[99,6,99,7],[99,8,99,9],[99,10,99,11],[99,12,99,13],[99,14,99,15],[82,12,83,12],[82,13,83,13],[82,14,83,14],[82,15,83,15],[84,0,87,0],[88,0,91,0],[81,12,81,13],[81,14,81,15],[82,4,83,4],[82,5,83,5],[82,6,83,6],[82,7,83,7],[82,8,83,8],[82,9,83,9],[82,10,83,10],[82,11,83,11],[81,0,83,0],[81,1,83,1],[81,4,81,5],[81,6,81,7],[81,8,81,9],[81,10,81,11],[73,0,76,0],[79,0,80,1],[79,4,79,15],[80,4,80,5],[80,6,80,7],[80,8,80,9],[80,10,80,11],[80,12,80,13],[80,14,80,15],[63,12,64,12],[63,13,64,13],[63,14,64,14],[63,15,64,15],[65,0,68,0],[69,0,72,0],[62,12,62,13],[62,14,62,15],[63,4,64,4],[63,5,64,5],[63,6,64,6],[63,7,64,7],[63,8,64,8],[63,9,64,9],[63,10,64,10],[63,11,64,11],[62,0,64,0],[62,1,64,1],[62,4,62,5],[62,6,62,7],[62,8,62,9],[62,10,62,11],[54,0,57,0],[60,0,61,1],[60,4,60,15],[61,4,61,5],[61,6,61,7],[61,8,61,9],[61,10,61,11],[61,12,61,13],[61,14,61,15],[44,12,45,12],[44,13,45,13],[44,14,45,14],[44,15,45,15],[46,0,49,0],[50,0,53,0],[43,12,43,13],[43,14,43,15],[44,4,45,4],[44,5,45,5],[44,6,45,6],[44,7,45,7],[44,8,45,8],[44,9,45,9],[44,10,45,10],[44,11,45,11],[43,0,45,0],[43,1,45,1],[43,4,43,5],[43,6,43,7],[43,8,43,9],[43,10,43,11],[41,4,41,15],[42,4,42,5],[42,6,42,7],[42,8,42,9],[42,10,42,11],[42,12,42,13],[42,14,42,15],[7,0,10,0],[11,0,14,0],[15,0,18,0],[31,0,34,0],[35,0,38,0],[41,0,42,1],[5,10,6,10],[5,11,6,11],[5,12,6,12],[5,13,6,13],[5,14,6,14],[5,15,6,15],[4,10,4,11],[4,12,4,13],[4,14,4,15],[5,2,6,2],[5,3,6,3],[5,4,6,4],[5,5,6,5],[5,6,6,6],[5,7,6,7],[5,8,6,8],[4,0,6,0],[4,1,6,1],[4,2,4,3],[4,4,4,5],[4,6,4,7],[4,8,4,9],[5,9,6,9],[2,0,2,1],[2,2,2,15],[3,2,3,3],[3,4,3,5],[3,6,3,7],[3,8,3,9],[3,10,3,11],[3,12,3,13],[3,14,3,15]]}
[]
["RA14_60"]
["Evaporator Air Flow",null,"Condenser  Entering Air Temperature ˚F"]
[1400,"CFM",85,null,90,null,95,null,100,null,105,null,110,null,115]
["Evap. Air °F DB","EWB†\n˚F","Capacity Mbtuh",null,"Capacity Mbtuh",null,"Capacity Mbtuh",null,"Capacity Mbtuh",null,"Capacity Mbtuh",null,"Capacity Mbtuh",null,"Capacity Mbtuh"]
[null,null,"Total","Sens.","Total","Sens.","Total","Sens.","Total","Sens.","Total","Sens.","Total","Sens.","Total","Sens."]
[null,null,null,null,null,null,null,null,null,null,null,null,null,null,null,null,null,"Total Factors",null,null,null,null,null,null,"Sens. %",null,null,null,null,null,null,"IDB Adj",null,null,null,null,null,null,"Sens Calc"]
[72,71,{"$f":"R8*$G$17","v":19.646869409660109},{"$f":"IF(AM8>C8,C8,AM8)","v":6.3685152057245089},{"$f":"S8*$G$17","v":18.420930232558142},{"$f":"IF(AN8>E8,E8,AN8)","v":6.0341681574239718},{"$f":"T8*$G$17","v":17.194991055456171},{"$f":"IF(AO8>G8,G8,AO8)","v":5.6998211091234348},{"$f":"U8*$G$17","v":16.733273703041146},{"$f":"IF(AP8>I8,I8,AP8)","v":5.604293381037567},{"$f":"V8*$G$17","v":16.271556350626117},{"$f":"IF(AQ8>K8,K8,AQ8)","v":5.5087656529516984},{"$f":"W8*$G$17","v":15.714311270125224},{"$f":"IF(AR8>M8,M8,AR8)","v":5.3654740608228986},{"$f":"X8*$G$17","v":15.157066189624331},{"$f":"IF(AS8>O8,O8,AS8)","v":5.222182468694097},null,1.1037567084078712,1.0348837209302326,0.96601073345259392,0.94007155635062611,0.91413237924865831,0.88282647584973162,0.85152057245080504,0.32414910858995138,0.32757130509939497,0.33148148148148149,0.33491912464319695,0.33855185909980429,0.3414387031408308,0.34453781512605042,1,1,1,1,1,1,1,{"$f":"Y8*C8*AF8","v":6.3685152057245089},{"$f":"Z8*E8*AG8","v":6.0341681574239718},{"$f":"AA8*G8*AH8","v":5.6998211091234348},{"$f":"AB8*I8*AI8","v":5.604293381037567},{"$f":"AC8*K8*AJ8","v":5.5087656529516984},{"$f":"AD8*M8*AK8","v":5.3654740608228986},{"$f":"AE8*O8*AL8","v":5.222182468694097}]
[null,67,{"$f":"R9*$G$17","v":18.500536672629696},8.533810375670841,{"$f":"S9*$G$17","v":17.465652951699465},{"$f":"IF(AN9>E9,E9,AN9)","v":8.1676207513416816},{"$f":"T9*$G$17","v":16.430769230769233},{"$f":"IF(AO9>G9,G9,AO9)","v":7.8014311270125232},{"$f":"U9*$G$17","v":15.809838998211092},{"$f":"IF(AP9>I9,I9,AP9)","v":7.6262969588550984},{"$f":"V9*$G$17","v":15.188908765652952},{"$f":"IF(AQ9>K9,K9,AQ9)","v":7.4511627906976745},{"$f":"W9*$G$17","v":14.631663685152057},{"$f":"IF(AR9>M9,M9,AR9)","v":7.3078711985688729},{"$f":"X9*$G$17","v":14.074418604651163},{"$f":"IF(AS9>O9,O9,AS9)","v":7.1645796064400713},null,1.039355992844365,0.98121645796064405,0.92307692307692313,0.88819320214669051,0.853309481216458,0.82200357781753131,0.79069767441860461,0.46127366609294318,0.46763901549680947,0.47480620155038761,0.4823766364551863,0.49056603773584906,0.49945593035908598,0.50904977375565608,1,1,1,1,1,1,1,{"$f":"Y9*C9*AF9","v":8.533810375670841},{"$f":"Z9*E9*AG9","v":8.1676207513416816},{"$f":"AA9*G9*AH9","v":7.8014311270125232},{"$f":"AB9*I9*AI9","v":7.6262969588550984},{"$f":"AC9*K9*AJ9","v":7.4511627906976745},{"$f":"AD9*M9*AK9","v":7.3078711985688729},{"$f":"AE9*O9*AL9","v":7.1645796064400713}]
[null,63,17.386046511627907,10.635420393559929,16.749194991055457,10.412522361359573,16.112343470483008,10.189624329159216,15.157066189624331,9.7756708407871216,14.201788908765653,9.3617173524150274,13.628622540250449,9.218425760286225,13.055456171735242,9.0751341681574242,null,0.97674418604651159,0.94096601073345254,0.90518783542039361,0.85152057245080504,0.79785330948121647,0.76565295169946335,0.73345259391771023,0.61172161172161177,0.62167300380228141,0.6324110671936759,0.64495798319327735,0.65919282511210764,0.67640186915887845,0.69512195121951215,1,1,1,1,1,1,1,10.635420393559929,10.412522361359573,10.189624329159216,9.7756708407871216,9.3617173524150274,9.218425760286225,9.0751341681574242]
[null,59,14.838640429338104,12.673345259391771,14.488372093023257,12.370840787119857,14.138103756708409,12.068336314847944,13.819677996422183,11.781753130590339,13.501252236135958,11.495169946332737,13.40572450805009,11.415563506261181,13.310196779964222,11.335957066189625,null,0.83363148479427551,0.81395348837209303,0.79427549194991054,0.77638640429338102,0.75849731663685149,0.75313059033989271,0.74776386404293382,0.85407725321888417,0.85384615384615381,0.85360360360360366,0.85253456221198154,0.85141509433962259,0.85154394299287406,0.85167464114832536,1,1,1,1,1,1,1,12.673345259391771,12.370840787119857,12.068336314847944,11.781753130590339,11.495169946332737,11.415563506261181,11.335957066189625]
[76,71,19.75831842576029,7.7059033989266563,19.360286225402504,7.6262969588550975,18.962254025044722,7.5307692307692307,18.468694096601073,7.4033989266547406,17.975134168157425,7.2601073345259399,17.354203935599283,7.0690518783542036,16.733273703041146,6.8620751341681574,null,1.1100178890876566,1.0876565295169947,1.0652951699463327,1.0375670840787119,1.0098389982110911,0.97495527728085862,0.94007155635062611,0.39000805801772764,0.39391447368421051,0.3971452560873216,0.40086206896551724,0.40389725420726308,0.40733944954128443,0.41008563273073262,1,1,1,1,1,1,1,7.7059033989266563,7.6262969588550975,7.5307692307692307,7.4033989266547406,7.2601073345259399,7.0690518783542036,6.8620751341681574]
[null,67,18.564221824686943,9.9189624329159223,18.182110912343468,9.8393559928443644,{"$f":"T13*$G$17","v":17.8},9.7438282647584984,17.306440071556352,9.6005366726296977,16.8128801431127,9.473166368515205,16.191949910554563,9.2661896243291597,15.555098389982112,9.0592128801431127,null,1.0429338103756709,1.0214669051878353,1,0.97227191413237923,0.94454382826475847,0.90966010733452596,0.87388193202146691,0.53430531732418529,0.54115586690017514,0.54740608228980325,0.55473781048758053,0.56344696969696972,0.57227138643067843,0.58239508700102349,1,1,1,1,1,1,1,9.9189624329159223,9.8393559928443644,9.7438282647584984,9.6005366726296977,9.473166368515205,9.2661896243291597,9.0592128801431127]
[null,63,16.287477638640432,12.179785330948123,15.762075134168159,11.956887298747764,15.236672629695887,11.733989266547406,14.695348837209304,11.511091234347051,14.16994633273703,11.304114490161002,13.612701252236135,11.081216457960643,13.039534883720931,10.858318425760288,null,0.91502683363148485,0.88550983899821112,0.85599284436493739,0.82558139534883723,0.7960644007155635,0.76475849731663681,0.73255813953488369,0.74780058651026393,0.75858585858585859,0.77011494252873558,0.78331527627302278,0.797752808988764,0.81403508771929822,0.83272283272283276,1,1,1,1,1,1,1,12.179785330948123,11.956887298747764,11.733989266547406,11.511091234347051,11.304114490161002,11.081216457960643,10.858318425760288]
[null,59,15.013774597495528,14.361001788908768,14.759033989266548,14.122182468694097,14.504293381037566,13.899284436493739,14.345080500894454,13.740071556350625,14.185867620751342,13.580858676207514,13.77191413237925,13.182826475849732,13.357960644007155,12.784794275491951,null,0.84347048300536676,0.82915921288014316,0.81484794275491945,0.80590339892665475,0.79695885509838993,0.77370304114490163,0.75044722719141321,0.95652173913043481,0.95685005393743261,0.95828759604829861,0.95782463928967809,0.95735129068462399,0.95722543352601153,0.95709177592371875,1,1,1,1,1,1,1,14.361001788908768,14.122182468694097,13.899284436493739,13.740071556350625,13.580858676207514,13.182826475849732,12.784794275491951]
[80,71,19.615026833631482,10.253309481216457,19.248837209302327,10.125939177101968,18.882647584973167,9.9985688729874784,18.373166368515207,9.7915921288014331,17.863685152057247,9.5846153846153843,17.258676207513417,9.3139534883720927,16.653667262969588,9.0432915921288011,null,1.1019677996422181,1.0813953488372092,1.0608228980322003,1.0322003577817531,1.0035778175313059,0.96958855098389984,0.93559928443649376,0.52272727272727271,0.52605459057071957,0.5295109612141653,0.53292894280762571,0.53654188948306591,0.53966789667896675,0.54302103250478007,1,1,1,1,1,1,1,10.253309481216457,10.125939177101968,9.9985688729874784,9.7915921288014331,9.5846153846153843,9.3139534883720927,9.0432915921288011]
[null,67,18.532379248658319,12.227549194991056,18.16618962432916,12.100178890876567,17.8,11.972808586762074,17.290518783542041,11.765831842576029,16.781037567084077,11.558855098389982,16.160107334525939,11.28819320214669,15.5391771019678,11.017531305903399,null,1.0411449016100178,1.0205724508050089,1,0.97137745974955281,0.9427549194991055,0.90787119856887299,0.87298747763864037,0.65979381443298968,0.66608238387379493,0.6726296958855098,0.68047882136279925,0.68880455407969643,0.6985221674876847,0.70901639344262291,1,1,1,1,1,1,1,12.227549194991056,12.100178890876567,11.972808586762074,11.765831842576029,11.558855098389982,11.28819320214669,11.017531305903399]
[null,63,17.41788908765653,14.106261180679786,17.019856887298747,13.962969588550983,{"$f":"T18*$G$17","v":16.621824686940968},13.819677996422184,16.144186046511628,13.628622540250447,15.666547406082291,13.437567084078712,15.02969588550984,13.15098389982111,14.392844364937389,12.864400715563507,null,0.97853309481216455,0.95617173524150267,0.9338103756708408,0.90697674418604646,0.88014311270125223,0.84436493738819318,0.80858676207513414,0.80987202925045709,0.82039289055191766,0.83141762452107282,0.84418145956607493,0.85772357723577231,0.875,0.89380530973451322,1,1,1,1,1,1,1,14.106261180679786,13.962969588550983,13.819677996422184,13.628622540250447,13.437567084078712,13.15098389982111,12.864400715563507]
[null,59,16.335241502683363,15.698389982110912,15.969051878354206,15.332200357781755,{"$f":"T19*$G$17","v":15.602862254025045},14.966010733452594,15.093381037567084,14.488372093023257,14.583899821109124,14.01073345259392,13.978890876565297,13.421645796064402,13.373881932021469,12.832558139534886,null,0.91771019677996424,0.89713774597495533,0.8765652951699463,0.84794275491949911,0.81932021466905192,0.78533094812164583,0.75134168157423975,0.96101364522417154,0.96011964107676973,0.95918367346938771,0.95991561181434604,0.9606986899563319,0.96013667425968108,0.95952380952380956,1,1,1,1,1,1,1,15.698389982110912,15.332200357781755,14.966010733452594,14.488372093023257,14.01073345259392,13.421645796064402,12.832558139534886]

{"sheet":"RA16_18","index":64,"n_rows":19,"n_cols":45,"rows_kept":19,"cut":false,"hidden":true,"merged":[[130,0,133,0],[120,12,121,12],[120,13,121,13],[120,14,121,14],[120,15,121,15],[122,0,125,0],[126,0,129,0],[119,12,119,13],[119,14,119,15],[120,4,121,4],[120,5,121,5],[120,6,121,6],[120,7,121,7],[120,8,121,8],[120,9,121,9],[120,10,121,10],[120,11,121,11],[119,0,121,0],[119,1,121,1],[119,4,119,5],[119,6,119,7],[119,8,119,9],[119,10,119,11],[111,0,114,0],[117,0,118,1],[117,4,117,15],[118,4,118,5],[118,6,118,7],[118,8,118,9],[118,10,118,11],[118,12,118,13],[118,14,118,15],[101,12,102,12],[101,13,102,13],[101,14,102,14],[101,15,102,15],[103,0,106,0],[107,0,110,0],[100,12,100,13],[100,14,100,15],[101,4,102,4],[101,5,102,5],[101,6,102,6],[101,7,102,7],[101,8,102,8],[101,9,102,9],[101,10,102,10],[101,11,102,11],[100,0,102,0],[100,1,102,1],[100,4,100,5],[100,6,100,7],[100,8,100,9],[100,10,100,11],[92,0,95,0],[98,0,99,1],[98,4,98,15],[99,4,99,5],[99,6,99,7],[99,8,99,9],[99,10,99,11],[99,12,99,13],[99,14,99,15],[82,12,83,12],[82,13,83,13],[82,14,83,14],[82,15,83,15],[84,0,87,0],[88,0,91,0],[81,12,81,13],[81,14,81,15],[82,4,83,4],[82,5,83,5],[82,6,83,6],[82,7,83,7],[82,8,83,8],[82,9,83,9],[82,10,83,10],[82,11,83,11],[81,0,83,0],[81,1,83,1],[81,4,81,5],[81,6,81,7],[81,8,81,9],[81,10,81,11],[73,0,76,0],[79,0,80,1],[79,4,79,15],[80,4,80,5],[80,6,80,7],[80,8,80,9],[80,10,80,11],[80,12,80,13],[80,14,80,15],[63,12,64,12],[63,13,64,13],[63,14,64,14],[63,15,64,15],[65,0,68,0],[69,0,72,0],[62,12,62,13],[62,14,62,15],[63,4,64,4],[63,5,64,5],[63,6,64,6],[63,7,64,7],[63,8,64,8],[63,9,64,9],[63,10,64,10],[63,11,64,11],[62,0,64,0],[62,1,64,1],[62,4,62,5],[62,6,62,7],[62,8,62,9],[62,10,62,11],[54,0,57,0],[60,0,61,1],[60,4,60,15],[61,4,61,5],[61,6,61,7],[61,8,61,9],[61,10,61,11],[61,12,61,13],[61,14,61,15],[44,12,45,12],[44,13,45,13],[44,14,45,14],[44,15,45,15],[46,0,49,0],[50,0,53,0],[43,12,43,13],[43,14,43,15],[44,4,45,4],[44,5,45,5],[44,6,45,6],[44,7,45,7],[44,8,45,8],[44,9,45,9],[44,10,45,10],[44,11,45,11],[43,0,45,0],[43,1,45,1],[43,4,43,5],[43,6,43,7],[43,8,43,9],[43,10,43,11],[41,4,41,15],[42,4,42,5],[42,6,42,7],[42,8,42,9],[42,10,42,11],[42,12,42,13],[42,14,42,15],[7,0,10,0],[11,0,14,0],[15,0,18,0],[31,0,34,0],[35,0,38,0],[41,0,42,1],[5,10,6,10],[5,11,6,11],[5,12,6,12],[5,13,6,13],[5,14,6,14],[5,15,6,15],[4,10,4,11],[4,12,4,13],[4,14,4,15],[5,2,6,2],[5,3,6,3],[5,4,6,4],[5,5,6,5],[5,6,6,6],[5,7,6,7],[5,8,6,8],[4,0,6,0],[4,1,6,1],[4,2,4,3],[4,4,4,5],[4,6,4,7],[4,8,4,9],[5,9,6,9],[2,0,2,1],[2,2,2,15],[3,2,3,3],[3,4,3,5],[3,6,3,7],[3,8,3,9],[3,10,3,11],[3,12,3,13],[3,14,3,15]]}
[]
["RA16_18"]
["Evaporator Air Flow",null,"Condenser  Entering Air Temperature ˚F"]
[575,"CFM",85,null,90,null,95,null,100,null,105,null,110,null,115]
["Evap. Air °F DB","EWB†\n˚F","Capacity Mbtuh",null,"Capacity Mbtuh",null,"Capacity Mbtuh",null,"Capacity Mbtuh",null,"Capacity Mbtuh",null,"Capacity Mbtuh",null,"Capacity Mbtuh"]
[null,null,"Total","Sens.","Total","Sens.","Total","Sens.","Total","Sens.","Total","Sens.","Total","Sens.","Total","Sens."]
[null,null,null,null,null,null,null,null,null,null,null,null,null,null,null,null,null,"Total Factors",null,null,null,null,null,null,"Sens. %",null,null,null,null,null,null,"IDB Adj",null,null,null,null,null,null,"Sens Calc"]
[72,71,{"$f":"R8*$G$17","v":18.003428571428572},{"$f":"IF(AM8>C8,C8,AM8)","v":6.2045714285714286},{"$f":"S8*$G$17","v":17.545714285714286},{"$f":"IF(AN8>E8,E8,AN8)","v":6.1028571428571432},{"$f":"T8*$G$17","v":17.088000000000001},{"$f":"IF(AO8>G8,G8,AO8)","v":6.0011428571428569},{"$f":"U8*$G$17","v":16.630285714285716},{"$f":"IF(AP8>I8,I8,AP8)","v":5.8994285714285724},{"$f":"V8*$G$17","v":16.17257142857143},{"$f":"IF(AQ8>K8,K8,AQ8)","v":5.797714285714286},{"$f":"W8*$G$17","v":15.714857142857143},{"$f":"IF(AR8>M8,M8,AR8)","v":5.6960000000000006},{"$f":"X8*$G$17","v":15.257142857142856},{"$f":"IF(AS8>O8,O8,AS8)","v":5.5942857142857134},null,1.0114285714285713,0.98571428571428577,0.96,0.93428571428571427,0.90857142857142859,0.8828571428571429,0.8571428571428571,0.34463276836158191,0.34782608695652173,0.35119047619047616,0.35474006116207951,0.35849056603773582,0.36245954692556637,0.36666666666666664,1,1,1,1,1,1,1,{"$f":"Y8*C8*AF8","v":6.2045714285714286},{"$f":"Z8*E8*AG8","v":6.1028571428571432},{"$f":"AA8*G8*AH8","v":6.0011428571428569},{"$f":"AB8*I8*AI8","v":5.8994285714285724},{"$f":"AC8*K8*AJ8","v":5.797714285714286},{"$f":"AD8*M8*AK8","v":5.6960000000000006},{"$f":"AE8*O8*AL8","v":5.5942857142857134}]
[null,67,{"$f":"R9*$G$17","v":17.291428571428572},8.6457142857142859,{"$f":"S9*$G$17","v":16.731999999999999},{"$f":"IF(AN9>E9,E9,AN9)","v":8.4931428571428569},{"$f":"T9*$G$17","v":16.17257142857143},{"$f":"IF(AO9>G9,G9,AO9)","v":8.3405714285714296},{"$f":"U9*$G$17","v":15.664000000000001},{"$f":"IF(AP9>I9,I9,AP9)","v":8.1880000000000006},{"$f":"V9*$G$17","v":15.155428571428573},{"$f":"IF(AQ9>K9,K9,AQ9)","v":8.0354285714285716},{"$f":"W9*$G$17","v":14.697714285714287},{"$f":"IF(AR9>M9,M9,AR9)","v":7.9337142857142871},{"$f":"X9*$G$17","v":14.240000000000002},{"$f":"IF(AS9>O9,O9,AS9)","v":7.8320000000000016},null,0.97142857142857142,0.94,0.90857142857142859,0.88,0.85142857142857142,0.82571428571428573,0.8,0.5,0.50759878419452886,0.51572327044025157,0.52272727272727271,0.53020134228187921,0.53979238754325265,0.55000000000000004,1,1,1,1,1,1,1,{"$f":"Y9*C9*AF9","v":8.6457142857142859},{"$f":"Z9*E9*AG9","v":8.4931428571428569},{"$f":"AA9*G9*AH9","v":8.3405714285714296},{"$f":"AB9*I9*AI9","v":8.1880000000000006},{"$f":"AC9*K9*AJ9","v":8.0354285714285716},{"$f":"AD9*M9*AK9","v":7.9337142857142871},{"$f":"AE9*O9*AL9","v":7.8320000000000016}]
[null,63,18.105142857142859,11.697142857142859,17.647428571428573,11.595428571428572,17.189714285714288,11.493714285714287,16.630285714285716,11.341142857142858,16.070857142857143,11.18857142857143,15.409714285714287,10.934285714285716,14.748571428571431,10.680000000000001,null,1.0171428571428571,0.99142857142857144,0.96571428571428575,0.93428571428571427,0.9028571428571428,0.86571428571428577,0.82857142857142863,0.6460674157303371,0.65706051873198845,0.66863905325443784,0.68195718654434245,0.69620253164556967,0.70957095709570961,0.72413793103448276,1,1,1,1,1,1,1,11.697142857142859,11.595428571428572,11.493714285714287,11.341142857142858,11.18857142857143,10.934285714285716,10.680000000000001]
[null,59,17.698285714285717,15.053714285714287,17.291428571428572,14.697714285714286,16.88457142857143,14.341714285714287,16.376000000000001,13.934857142857144,15.867428571428572,13.528,15.358857142857143,13.070285714285715,14.850285714285715,12.612571428571428,null,0.99428571428571433,0.97142857142857142,0.94857142857142862,0.92,0.89142857142857146,0.86285714285714288,0.8342857142857143,0.85057471264367812,0.85,0.8493975903614458,0.85093167701863359,0.85256410256410253,0.85099337748344372,0.84931506849315064,1,1,1,1,1,1,1,15.053714285714287,14.697714285714286,14.341714285714287,13.934857142857144,13.528,13.070285714285715,12.612571428571428]
[76,71,19.834285714285716,8.1880000000000006,19.325714285714284,8.0354285714285716,18.868000000000002,7.8828571428571443,18.35942857142857,7.7302857142857135,17.850857142857144,7.5777142857142872,17.342285714285715,7.4251428571428582,16.833714285714287,7.2217142857142855,null,1.1142857142857143,1.0857142857142856,1.06,1.0314285714285714,1.0028571428571429,0.97428571428571431,0.94571428571428573,0.4128205128205128,0.41578947368421054,0.41778975741239893,0.42105263157894735,0.42450142450142453,0.42815249266862171,0.42900302114803623,1,1,1,1,1,1,1,8.1880000000000006,8.0354285714285716,7.8828571428571443,7.7302857142857135,7.5777142857142872,7.4251428571428582,7.2217142857142855]
[null,67,18.766285714285715,10.730857142857143,18.308571428571426,10.578285714285713,{"$f":"T13*$G$17","v":17.850857142857144},10.476571428571429,17.342285714285715,10.324000000000002,16.833714285714287,10.171428571428571,16.274285714285714,10.018857142857142,15.765714285714285,9.8154285714285709,null,1.0542857142857143,1.0285714285714285,1.0028571428571429,0.97428571428571431,0.94571428571428573,0.91428571428571426,0.88571428571428568,0.57181571815718157,0.57777777777777772,0.58689458689458684,0.59530791788856308,0.60422960725075525,0.61562499999999998,0.6225806451612903,1,1,1,1,1,1,1,10.730857142857143,10.578285714285713,10.476571428571429,10.324000000000002,10.171428571428571,10.018857142857142,9.8154285714285709]
[null,63,18.054285714285715,14.138285714285715,17.59657142857143,13.985714285714288,17.088000000000001,13.782285714285715,16.630285714285716,13.629714285714288,16.121714285714287,13.477142857142859,15.613142857142858,13.222857142857144,15.053714285714287,13.019428571428573,null,1.0142857142857142,0.98857142857142855,0.96,0.93428571428571427,0.90571428571428569,0.87714285714285711,0.84571428571428575,0.78309859154929573,0.7947976878612717,0.80654761904761907,0.81957186544342508,0.83596214511041012,0.84690553745928343,0.86486486486486491,1,1,1,1,1,1,1,14.138285714285715,13.985714285714288,13.782285714285715,13.629714285714288,13.477142857142859,13.222857142857144,13.019428571428573]
[null,59,17.850857142857144,17.037142857142857,17.393142857142855,16.579428571428569,16.88457142857143,16.121714285714287,16.426857142857141,15.663999999999998,15.918285714285714,15.206285714285714,15.409714285714287,14.697714285714287,14.850285714285715,14.189142857142858,null,1.0028571428571429,0.97714285714285709,0.94857142857142862,0.92285714285714282,0.89428571428571424,0.86571428571428577,0.8342857142857143,0.95441595441595439,0.95321637426900585,0.95481927710843373,0.95356037151702788,0.95527156549520764,0.95379537953795379,0.95547945205479456,1,1,1,1,1,1,1,17.037142857142857,16.579428571428569,16.121714285714287,15.663999999999998,15.206285714285714,14.697714285714287,14.189142857142858]
[80,71,19.834285714285716,10.781714285714285,19.325714285714284,10.578285714285714,18.817142857142859,10.374857142857143,18.35942857142857,10.171428571428571,17.901714285714288,9.968,17.342285714285715,9.7137142857142855,16.782857142857143,9.4594285714285711,null,1.1142857142857143,1.0857142857142856,1.0571428571428572,1.0314285714285714,1.0057142857142858,0.97428571428571431,0.94285714285714284,0.54358974358974355,0.54736842105263162,0.55135135135135138,0.554016620498615,0.55681818181818177,0.56011730205278587,0.5636363636363636,1,1,1,1,1,1,1,10.781714285714285,10.578285714285714,10.374857142857143,10.171428571428571,9.968,9.7137142857142855,9.4594285714285711]
[null,67,18.817142857142859,13.121142857142857,18.308571428571426,12.917714285714284,17.8,12.714285714285715,17.342285714285715,12.510857142857144,16.88457142857143,12.307428571428572,16.325142857142858,12.053142857142857,15.765714285714285,11.798857142857143,null,1.0571428571428572,1.0285714285714285,1,0.97428571428571431,0.94857142857142862,0.91714285714285715,0.88571428571428568,0.69729729729729728,0.7055555555555556,0.7142857142857143,0.72140762463343111,0.72891566265060237,0.73831775700934577,0.74838709677419357,1,1,1,1,1,1,1,13.121142857142857,12.917714285714284,12.714285714285715,12.510857142857144,12.307428571428572,12.053142857142857,11.798857142857143]
[null,63,18.105142857142859,15.257142857142858,17.59657142857143,15.053714285714287,{"$f":"T18*$G$17","v":17.088000000000001},14.850285714285716,16.579428571428572,14.646857142857144,16.070857142857143,14.443428571428573,15.562285714285716,14.189142857142858,15.053714285714287,13.934857142857144,null,1.0171428571428571,0.98857142857142855,0.96,0.93142857142857138,0.9028571428571428,0.87428571428571433,0.84571428571428575,0.84269662921348309,0.8554913294797688,0.86904761904761907,0.8834355828220859,0.89873417721518989,0.91176470588235292,0.92567567567567566,1,1,1,1,1,1,1,15.257142857142858,15.053714285714287,14.850285714285716,14.646857142857144,14.443428571428573,14.189142857142858,13.934857142857144]
[null,59,17.901714285714288,17.088000000000005,17.393142857142855,16.630285714285712,{"$f":"T19*$G$17","v":16.88457142857143},16.17257142857143,16.325142857142858,15.664,15.765714285714285,15.155428571428571,15.308,14.697714285714286,14.850285714285715,14.24,null,1.0057142857142858,0.97714285714285709,0.94857142857142862,0.91714285714285715,0.88571428571428568,0.86,0.8342857142857143,0.95454545454545459,0.95614035087719296,0.95783132530120485,0.95950155763239875,0.96129032258064517,0.96013289036544847,0.95890410958904104,1,1,1,1,1,1,1,17.088000000000005,16.630285714285712,16.17257142857143,15.664,15.155428571428571,14.697714285714286,14.24]

{"sheet":"RA16_24","index":65,"n_rows":19,"n_cols":45,"rows_kept":19,"cut":false,"hidden":true,"merged":[[130,0,133,0],[120,12,121,12],[120,13,121,13],[120,14,121,14],[120,15,121,15],[122,0,125,0],[126,0,129,0],[119,12,119,13],[119,14,119,15],[120,4,121,4],[120,5,121,5],[120,6,121,6],[120,7,121,7],[120,8,121,8],[120,9,121,9],[120,10,121,10],[120,11,121,11],[119,0,121,0],[119,1,121,1],[119,4,119,5],[119,6,119,7],[119,8,119,9],[119,10,119,11],[111,0,114,0],[117,0,118,1],[117,4,117,15],[118,4,118,5],[118,6,118,7],[118,8,118,9],[118,10,118,11],[118,12,118,13],[118,14,118,15],[101,12,102,12],[101,13,102,13],[101,14,102,14],[101,15,102,15],[103,0,106,0],[107,0,110,0],[100,12,100,13],[100,14,100,15],[101,4,102,4],[101,5,102,5],[101,6,102,6],[101,7,102,7],[101,8,102,8],[101,9,102,9],[101,10,102,10],[101,11,102,11],[100,0,102,0],[100,1,102,1],[100,4,100,5],[100,6,100,7],[100,8,100,9],[100,10,100,11],[92,0,95,0],[98,0,99,1],[98,4,98,15],[99,4,99,5],[99,6,99,7],[99,8,99,9],[99,10,99,11],[99,12,99,13],[99,14,99,15],[82,12,83,12],[82,13,83,13],[82,14,83,14],[82,15,83,15],[84,0,87,0],[88,0,91,0],[81,12,81,13],[81,14,81,15],[82,4,83,4],[82,5,83,5],[82,6,83,6],[82,7,83,7],[82,8,83,8],[82,9,83,9],[82,10,83,10],[82,11,83,11],[81,0,83,0],[81,1,83,1],[81,4,81,5],[81,6,81,7],[81,8,81,9],[81,10,81,11],[73,0,76,0],[79,0,80,1],[79,4,79,15],[80,4,80,5],[80,6,80,7],[80,8,80,9],[80,10,80,11],[80,12,80,13],[80,14,80,15],[63,12,64,12],[63,13,64,13],[63,14,64,14],[63,15,64,15],[65,0,68,0],[69,0,72,0],[62,12,62,13],[62,14,62,15],[63,4,64,4],[63,5,64,5],[63,6,64,6],[63,7,64,7],[63,8,64,8],[63,9,64,9],[63,10,64,10],[63,11,64,11],[62,0,64,0],[62,1,64,1],[62,4,62,5],[62,6,62,7],[62,8,62,9],[62,10,62,11],[54,0,57,0],[60,0,61,1],[60,4,60,15],[61,4,61,5],[61,6,61,7],[61,8,61,9],[61,10,61,11],[61,12,61,13],[61,14,61,15],[44,12,45,12],[44,13,45,13],[44,14,45,14],[44,15,45,15],[46,0,49,0],[50,0,53,0],[43,12,43,13],[43,14,43,15],[44,4,45,4],[44,5,45,5],[44,6,45,6],[44,7,45,7],[44,8,45,8],[44,9,45,9],[44,10,45,10],[44,11,45,11],[43,0,45,0],[43,1,45,1],[43,4,43,5],[43,6,43,7],[43,8,43,9],[43,10,43,11],[41,4,41,15],[42,4,42,5],[42,6,42,7],[42,8,42,9],[42,10,42,11],[42,12,42,13],[42,14,42,15],[7,0,10,0],[11,0,14,0],[15,0,18,0],[31,0,34,0],[35,0,38,0],[41,0,42,1],[5,10,6,10],[5,11,6,11],[5,12,6,12],[5,13,6,13],[5,14,6,14],[5,15,6,15],[4,10,4,11],[4,12,4,13],[4,14,4,15],[5,2,6,2],[5,3,6,3],[5,4,6,4],[5,5,6,5],[5,6,6,6],[5,7,6,7],[5,8,6,8],[4,0,6,0],[4,1,6,1],[4,2,4,3],[4,4,4,5],[4,6,4,7],[4,8,4,9],[5,9,6,9],[2,0,2,1],[2,2,2,15],[3,2,3,3],[3,4,3,5],[3,6,3,7],[3,8,3,9],[3,10,3,11],[3,12,3,13],[3,14,3,15]]}
[]
["RA16_24"]
["Evaporator Air Flow",null,"Condenser  Entering Air Temperature ˚F"]
[650,"CFM",85,null,90,null,95,null,100,null,105,null,110,null,115]
["Evap. Air °F DB","EWB†\n˚F","Capacity Mbtuh",null,"Capacity Mbtuh",null,"Capacity Mbtuh",null,"Capacity Mbtuh",null,"Capacity Mbtuh",null,"Capacity Mbtuh",null,"Capacity Mbtuh"]
[null,null,"Total","Sens.","Total","Sens.","Total","Sens.","Total","Sens.","Total","Sens.","Total","Sens.","Total","Sens."]
[null,null,null,null,null,null,null,null,null,null,null,null,null,null,null,null,null,"Total Factors",null,null,null,null,null,null,"Sens. %",null,null,null,null,null,null,"IDB Adj",null,null,null,null,null,null,"Sens Calc"]
[72,71,{"$f":"R8*$G$17","v":18.167768595041323},{"$f":"IF(AM8>C8,C8,AM8)","v":6.2520661157024788},{"$f":"S8*$G$17","v":17.83677685950413},{"$f":"IF(AN8>E8,E8,AN8)","v":6.2152892561983464},{"$f":"T8*$G$17","v":17.505785123966945},{"$f":"IF(AO8>G8,G8,AO8)","v":6.1785123966942166},{"$f":"U8*$G$17","v":17.101239669421489},{"$f":"IF(AP8>I8,I8,AP8)","v":6.1049586776859508},{"$f":"V8*$G$17","v":16.696694214876032},{"$f":"IF(AQ8>K8,K8,AQ8)","v":6.031404958677685},{"$f":"W8*$G$17","v":16.14504132231405},{"$f":"IF(AR8>M8,M8,AR8)","v":5.8842975206611579},{"$f":"X8*$G$17","v":15.593388429752066},{"$f":"IF(AS8>O8,O8,AS8)","v":5.737190082644628},null,1.0206611570247934,1.0020661157024793,0.98347107438016534,0.96074380165289253,0.93801652892561982,0.90702479338842978,0.87603305785123964,0.34412955465587042,0.34845360824742266,0.35294117647058826,0.35698924731182796,0.36123348017621143,0.36446469248291574,0.36792452830188677,1,1,1,1,1,1,1,{"$f":"Y8*C8*AF8","v":6.2520661157024788},{"$f":"Z8*E8*AG8","v":6.2152892561983464},{"$f":"AA8*G8*AH8","v":6.1785123966942166},{"$f":"AB8*I8*AI8","v":6.1049586776859508},{"$f":"AC8*K8*AJ8","v":6.031404958677685},{"$f":"AD8*M8*AK8","v":5.8842975206611579},{"$f":"AE8*O8*AL8","v":5.737190082644628}]
[null,67,{"$f":"R9*$G$17","v":17.138016528925622},8.3115702479338847,{"$f":"S9*$G$17","v":16.807024793388432},{"$f":"IF(AN9>E9,E9,AN9)","v":8.3115702479338864},{"$f":"T9*$G$17","v":16.47603305785124},{"$f":"IF(AO9>G9,G9,AO9)","v":8.3115702479338847},{"$f":"U9*$G$17","v":16.034710743801654},{"$f":"IF(AP9>I9,I9,AP9)","v":8.2012396694214882},{"$f":"V9*$G$17","v":15.593388429752066},{"$f":"IF(AQ9>K9,K9,AQ9)","v":8.0909090909090899},{"$f":"W9*$G$17","v":15.041735537190084},{"$f":"IF(AR9>M9,M9,AR9)","v":7.9438016528925628},{"$f":"X9*$G$17","v":14.490082644628099},{"$f":"IF(AS9>O9,O9,AS9)","v":7.7966942148760321},null,0.96280991735537191,0.94421487603305787,0.92561983471074383,0.90082644628099173,0.87603305785123964,0.8450413223140496,0.81404958677685946,0.48497854077253216,0.49452954048140046,0.5044642857142857,0.51146788990825687,0.51886792452830188,0.52811735941320292,0.53807106598984766,1,1,1,1,1,1,1,{"$f":"Y9*C9*AF9","v":8.3115702479338847},{"$f":"Z9*E9*AG9","v":8.3115702479338864},{"$f":"AA9*G9*AH9","v":8.3115702479338847},{"$f":"AB9*I9*AI9","v":8.2012396694214882},{"$f":"AC9*K9*AJ9","v":8.0909090909090899},{"$f":"AD9*M9*AK9","v":7.9438016528925628},{"$f":"AE9*O9*AL9","v":7.7966942148760321}]
[null,63,17.726446280991738,11.106611570247935,16.843801652892562,10.738842975206612,15.961157024793389,10.37107438016529,15.262396694214877,10.113636363636365,14.563636363636364,9.8561983471074388,14.01198347107438,9.709090909090909,13.460330578512398,9.561983471074381,null,0.99586776859504134,0.94628099173553715,0.89669421487603307,0.8574380165289256,0.81818181818181823,0.78719008264462809,0.75619834710743805,0.62655601659751037,0.63755458515283847,0.64976958525345618,0.66265060240963858,0.6767676767676768,0.69291338582677164,0.7103825136612022,1,1,1,1,1,1,1,11.106611570247935,10.738842975206612,10.37107438016529,10.113636363636365,9.8561983471074388,9.709090909090909,9.561983471074381]
[null,59,15.078512396694215,12.651239669421487,15.041735537190084,12.614462809917356,15.00495867768595,12.577685950413223,14.968181818181819,12.540909090909091,14.931404958677685,12.504132231404958,14.34297520661157,11.989256198347107,13.754545454545454,11.474380165289256,null,0.84710743801652888,0.8450413223140496,0.84297520661157022,0.84090909090909094,0.83884297520661155,0.80578512396694213,0.77272727272727271,0.83902439024390241,0.8386308068459658,0.83823529411764708,0.83783783783783783,0.83743842364532017,0.83589743589743593,0.83422459893048129,1,1,1,1,1,1,1,12.651239669421487,12.614462809917356,12.577685950413223,12.540909090909091,12.504132231404958,11.989256198347107,11.474380165289256]
[76,71,20.080165289256197,8.2012396694214864,19.675619834710744,8.1276859504132233,19.307851239669425,8.0541322314049602,18.682644628099176,7.9070247933884312,18.057438016528927,7.7231404958677699,17.285123966942148,7.4657024793388427,16.512809917355373,7.1714876033057857,null,1.1280991735537189,1.1053719008264462,1.084710743801653,1.0495867768595042,1.0144628099173554,0.97107438016528924,0.9276859504132231,0.40842490842490842,0.41308411214953272,0.41714285714285715,0.42322834645669294,0.42769857433808556,0.43191489361702129,0.43429844097995546,1,1,1,1,1,1,1,8.2012396694214864,8.1276859504132233,8.0541322314049602,7.9070247933884312,7.7231404958677699,7.4657024793388427,7.1714876033057857]
[null,67,18.903305785123965,10.591735537190083,18.498760330578513,10.518181818181819,{"$f":"T13*$G$17","v":18.130991735537194},10.444628099173556,17.579338842975208,10.260743801652893,17.027685950413222,10.113636363636363,16.29214876033058,9.8194214876033072,15.556611570247934,9.5252066115702476,null,1.0619834710743801,1.0392561983471074,1.0185950413223142,0.98760330578512401,0.95661157024793386,0.91528925619834711,0.87396694214876036,0.56031128404669261,0.5685884691848907,0.57606490872210958,0.58368200836820083,0.59395248380129595,0.60270880361173818,0.61229314420803782,1,1,1,1,1,1,1,10.591735537190083,10.518181818181819,10.444628099173556,10.260743801652893,10.113636363636363,9.8194214876033072,9.5252066115702476]
[null,63,16.549586776859506,12.651239669421489,16.034710743801654,12.430578512396695,15.519834710743803,12.246694214876033,15.041735537190084,12.062809917355374,14.563636363636364,11.87892561983471,14.01198347107438,11.658264462809917,13.423553719008265,11.400826446280991,null,0.92975206611570249,0.90082644628099173,0.87190082644628097,0.8450413223140496,0.81818181818181823,0.78719008264462809,0.75413223140495866,0.76444444444444448,0.77522935779816515,0.7890995260663507,0.80195599022004893,0.81565656565656564,0.83202099737532809,0.84931506849315064,1,1,1,1,1,1,1,12.651239669421489,12.430578512396695,12.246694214876033,12.062809917355374,11.87892561983471,11.658264462809917,11.400826446280991]
[null,59,15.850826446280992,14.931404958677687,15.777272727272727,14.821074380165291,15.666942148760331,14.747520661157026,15.29917355371901,14.416528925619836,14.931404958677685,14.085537190082645,14.34297520661157,13.497107438016528,13.754545454545454,12.945454545454545,null,0.89049586776859502,0.88636363636363635,0.8801652892561983,0.85950413223140498,0.83884297520661155,0.80578512396694213,0.77272727272727271,0.94199535962877035,0.93939393939393945,0.94131455399061037,0.94230769230769229,0.94334975369458129,0.94102564102564101,0.94117647058823528,1,1,1,1,1,1,1,14.931404958677687,14.821074380165291,14.747520661157026,14.416528925619836,14.085537190082645,13.497107438016528,12.945454545454545]
[80,71,18.903305785123965,10.223966942148758,18.42520661157025,10.076859504132234,17.947107438016531,9.9297520661157037,17.579338842975208,9.7826446280991739,17.211570247933885,9.6355371900826459,16.917355371900829,9.5252066115702494,16.623140495867769,9.4148760330578511,null,1.0619834710743801,1.0351239669421488,1.0082644628099173,0.98760330578512401,0.96694214876033058,0.95041322314049592,0.93388429752066116,0.54085603112840464,0.54690618762475052,0.55327868852459017,0.55648535564853552,0.55982905982905984,0.56304347826086953,0.5663716814159292,1,1,1,1,1,1,1,10.223966942148758,10.076859504132234,9.9297520661157037,9.7826446280991739,9.6355371900826459,9.5252066115702494,9.4148760330578511]
[null,67,18.829752066115702,12.87190082644628,18.314876033057853,12.688016528925621,17.8,12.504132231404959,17.358677685950415,12.320247933884298,16.917355371900829,12.136363636363638,16.402479338842976,11.915702479338844,15.887603305785126,11.695041322314051,null,1.0578512396694215,1.0289256198347108,1,0.97520661157024791,0.95041322314049592,0.92148760330578516,0.8925619834710744,0.68359375,0.69277108433734935,0.7024793388429752,0.7097457627118644,0.71739130434782605,0.726457399103139,0.73611111111111116,1,1,1,1,1,1,1,12.87190082644628,12.688016528925621,12.504132231404959,12.320247933884298,12.136363636363638,11.915702479338844,11.695041322314051]
[null,63,17.726446280991738,14.637190082644629,17.358677685950415,14.526859504132233,{"$f":"T18*$G$17","v":16.990909090909092},14.416528925619836,16.512809917355373,14.232644628099175,16.034710743801654,14.048760330578512,15.409504132231405,13.754545454545454,14.784297520661157,13.460330578512396,null,0.99586776859504134,0.97520661157024791,0.95454545454545459,0.9276859504132231,0.90082644628099173,0.86570247933884292,0.83057851239669422,0.82572614107883813,0.83686440677966101,0.84848484848484851,0.86191536748329622,0.87614678899082565,0.89260143198090691,0.91044776119402981,1,1,1,1,1,1,1,14.637190082644629,14.526859504132233,14.416528925619836,14.232644628099175,14.048760330578512,13.754545454545454,13.460330578512396]
[null,59,16.623140495867769,15.740495867768596,16.29214876033058,15.409504132231406,{"$f":"T19*$G$17","v":15.961157024793389},15.078512396694215,15.446280991735538,14.600413223140496,14.931404958677685,14.122314049586775,14.30619834710744,13.533884297520663,13.680991735537191,12.945454545454547,null,0.93388429752066116,0.91528925619834711,0.89669421487603307,0.86776859504132231,0.83884297520661155,0.80371900826446285,0.76859504132231404,0.94690265486725667,0.94582392776523705,0.9447004608294931,0.94523809523809521,0.94581280788177335,0.94601542416452444,0.94623655913978499,1,1,1,1,1,1,1,15.740495867768596,15.409504132231406,15.078512396694215,14.600413223140496,14.122314049586775,13.533884297520663,12.945454545454547]

{"sheet":"RA16_30","index":66,"n_rows":19,"n_cols":45,"rows_kept":19,"cut":false,"hidden":true,"merged":[[130,0,133,0],[120,12,121,12],[120,13,121,13],[120,14,121,14],[120,15,121,15],[122,0,125,0],[126,0,129,0],[119,12,119,13],[119,14,119,15],[120,4,121,4],[120,5,121,5],[120,6,121,6],[120,7,121,7],[120,8,121,8],[120,9,121,9],[120,10,121,10],[120,11,121,11],[119,0,121,0],[119,1,121,1],[119,4,119,5],[119,6,119,7],[119,8,119,9],[119,10,119,11],[111,0,114,0],[117,0,118,1],[117,4,117,15],[118,4,118,5],[118,6,118,7],[118,8,118,9],[118,10,118,11],[118,12,118,13],[118,14,118,15],[101,12,102,12],[101,13,102,13],[101,14,102,14],[101,15,102,15],[103,0,106,0],[107,0,110,0],[100,12,100,13],[100,14,100,15],[101,4,102,4],[101,5,102,5],[101,6,102,6],[101,7,102,7],[101,8,102,8],[101,9,102,9],[101,10,102,10],[101,11,102,11],[100,0,102,0],[100,1,102,1],[100,4,100,5],[100,6,100,7],[100,8,100,9],[100,10,100,11],[92,0,95,0],[98,0,99,1],[98,4,98,15],[99,4,99,5],[99,6,99,7],[99,8,99,9],[99,10,99,11],[99,12,99,13],[99,14,99,15],[82,12,83,12],[82,13,83,13],[82,14,83,14],[82,15,83,15],[84,0,87,0],[88,0,91,0],[81,12,81,13],[81,14,81,15],[82,4,83,4],[82,5,83,5],[82,6,83,6],[82,7,83,7],[82,8,83,8],[82,9,83,9],[82,10,83,10],[82,11,83,11],[81,0,83,0],[81,1,83,1],[81,4,81,5],[81,6,81,7],[81,8,81,9],[81,10,81,11],[73,0,76,0],[79,0,80,1],[79,4,79,15],[80,4,80,5],[80,6,80,7],[80,8,80,9],[80,10,80,11],[80,12,80,13],[80,14,80,15],[63,12,64,12],[63,13,64,13],[63,14,64,14],[63,15,64,15],[65,0,68,0],[69,0,72,0],[62,12,62,13],[62,14,62,15],[63,4,64,4],[63,5,64,5],[63,6,64,6],[63,7,64,7],[63,8,64,8],[63,9,64,9],[63,10,64,10],[63,11,64,11],[62,0,64,0],[62,1,64,1],[62,4,62,5],[62,6,62,7],[62,8,62,9],[62,10,62,11],[54,0,57,0],[60,0,61,1],[60,4,60,15],[61,4,61,5],[61,6,61,7],[61,8,61,9],[61,10,61,11],[61,12,61,13],[61,14,61,15],[44,12,45,12],[44,13,45,13],[44,14,45,14],[44,15,45,15],[46,0,49,0],[50,0,53,0],[43,12,43,13],[43,14,43,15],[44,4,45,4],[44,5,45,5],[44,6,45,6],[44,7,45,7],[44,8,45,8],[44,9,45,9],[44,10,45,10],[44,11,45,11],[43,0,45,0],[43,1,45,1],[43,4,43,5],[43,6,43,7],[43,8,43,9],[43,10,43,11],[41,4,41,15],[42,4,42,5],[42,6,42,7],[42,8,42,9],[42,10,42,11],[42,12,42,13],[42,14,42,15],[7,0,10,0],[11,0,14,0],[15,0,18,0],[31,0,34,0],[35,0,38,0],[41,0,42,1],[5,10,6,10],[5,11,6,11],[5,12,6,12],[5,13,6,13],[5,14,6,14],[5,15,6,15],[4,10,4,11],[4,12,4,13],[4,14,4,15],[5,2,6,2],[5,3,6,3],[5,4,6,4],[5,5,6,5],[5,6,6,6],[5,7,6,7],[5,8,6,8],[4,0,6,0],[4,1,6,1],[4,2,4,3],[4,4,4,5],[4,6,4,7],[4,8,4,9],[5,9,6,9],[2,0,2,1],[2,2,2,15],[3,2,3,3],[3,4,3,5],[3,6,3,7],[3,8,3,9],[3,10,3,11],[3,12,3,13],[3,14,3,15]]}
[]
["RA16_30"]
["Evaporator Air Flow",null,"Condenser  Entering Air Temperature ˚F"]
[800,"CFM",85,null,90,null,95,null,100,null,105,null,110,null,115]
["Evap. Air °F DB","EWB†\n˚F","Capacity Mbtuh",null,"Capacity Mbtuh",null,"Capacity Mbtuh",null,"Capacity Mbtuh",null,"Capacity Mbtuh",null,"Capacity Mbtuh",null,"Capacity Mbtuh"]
[null,null,"Total","Sens.","Total","Sens.","Total","Sens.","Total","Sens.","Total","Sens.","Total","Sens.","Total","Sens."]
[null,null,null,null,null,null,null,null,null,null,null,null,null,null,null,null,null,"Total Factors",null,null,null,null,null,null,"Sens. %",null,null,null,null,null,null,"IDB Adj",null,null,null,null,null,null,"Sens Calc"]
[72,71,{"$f":"R8*$G$17","v":18.266666666666669},{"$f":"IF(AM8>C8,C8,AM8)","v":6.0000000000000009},{"$f":"S8*$G$17","v":17.833333333333332},{"$f":"IF(AN8>E8,E8,AN8)","v":5.9999999999999991},{"$f":"T8*$G$17","v":17.399999999999999},{"$f":"IF(AO8>G8,G8,AO8)","v":6},{"$f":"U8*$G$17","v":16.900000000000002},{"$f":"IF(AP8>I8,I8,AP8)","v":6.0666666666666673},{"$f":"V8*$G$17","v":16.400000000000002},{"$f":"IF(AQ8>K8,K8,AQ8)","v":6.1333333333333337},{"$f":"W8*$G$17","v":15.933333333333334},{"$f":"IF(AR8>M8,M8,AR8)","v":6.3},{"$f":"X8*$G$17","v":15.466666666666667},{"$f":"IF(AS8>O8,O8,AS8)","v":6.4666666666666659},null,1.0262172284644195,1.0018726591760299,0.97752808988764039,0.949438202247191,0.9213483146067416,0.89513108614232206,0.86891385767790263,0.32846715328467152,0.3364485981308411,0.34482758620689657,0.35897435897435898,0.37398373983739835,0.39539748953974896,0.41810344827586204,1,1,1,1,1,1,1,{"$f":"Y8*C8*AF8","v":6.0000000000000009},{"$f":"Z8*E8*AG8","v":5.9999999999999991},{"$f":"AA8*G8*AH8","v":6},{"$f":"AB8*I8*AI8","v":6.0666666666666673},{"$f":"AC8*K8*AJ8","v":6.1333333333333337},{"$f":"AD8*M8*AK8","v":6.3},{"$f":"AE8*O8*AL8","v":6.4666666666666659}]
[null,67,{"$f":"R9*$G$17","v":17.133333333333333},8.4666666666666668,{"$f":"S9*$G$17","v":16.666666666666668},{"$f":"IF(AN9>E9,E9,AN9)","v":8.4666666666666668},{"$f":"T9*$G$17","v":16.2},{"$f":"IF(AO9>G9,G9,AO9)","v":8.466666666666665},{"$f":"U9*$G$17","v":15.733333333333334},{"$f":"IF(AP9>I9,I9,AP9)","v":8.5333333333333332},{"$f":"V9*$G$17","v":15.266666666666667},{"$f":"IF(AQ9>K9,K9,AQ9)","v":8.6},{"$f":"W9*$G$17","v":14.8},{"$f":"IF(AR9>M9,M9,AR9)","v":8.7666666666666657},{"$f":"X9*$G$17","v":14.333333333333334},{"$f":"IF(AS9>O9,O9,AS9)","v":8.9333333333333336},null,0.96254681647940077,0.93632958801498123,0.9101123595505618,0.88389513108614237,0.85767790262172283,0.8314606741573034,0.80524344569288386,0.49416342412451364,0.50800000000000001,0.52263374485596703,0.5423728813559322,0.5633187772925764,0.59234234234234229,0.62325581395348839,1,1,1,1,1,1,1,{"$f":"Y9*C9*AF9","v":8.4666666666666668},{"$f":"Z9*E9*AG9","v":8.4666666666666668},{"$f":"AA9*G9*AH9","v":8.466666666666665},{"$f":"AB9*I9*AI9","v":8.5333333333333332},{"$f":"AC9*K9*AJ9","v":8.6},{"$f":"AD9*M9*AK9","v":8.7666666666666657},{"$f":"AE9*O9*AL9","v":8.9333333333333336}]
[null,63,18.333333333333336,11.733333333333334,17.100000000000001,11.233333333333334,15.866666666666667,10.733333333333334,15.366666666666667,10.799999999999999,14.866666666666667,10.866666666666667,14.366666666666667,10.5,13.866666666666667,10.133333333333333,null,1.0299625468164795,0.9606741573033708,0.89138576779026213,0.86329588014981273,0.83520599250936334,0.80711610486891383,0.77902621722846443,0.64,0.65692007797270957,0.67647058823529416,0.70281995661605201,0.73094170403587444,0.73085846867749416,0.73076923076923073,1,1,1,1,1,1,1,11.733333333333334,11.233333333333334,10.733333333333334,10.799999999999999,10.866666666666667,10.5,10.133333333333333]
[null,59,18.466666666666669,14.866666666666669,17.899999999999999,14.6,17.333333333333336,14.333333333333334,17.266666666666669,14.266666666666669,17.200000000000003,14.200000000000003,16.7,13.766666666666666,16.2,13.333333333333334,null,1.0374531835205993,1.0056179775280898,0.97378277153558057,0.97003745318352064,0.9662921348314607,0.9382022471910112,0.9101123595505618,0.80505415162454874,0.81564245810055869,0.82692307692307687,0.82625482625482627,0.82558139534883723,0.82435129740518964,0.82304526748971196,1,1,1,1,1,1,1,14.866666666666669,14.6,14.333333333333334,14.266666666666669,14.200000000000003,13.766666666666666,13.333333333333334]
[76,71,20.166666666666668,7.9333333333333336,19.7,7.9333333333333336,19.2,7.8999999999999995,18.099999999999998,7.7333333333333325,17.033333333333335,7.5333333333333332,16.5,7.6333333333333329,15.966666666666667,7.7333333333333334,null,1.1329588014981273,1.1067415730337078,1.0786516853932584,1.0168539325842696,0.95692883895131087,0.9269662921348315,0.89700374531835203,0.39338842975206612,0.40270727580372251,0.41145833333333331,0.42725598526703501,0.44227005870841485,0.46262626262626261,0.48434237995824636,1,1,1,1,1,1,1,7.9333333333333336,7.9333333333333336,7.8999999999999995,7.7333333333333325,7.5333333333333332,7.6333333333333329,7.7333333333333334]
[null,67,18.833333333333336,10.700000000000001,18.333333333333336,10.666666666666668,{"$f":"T13*$G$17","v":17.833333333333332},10.633333333333333,16.8,10.366666666666667,15.766666666666667,10.100000000000001,15.033333333333333,10.033333333333333,14.333333333333334,9.9666666666666668,null,1.0580524344569289,1.0299625468164795,1.0018726591760299,0.9438202247191011,0.88576779026217234,0.84456928838951306,0.80524344569288386,0.56814159292035393,0.58181818181818179,0.5962616822429907,0.61706349206349209,0.64059196617336156,0.66740576496674053,0.6953488372093023,1,1,1,1,1,1,1,10.700000000000001,10.666666666666668,10.633333333333333,10.366666666666667,10.100000000000001,10.033333333333333,9.9666666666666668]
[null,63,17.833333333333332,13.833333333333332,16.900000000000002,13.433333333333334,15.966666666666667,13.033333333333333,15.4,12.966666666666667,14.833333333333334,12.9,14.433333333333334,12.566666666666668,14.033333333333335,12.233333333333334,null,1.0018726591760299,0.949438202247191,0.89700374531835203,0.8651685393258427,0.83333333333333337,0.81086142322097376,0.78838951310861427,0.77570093457943923,0.79487179487179482,0.81628392484342382,0.84199134199134196,0.86966292134831458,0.87066974595842961,0.87173396674584325,1,1,1,1,1,1,1,13.833333333333332,13.433333333333334,13.033333333333333,12.966666666666667,12.9,12.566666666666668,12.233333333333334]
[null,59,18.833333333333336,17.100000000000001,18.333333333333336,16.866666666666671,17.866666666666667,16.633333333333333,17.600000000000001,16.333333333333332,17.3,16.066666666666666,16.733333333333334,15.566666666666666,16.166666666666668,15.033333333333335,null,1.0580524344569289,1.0299625468164795,1.0037453183520599,0.9887640449438202,0.9719101123595506,0.94007490636704116,0.90823970037453183,0.90796460176991145,0.92,0.93097014925373134,0.92803030303030298,0.92870905587668595,0.93027888446215135,0.92989690721649487,1,1,1,1,1,1,1,17.100000000000001,16.866666666666671,16.633333333333333,16.333333333333332,16.066666666666666,15.566666666666666,15.033333333333335]
[80,71,20.133333333333336,10.600000000000001,19.666666666666668,10.533333333333333,19.2,10.466666666666665,18.600000000000001,10.4,18,10.333333333333334,16.733333333333334,9.9333333333333336,15.466666666666667,9.5333333333333332,null,1.1310861423220975,1.1048689138576779,1.0786516853932584,1.0449438202247192,1.0112359550561798,0.94007490636704116,0.86891385767790263,0.52649006622516559,0.53559322033898304,0.54513888888888884,0.55913978494623651,0.57407407407407407,0.59362549800796816,0.61637931034482762,1,1,1,1,1,1,1,10.600000000000001,10.533333333333333,10.466666666666665,10.4,10.333333333333334,9.9333333333333336,9.5333333333333332]
[null,67,18.866666666666667,13.066666666666668,18.333333333333336,12.966666666666669,17.8,12.866666666666667,17.200000000000003,12.766666666666669,16.600000000000001,12.666666666666668,15.500000000000002,12.266666666666667,14.4,11.866666666666667,null,1.0599250936329587,1.0299625468164795,1,0.9662921348314607,0.93258426966292129,0.8707865168539326,0.8089887640449438,0.69257950530035339,0.70727272727272728,0.72284644194756553,0.74224806201550386,0.76305220883534142,0.79139784946236558,0.82407407407407407,1,1,1,1,1,1,1,13.066666666666668,12.966666666666669,12.866666666666667,12.766666666666669,12.666666666666668,12.266666666666667,11.866666666666667]
[null,63,18.400000000000002,15.400000000000002,17.933333333333334,15.333333333333334,{"$f":"T18*$G$17","v":17.466666666666665},15.266666666666664,16.933333333333334,15.233333333333333,16.400000000000002,15.200000000000003,15.866666666666667,14.733333333333334,15.333333333333334,14.266666666666666,null,1.0337078651685394,1.0074906367041199,0.98127340823970033,0.95131086142322097,0.9213483146067416,0.89138576779026213,0.86142322097378277,0.83695652173913049,0.85501858736059477,0.87404580152671751,0.89960629921259838,0.92682926829268297,0.9285714285714286,0.93043478260869561,1,1,1,1,1,1,1,15.400000000000002,15.333333333333334,15.266666666666664,15.233333333333333,15.200000000000003,14.733333333333334,14.266666666666666]
[null,59,19.2,17.533333333333331,18.733333333333331,17.299999999999997,{"$f":"T19*$G$17","v":18.266666666666669},17.06666666666667,17.733333333333334,16.566666666666666,17.200000000000003,16.06666666666667,16.666666666666668,15.566666666666668,16.133333333333333,15.066666666666666,null,1.0786516853932584,1.0524344569288389,1.0262172284644195,0.99625468164794007,0.9662921348314607,0.93632958801498123,0.90636704119850187,0.91319444444444442,0.92348754448398573,0.93430656934306566,0.93421052631578949,0.93410852713178294,0.93400000000000005,0.93388429752066116,1,1,1,1,1,1,1,17.533333333333331,17.299999999999997,17.06666666666667,16.566666666666666,16.06666666666667,15.566666666666668,15.066666666666666]

{"sheet":"RA16_36","index":67,"n_rows":19,"n_cols":45,"rows_kept":19,"cut":false,"hidden":true,"merged":[[130,0,133,0],[120,12,121,12],[120,13,121,13],[120,14,121,14],[120,15,121,15],[122,0,125,0],[126,0,129,0],[119,12,119,13],[119,14,119,15],[120,4,121,4],[120,5,121,5],[120,6,121,6],[120,7,121,7],[120,8,121,8],[120,9,121,9],[120,10,121,10],[120,11,121,11],[119,0,121,0],[119,1,121,1],[119,4,119,5],[119,6,119,7],[119,8,119,9],[119,10,119,11],[111,0,114,0],[117,0,118,1],[117,4,117,15],[118,4,118,5],[118,6,118,7],[118,8,118,9],[118,10,118,11],[118,12,118,13],[118,14,118,15],[101,12,102,12],[101,13,102,13],[101,14,102,14],[101,15,102,15],[103,0,106,0],[107,0,110,0],[100,12,100,13],[100,14,100,15],[101,4,102,4],[101,5,102,5],[101,6,102,6],[101,7,102,7],[101,8,102,8],[101,9,102,9],[101,10,102,10],[101,11,102,11],[100,0,102,0],[100,1,102,1],[100,4,100,5],[100,6,100,7],[100,8,100,9],[100,10,100,11],[92,0,95,0],[98,0,99,1],[98,4,98,15],[99,4,99,5],[99,6,99,7],[99,8,99,9],[99,10,99,11],[99,12,99,13],[99,14,99,15],[82,12,83,12],[82,13,83,13],[82,14,83,14],[82,15,83,15],[84,0,87,0],[88,0,91,0],[81,12,81,13],[81,14,81,15],[82,4,83,4],[82,5,83,5],[82,6,83,6],[82,7,83,7],[82,8,83,8],[82,9,83,9],[82,10,83,10],[82,11,83,11],[81,0,83,0],[81,1,83,1],[81,4,81,5],[81,6,81,7],[81,8,81,9],[81,10,81,11],[73,0,76,0],[79,0,80,1],[79,4,79,15],[80,4,80,5],[80,6,80,7],[80,8,80,9],[80,10,80,11],[80,12,80,13],[80,14,80,15],[63,12,64,12],[63,13,64,13],[63,14,64,14],[63,15,64,15],[65,0,68,0],[69,0,72,0],[62,12,62,13],[62,14,62,15],[63,4,64,4],[63,5,64,5],[63,6,64,6],[63,7,64,7],[63,8,64,8],[63,9,64,9],[63,10,64,10],[63,11,64,11],[62,0,64,0],[62,1,64,1],[62,4,62,5],[62,6,62,7],[62,8,62,9],[62,10,62,11],[54,0,57,0],[60,0,61,1],[60,4,60,15],[61,4,61,5],[61,6,61,7],[61,8,61,9],[61,10,61,11],[61,12,61,13],[61,14,61,15],[44,12,45,12],[44,13,45,13],[44,14,45,14],[44,15,45,15],[46,0,49,0],[50,0,53,0],[43,12,43,13],[43,14,43,15],[44,4,45,4],[44,5,45,5],[44,6,45,6],[44,7,45,7],[44,8,45,8],[44,9,45,9],[44,10,45,10],[44,11,45,11],[43,0,45,0],[43,1,45,1],[43,4,43,5],[43,6,43,7],[43,8,43,9],[43,10,43,11],[41,4,41,15],[42,4,42,5],[42,6,42,7],[42,8,42,9],[42,10,42,11],[42,12,42,13],[42,14,42,15],[7,0,10,0],[11,0,14,0],[15,0,18,0],[31,0,34,0],[35,0,38,0],[41,0,42,1],[5,10,6,10],[5,11,6,11],[5,12,6,12],[5,13,6,13],[5,14,6,14],[5,15,6,15],[4,10,4,11],[4,12,4,13],[4,14,4,15],[5,2,6,2],[5,3,6,3],[5,4,6,4],[5,5,6,5],[5,6,6,6],[5,7,6,7],[5,8,6,8],[4,0,6,0],[4,1,6,1],[4,2,4,3],[4,4,4,5],[4,6,4,7],[4,8,4,9],[5,9,6,9],[2,0,2,1],[2,2,2,15],[3,2,3,3],[3,4,3,5],[3,6,3,7],[3,8,3,9],[3,10,3,11],[3,12,3,13],[3,14,3,15]]}
[]
["RA16_36"]
["Evaporator Air Flow",null,"Condenser  Entering Air Temperature ˚F"]
[950,"CFM",85,null,90,null,95,null,100,null,105,null,110,null,115]
["Evap. Air °F DB","EWB†\n˚F","Capacity Mbtuh",null,"Capacity Mbtuh",null,"Capacity Mbtuh",null,"Capacity Mbtuh",null,"Capacity Mbtuh",null,"Capacity Mbtuh",null,"Capacity Mbtuh"]
[null,null,"Total","Sens.","Total","Sens.","Total","Sens.","Total","Sens.","Total","Sens.","Total","Sens.","Total","Sens."]
[null,null,null,null,null,null,null,null,null,null,null,null,null,null,null,null,null,"Total Factors",null,null,null,null,null,null,"Sens. %",null,null,null,null,null,null,"IDB Adj",null,null,null,null,null,null,"Sens Calc"]
[72,71,{"$f":"R8*$G$17","v":20.051176470588235},{"$f":"IF(AM8>C8,C8,AM8)","v":6.4394117647058824},{"$f":"S8*$G$17","v":19.553823529411765},{"$f":"IF(AN8>E8,E8,AN8)","v":6.3085294117647068},{"$f":"T8*$G$17","v":19.056470588235296},{"$f":"IF(AO8>G8,G8,AO8)","v":6.1776470588235304},{"$f":"U8*$G$17","v":17.695294117647059},{"$f":"IF(AP8>I8,I8,AP8)","v":5.7850000000000001},{"$f":"V8*$G$17","v":16.334117647058825},{"$f":"IF(AQ8>K8,K8,AQ8)","v":5.3923529411764708},{"$f":"W8*$G$17","v":15.784411764705883},{"$f":"IF(AR8>M8,M8,AR8)","v":5.2876470588235289},{"$f":"X8*$G$17","v":15.234705882352941},{"$f":"IF(AS8>O8,O8,AS8)","v":5.1829411764705879},null,1.1264705882352941,1.098529411764706,1.0705882352941176,0.99411764705882355,0.91764705882352937,0.8867647058823529,0.85588235294117643,0.32114882506527415,0.32262382864792505,0.32417582417582419,0.32692307692307693,0.33012820512820512,0.33499170812603646,0.34020618556701032,1,1,1,1,1,1,1,{"$f":"Y8*C8*AF8","v":6.4394117647058824},{"$f":"Z8*E8*AG8","v":6.3085294117647068},{"$f":"AA8*G8*AH8","v":6.1776470588235304},{"$f":"AB8*I8*AI8","v":5.7850000000000001},{"$f":"AC8*K8*AJ8","v":5.3923529411764708},{"$f":"AD8*M8*AK8","v":5.2876470588235289},{"$f":"AE8*O8*AL8","v":5.1829411764705879}]
[null,67,{"$f":"R9*$G$17","v":18.847058823529412},8.6905882352941184,{"$f":"S9*$G$17","v":18.323529411764707},{"$f":"IF(AN9>E9,E9,AN9)","v":8.5597058823529419},{"$f":"T9*$G$17","v":17.8},{"$f":"IF(AO9>G9,G9,AO9)","v":8.4288235294117655},{"$f":"U9*$G$17","v":16.726764705882353},{"$f":"IF(AP9>I9,I9,AP9)","v":8.0623529411764707},{"$f":"V9*$G$17","v":15.653529411764707},{"$f":"IF(AQ9>K9,K9,AQ9)","v":7.6958823529411768},{"$f":"W9*$G$17","v":14.842058823529413},{"$f":"IF(AR9>M9,M9,AR9)","v":7.4602941176470603},{"$f":"X9*$G$17","v":14.030588235294118},{"$f":"IF(AS9>O9,O9,AS9)","v":7.224705882352942},null,1.0588235294117647,1.0294117647058822,1,0.93970588235294117,0.87941176470588234,0.83382352941176474,0.78823529411764703,0.46111111111111114,0.46714285714285714,0.47352941176470587,0.48200312989045385,0.49163879598662208,0.50264550264550267,0.5149253731343284,1,1,1,1,1,1,1,{"$f":"Y9*C9*AF9","v":8.6905882352941184},{"$f":"Z9*E9*AG9","v":8.5597058823529419},{"$f":"AA9*G9*AH9","v":8.4288235294117655},{"$f":"AB9*I9*AI9","v":8.0623529411764707},{"$f":"AC9*K9*AJ9","v":7.6958823529411768},{"$f":"AD9*M9*AK9","v":7.4602941176470603},{"$f":"AE9*O9*AL9","v":7.224705882352942}]
[null,63,17.538235294117648,10.889411764705882,17.040882352941178,10.758529411764707,16.543529411764705,10.627647058823529,15.758235294117647,10.365882352941176,14.97294117647059,10.104117647058825,13.978235294117647,9.6852941176470591,12.983529411764705,9.2664705882352933,null,0.98529411764705888,0.95735294117647063,0.92941176470588238,0.88529411764705879,0.8411764705882353,0.78529411764705881,0.72941176470588232,0.62089552238805967,0.63133640552995396,0.64240506329113922,0.65780730897009965,0.67482517482517479,0.69288389513108617,0.71370967741935487,1,1,1,1,1,1,1,10.889411764705882,10.758529411764707,10.627647058823529,10.365882352941176,10.104117647058825,9.6852941176470591,9.2664705882352933]
[null,59,14.868235294117648,12.931176470588236,14.658823529411764,12.747941176470588,14.449411764705882,12.564705882352941,14.344705882352942,12.486176470588237,14.240000000000002,12.407647058823532,13.664117647058825,11.884117647058826,13.088235294117649,11.360588235294118,null,0.83529411764705885,0.82352941176470584,0.81176470588235294,0.80588235294117649,0.8,0.76764705882352946,0.73529411764705888,0.86971830985915488,0.86964285714285716,0.86956521739130432,0.87043795620437958,0.87132352941176472,0.86973180076628354,0.86799999999999999,1,1,1,1,1,1,1,12.931176470588236,12.747941176470588,12.564705882352941,12.486176470588237,12.407647058823532,11.884117647058826,11.360588235294118]
[76,71,20.103529411764708,7.7744117647058832,19.632352941176471,7.6173529411764713,19.135000000000002,7.4864705882352949,18.585294117647059,7.3294117647058821,18.009411764705881,7.1461764705882347,17.40735294117647,7.0152941176470582,16.831470588235295,6.8582352941176472,null,1.1294117647058823,1.1029411764705883,1.075,1.0441176470588236,1.0117647058823529,0.9779411764705882,0.94558823529411762,0.38671875,0.38800000000000001,0.39124487004103969,0.39436619718309857,0.39680232558139533,0.40300751879699248,0.40746500777604977,1,1,1,1,1,1,1,7.7744117647058832,7.6173529411764713,7.4864705882352949,7.3294117647058821,7.1461764705882347,7.0152941176470582,6.8582352941176472]
[null,67,18.820882352941176,10.077941176470588,18.323529411764707,9.9208823529411774,{"$f":"T13*$G$17","v":17.826176470588237},9.7638235294117663,17.276470588235295,9.6067647058823535,16.726764705882353,9.4497058823529425,16.124705882352941,9.2664705882352933,15.496470588235296,9.1094117647058823,null,1.0573529411764706,1.0294117647058822,1.0014705882352941,0.97058823529411764,0.93970588235294117,0.90588235294117647,0.87058823529411766,0.53546592489568845,0.54142857142857148,0.54772393538913366,0.55606060606060603,0.56494522691705795,0.57467532467532467,0.58783783783783783,1,1,1,1,1,1,1,10.077941176470588,9.9208823529411774,9.7638235294117663,9.6067647058823535,9.4497058823529425,9.2664705882352933,9.1094117647058823]
[null,63,17.381176470588237,13.166764705882354,16.91,12.983529411764705,16.412647058823531,12.800294117647059,15.705882352941178,12.486176470588237,14.999117647058824,12.172058823529413,14.318529411764708,11.884117647058824,13.611764705882353,11.596176470588235,null,0.97647058823529409,0.95,0.92205882352941182,0.88235294117647056,0.84264705882352942,0.80441176470588238,0.76470588235294112,0.75753012048192769,0.7678018575851393,0.77990430622009566,0.79500000000000004,0.81151832460732987,0.82998171846435098,0.85192307692307689,1,1,1,1,1,1,1,13.166764705882354,12.983529411764705,12.800294117647059,12.486176470588237,12.172058823529413,11.884117647058824,11.596176470588235]
[null,59,15.470294117647059,15.051470588235293,15.313235294117648,14.894411764705882,15.156176470588235,14.737352941176471,14.711176470588235,14.318529411764706,14.292352941176471,13.899705882352942,13.664117647058825,13.29764705882353,13.035882352941176,12.695588235294117,null,0.86911764705882355,0.86029411764705888,0.85147058823529409,0.82647058823529407,0.80294117647058827,0.76764705882352946,0.73235294117647054,0.97292724196277491,0.97264957264957264,0.97236614853195169,0.9733096085409253,0.97252747252747251,0.97318007662835249,0.97389558232931728,1,1,1,1,1,1,1,15.051470588235293,14.894411764705882,14.737352941176471,14.318529411764706,13.899705882352942,13.29764705882353,12.695588235294117]
[80,71,20.103529411764708,10.418235294117647,19.606176470588238,10.208823529411767,19.108823529411765,9.9994117647058811,18.559117647058827,9.7900000000000009,18.009411764705881,9.5805882352941154,17.381176470588237,9.3188235294117661,16.752941176470589,9.0570588235294132,null,1.1294117647058823,1.1014705882352942,1.0735294117647058,1.0426470588235295,1.0117647058823529,0.97647058823529409,0.94117647058823528,0.51822916666666663,0.52069425901201605,0.52328767123287667,0.52750352609308881,0.53197674418604646,0.53614457831325302,0.54062500000000002,1,1,1,1,1,1,1,10.418235294117647,10.208823529411767,9.9994117647058811,9.7900000000000009,9.5805882352941154,9.3188235294117661,9.0570588235294132]
[null,67,18.794705882352943,12.407647058823532,18.29735294117647,12.198235294117646,17.8,11.988823529411766,17.276470588235295,11.779411764705882,16.752941176470589,11.570000000000002,16.124705882352941,11.308235294117647,15.496470588235296,11.046470588235294,null,1.0558823529411765,1.0279411764705881,1,0.97058823529411764,0.94117647058823528,0.90588235294117647,0.87058823529411766,0.66016713091922008,0.66666666666666663,0.67352941176470593,0.68181818181818177,0.69062500000000004,0.70129870129870131,0.71283783783783783,1,1,1,1,1,1,1,12.407647058823532,12.198235294117646,11.988823529411766,11.779411764705882,11.570000000000002,11.308235294117647,11.046470588235294]
[null,63,17.538235294117648,14.344705882352942,17.040882352941178,14.13529411764706,{"$f":"T18*$G$17","v":16.543529411764705},13.925882352941176,16.02,13.716470588235293,15.496470588235296,13.507058823529412,14.842058823529413,13.24529411764706,14.187647058823531,12.983529411764708,null,0.98529411764705888,0.95735294117647063,0.92941176470588238,0.9,0.87058823529411766,0.83382352941176474,0.79705882352941182,0.81791044776119404,0.82949308755760365,0.84177215189873422,0.85620915032679734,0.8716216216216216,0.89241622574955903,0.91512915129151295,1,1,1,1,1,1,1,14.344705882352942,14.13529411764706,13.925882352941176,13.716470588235293,13.507058823529412,13.24529411764706,12.983529411764708]
[null,59,16.334117647058825,15.96764705882353,15.836764705882352,15.496470588235294,{"$f":"T19*$G$17","v":15.339411764705885},15.025294117647061,14.815882352941177,14.501764705882353,14.292352941176471,13.978235294117647,13.664117647058825,13.376176470588238,13.035882352941176,12.774117647058823,null,0.91764705882352937,0.88970588235294112,0.86176470588235299,0.83235294117647063,0.80294117647058827,0.76764705882352946,0.73235294117647054,0.97756410256410253,0.97851239669421486,0.97952218430034133,0.97879858657243812,0.97802197802197799,0.97892720306513414,0.97991967871485941,1,1,1,1,1,1,1,15.96764705882353,15.496470588235294,15.025294117647061,14.501764705882353,13.978235294117647,13.376176470588238,12.774117647058823]

{"sheet":"RA16_42","index":68,"n_rows":19,"n_cols":45,"rows_kept":19,"cut":false,"hidden":true,"merged":[[130,0,133,0],[120,12,121,12],[120,13,121,13],[120,14,121,14],[120,15,121,15],[122,0,125,0],[126,0,129,0],[119,12,119,13],[119,14,119,15],[120,4,121,4],[120,5,121,5],[120,6,121,6],[120,7,121,7],[120,8,121,8],[120,9,121,9],[120,10,121,10],[120,11,121,11],[119,0,121,0],[119,1,121,1],[119,4,119,5],[119,6,119,7],[119,8,119,9],[119,10,119,11],[111,0,114,0],[117,0,118,1],[117,4,117,15],[118,4,118,5],[118,6,118,7],[118,8,118,9],[118,10,118,11],[118,12,118,13],[118,14,118,15],[101,12,102,12],[101,13,102,13],[101,14,102,14],[101,15,102,15],[103,0,106,0],[107,0,110,0],[100,12,100,13],[100,14,100,15],[101,4,102,4],[101,5,102,5],[101,6,102,6],[101,7,102,7],[101,8,102,8],[101,9,102,9],[101,10,102,10],[101,11,102,11],[100,0,102,0],[100,1,102,1],[100,4,100,5],[100,6,100,7],[100,8,100,9],[100,10,100,11],[92,0,95,0],[98,0,99,1],[98,4,98,15],[99,4,99,5],[99,6,99,7],[99,8,99,9],[99,10,99,11],[99,12,99,13],[99,14,99,15],[82,12,83,12],[82,13,83,13],[82,14,83,14],[82,15,83,15],[84,0,87,0],[88,0,91,0],[81,12,81,13],[81,14,81,15],[82,4,83,4],[82,5,83,5],[82,6,83,6],[82,7,83,7],[82,8,83,8],[82,9,83,9],[82,10,83,10],[82,11,83,11],[81,0,83,0],[81,1,83,1],[81,4,81,5],[81,6,81,7],[81,8,81,9],[81,10,81,11],[73,0,76,0],[79,0,80,1],[79,4,79,15],[80,4,80,5],[80,6,80,7],[80,8,80,9],[80,10,80,11],[80,12,80,13],[80,14,80,15],[63,12,64,12],[63,13,64,13],[63,14,64,14],[63,15,64,15],[65,0,68,0],[69,0,72,0],[62,12,62,13],[62,14,62,15],[63,4,64,4],[63,5,64,5],[63,6,64,6],[63,7,64,7],[63,8,64,8],[63,9,64,9],[63,10,64,10],[63,11,64,11],[62,0,64,0],[62,1,64,1],[62,4,62,5],[62,6,62,7],[62,8,62,9],[62,10,62,11],[54,0,57,0],[60,0,61,1],[60,4,60,15],[61,4,61,5],[61,6,61,7],[61,8,61,9],[61,10,61,11],[61,12,61,13],[61,14,61,15],[44,12,45,12],[44,13,45,13],[44,14,45,14],[44,15,45,15],[46,0,49,0],[50,0,53,0],[43,12,43,13],[43,14,43,15],[44,4,45,4],[44,5,45,5],[44,6,45,6],[44,7,45,7],[44,8,45,8],[44,9,45,9],[44,10,45,10],[44,11,45,11],[43,0,45,0],[43,1,45,1],[43,4,43,5],[43,6,43,7],[43,8,43,9],[43,10,43,11],[41,4,41,15],[42,4,42,5],[42,6,42,7],[42,8,42,9],[42,10,42,11],[42,12,42,13],[42,14,42,15],[7,0,10,0],[11,0,14,0],[15,0,18,0],[31,0,34,0],[35,0,38,0],[41,0,42,1],[5,10,6,10],[5,11,6,11],[5,12,6,12],[5,13,6,13],[5,14,6,14],[5,15,6,15],[4,10,4,11],[4,12,4,13],[4,14,4,15],[5,2,6,2],[5,3,6,3],[5,4,6,4],[5,5,6,5],[5,6,6,6],[5,7,6,7],[5,8,6,8],[4,0,6,0],[4,1,6,1],[4,2,4,3],[4,4,4,5],[4,6,4,7],[4,8,4,9],[5,9,6,9],[2,0,2,1],[2,2,2,15],[3,2,3,3],[3,4,3,5],[3,6,3,7],[3,8,3,9],[3,10,3,11],[3,12,3,13],[3,14,3,15]]}
[]
["RA16_42"]
["Evaporator Air Flow",null,"Condenser  Entering Air Temperature ˚F"]
[1075,"CFM",85,null,90,null,95,null,100,null,105,null,110,null,115]
["Evap. Air °F DB","EWB†\n˚F","Capacity Mbtuh",null,"Capacity Mbtuh",null,"Capacity Mbtuh",null,"Capacity Mbtuh",null,"Capacity Mbtuh",null,"Capacity Mbtuh",null,"Capacity Mbtuh"]
[null,null,"Total","Sens.","Total","Sens.","Total","Sens.","Total","Sens.","Total","Sens.","Total","Sens.","Total","Sens."]
[null,null,null,null,null,null,null,null,null,null,null,null,null,null,null,null,null,"Total Factors",null,null,null,null,null,null,"Sens. %",null,null,null,null,null,null,"IDB Adj",null,null,null,null,null,null,"Sens Calc"]
[72,71,{"$f":"R8*$G$17","v":17.582926829268292},{"$f":"IF(AM8>C8,C8,AM8)","v":6.8595121951219511},{"$f":"S8*$G$17","v":17.17048780487805},{"$f":"IF(AN8>E8,E8,AN8)","v":6.729268292682927},{"$f":"T8*$G$17","v":16.758048780487805},{"$f":"IF(AO8>G8,G8,AO8)","v":6.599024390243903},{"$f":"U8*$G$17","v":16.280487804878049},{"$f":"IF(AP8>I8,I8,AP8)","v":6.4470731707317075},{"$f":"V8*$G$17","v":15.802926829268294},{"$f":"IF(AQ8>K8,K8,AQ8)","v":6.295121951219512},{"$f":"W8*$G$17","v":15.325365853658537},{"$f":"IF(AR8>M8,M8,AR8)","v":6.1214634146341469},{"$f":"X8*$G$17","v":14.84780487804878},{"$f":"IF(AS8>O8,O8,AS8)","v":5.9478048780487809},null,0.98780487804878048,0.96463414634146338,0.94146341463414629,0.91463414634146345,0.8878048780487805,0.86097560975609755,0.8341463414634146,0.39012345679012345,0.39190897597977242,0.39378238341968913,0.39600000000000002,0.39835164835164832,0.39943342776203966,0.40058479532163743,1,1,1,1,1,1,1,{"$f":"Y8*C8*AF8","v":6.8595121951219511},{"$f":"Z8*E8*AG8","v":6.729268292682927},{"$f":"AA8*G8*AH8","v":6.599024390243903},{"$f":"AB8*I8*AI8","v":6.4470731707317075},{"$f":"AC8*K8*AJ8","v":6.295121951219512},{"$f":"AD8*M8*AK8","v":6.1214634146341469},{"$f":"AE8*O8*AL8","v":5.9478048780487809}]
[null,67,{"$f":"R9*$G$17","v":16.367317073170732},8.8131707317073165,{"$f":"S9*$G$17","v":15.954878048780488},{"$f":"IF(AN9>E9,E9,AN9)","v":8.6829268292682933},{"$f":"T9*$G$17","v":15.542439024390244},{"$f":"IF(AO9>G9,G9,AO9)","v":8.5526829268292683},{"$f":"U9*$G$17","v":15.064878048780487},{"$f":"IF(AP9>I9,I9,AP9)","v":8.4007317073170729},{"$f":"V9*$G$17","v":14.587317073170732},{"$f":"IF(AQ9>K9,K9,AQ9)","v":8.2487804878048774},{"$f":"W9*$G$17","v":14.109756097560977},{"$f":"IF(AR9>M9,M9,AR9)","v":8.0751219512195132},{"$f":"X9*$G$17","v":13.63219512195122},{"$f":"IF(AS9>O9,O9,AS9)","v":7.9014634146341463},null,0.91951219512195126,0.89634146341463417,0.87317073170731707,0.84634146341463412,0.81951219512195117,0.79268292682926833,0.76585365853658538,0.53846153846153844,0.54421768707482998,0.55027932960893855,0.55763688760806918,0.56547619047619047,0.5723076923076923,0.57961783439490444,1,1,1,1,1,1,1,{"$f":"Y9*C9*AF9","v":8.8131707317073165},{"$f":"Z9*E9*AG9","v":8.6829268292682933},{"$f":"AA9*G9*AH9","v":8.5526829268292683},{"$f":"AB9*I9*AI9","v":8.4007317073170729},{"$f":"AC9*K9*AJ9","v":8.2487804878048774},{"$f":"AD9*M9*AK9","v":8.0751219512195132},{"$f":"AE9*O9*AL9","v":7.9014634146341463}]
[null,63,15.281951219512196,10.376097560975611,14.84780487804878,10.245853658536586,14.413658536585368,10.115609756097562,13.957804878048782,9.9636585365853669,13.501951219512195,9.8117073170731697,13.02439024390244,9.6380487804878054,12.546829268292683,9.4643902439024394,null,0.85853658536585364,0.8341463414634146,0.80975609756097566,0.78414634146341466,0.75853658536585367,0.73170731707317072,0.70487804878048776,0.67897727272727271,0.6900584795321637,0.70180722891566261,0.713841368584759,0.72668810289389063,0.74,0.75432525951557095,1,1,1,1,1,1,1,10.376097560975611,10.245853658536586,10.115609756097562,9.9636585365853669,9.8117073170731697,9.6380487804878054,9.4643902439024394]
[null,59,14.370243902439025,12.633658536585367,13.957804878048782,12.308048780487805,13.545365853658538,11.982439024390244,13.284878048780488,11.765365853658537,13.02439024390244,11.548292682926832,12.915853658536586,11.439756097560975,12.807317073170731,11.331219512195123,null,0.80731707317073176,0.78414634146341466,0.76097560975609757,0.74634146341463414,0.73170731707317072,0.72560975609756095,0.71951219512195119,0.87915407854984895,0.88180404354587871,0.88461538461538458,0.8856209150326797,0.88666666666666671,0.88571428571428568,0.88474576271186445,1,1,1,1,1,1,1,12.633658536585367,12.308048780487805,11.982439024390244,11.765365853658537,11.548292682926832,11.439756097560975,11.331219512195123]
[76,71,17.865121951219514,8.1402439024390247,17.452682926829269,8.01,17.061951219512196,7.8797560975609757,16.671219512195123,7.7278048780487811,16.302195121951222,7.5758536585365865,15.824634146341465,7.3804878048780491,15.347073170731708,7.1851219512195126,null,1.0036585365853659,0.98048780487804876,0.95853658536585362,0.93658536585365859,0.9158536585365854,0.88902439024390245,0.8621951219512195,0.45565006075334141,0.45895522388059701,0.46183206106870228,0.46354166666666669,0.46471371504660453,0.4663923182441701,0.46817538896746819,1,1,1,1,1,1,1,8.1402439024390247,8.01,7.8797560975609757,7.7278048780487811,7.5758536585365865,7.3804878048780491,7.1851219512195126]
[null,67,16.432439024390245,10.028780487804879,16.02,9.8768292682926813,{"$f":"T13*$G$17","v":15.607560975609756},9.7248780487804876,15.173414634146342,9.5729268292682921,14.760975609756098,9.3992682926829261,14.326829268292684,9.2256097560975618,13.89268292682927,9.0519512195121976,null,0.92317073170731712,0.9,0.87682926829268293,0.85243902439024388,0.82926829268292679,0.80487804878048785,0.78048780487804881,0.61030383091149276,0.61653116531165308,0.6230876216968011,0.63090128755364805,0.6367647058823529,0.64393939393939392,0.65156250000000004,1,1,1,1,1,1,1,10.028780487804879,9.8768292682926813,9.7248780487804876,9.5729268292682921,9.3992682926829261,9.2256097560975618,9.0519512195121976]
[null,63,15.281951219512196,12.46,14.84780487804878,12.264634146341464,14.413658536585368,12.0909756097561,13.957804878048782,11.873902439024391,13.501951219512195,11.656829268292684,13.02439024390244,11.418048780487807,12.525121951219512,11.179268292682927,null,0.85853658536585364,0.8341463414634146,0.80975609756097566,0.78414634146341466,0.75853658536585367,0.73170731707317072,0.70365853658536581,0.81534090909090906,0.82602339181286555,0.83885542168674698,0.85069984447900471,0.86334405144694537,0.87666666666666671,0.89254766031195842,1,1,1,1,1,1,1,12.46,12.264634146341464,12.0909756097561,11.873902439024391,11.656829268292684,11.418048780487807,11.179268292682927]
[null,59,14.82609756097561,14.50048780487805,14.457073170731709,14.17487804878049,14.088048780487807,13.849268292682929,13.914390243902441,13.675609756097563,13.740731707317074,13.523658536585367,13.284878048780488,13.067804878048779,12.829024390243902,12.611951219512195,null,0.83292682926829265,0.81219512195121957,0.79146341463414638,0.78170731707317076,0.77195121951219514,0.74634146341463414,0.72073170731707314,0.97803806734992682,0.98048048048048053,0.98305084745762716,0.98283931357254295,0.98420221169036337,0.9836601307189542,0.98307952622673433,1,1,1,1,1,1,1,14.50048780487805,14.17487804878049,13.849268292682929,13.675609756097563,13.523658536585367,13.067804878048779,12.611951219512195]
[80,71,17.582926829268292,10.332682926829268,17.148780487804878,10.115609756097561,16.714634146341464,9.8985365853658536,16.258780487804881,9.6597560975609778,15.802926829268294,9.4209756097560984,15.325365853658537,9.1604878048780485,14.84780487804878,8.9,null,0.98780487804878048,0.96341463414634143,0.93902439024390238,0.9134146341463415,0.8878048780487805,0.86097560975609755,0.8341463414634146,0.58765432098765435,0.58987341772151902,0.59220779220779218,0.59412550066755676,0.59615384615384615,0.59773371104815864,0.59941520467836262,1,1,1,1,1,1,1,10.332682926829268,10.115609756097561,9.8985365853658536,9.6597560975609778,9.4209756097560984,9.1604878048780485,8.9]
[null,67,16.367317073170732,12.025853658536585,17.083658536585364,12.590243902439024,17.8,13.154634146341463,16.171951219512195,12.134390243902439,14.543902439024389,11.114146341463414,14.283414634146343,11.005609756097563,14.022926829268293,10.897073170731707,null,0.91951219512195126,0.95975609756097557,1,0.90853658536585369,0.81707317073170727,0.80243902439024395,0.78780487804878052,0.73474801061007955,0.73697585768742058,0.73902439024390243,0.75033557046979871,0.76417910447761195,0.77051671732522797,0.77708978328173373,1,1,1,1,1,1,1,12.025853658536585,12.590243902439024,13.154634146341463,12.134390243902439,11.114146341463414,11.005609756097563,10.897073170731707]
[null,63,16.454146341463417,14.413658536585368,16.063414634146344,14.261707317073174,{"$f":"T18*$G$17","v":15.672682926829269},14.109756097560975,15.260243902439024,13.914390243902439,14.84780487804878,13.719024390243902,14.305121951219514,13.415121951219513,13.762439024390245,13.111219512195122,null,0.92439024390243907,0.90243902439024393,0.88048780487804879,0.85731707317073169,0.8341463414634146,0.8036585365853659,0.77317073170731709,0.87598944591029027,0.88783783783783787,0.90027700831024926,0.91180654338549072,0.92397660818713445,0.93778452200303486,0.95268138801261826,1,1,1,1,1,1,1,14.413658536585368,14.261707317073174,14.109756097560975,13.914390243902439,13.719024390243902,13.415121951219513,13.111219512195122]
[null,59,15.846341463414635,15.629268292682926,15.368780487804878,15.216829268292683,{"$f":"T19*$G$17","v":14.891219512195121},14.804390243902439,14.391951219512197,14.305121951219515,13.89268292682927,13.805853658536588,13.350000000000001,13.263170731707319,12.807317073170731,12.720487804878049,null,0.8902439024390244,0.86341463414634145,0.8365853658536585,0.80853658536585371,0.78048780487804881,0.75,0.71951219512195119,0.98630136986301364,0.99011299435028244,0.99416909620991256,0.99396681749622928,0.99375000000000002,0.99349593495934962,0.99322033898305084,1,1,1,1,1,1,1,15.629268292682926,15.216829268292683,14.804390243902439,14.305121951219515,13.805853658536588,13.263170731707319,12.720487804878049]

{"sheet":"RA16_48","index":69,"n_rows":19,"n_cols":45,"rows_kept":19,"cut":false,"hidden":true,"merged":[[130,0,133,0],[120,12,121,12],[120,13,121,13],[120,14,121,14],[120,15,121,15],[122,0,125,0],[126,0,129,0],[119,12,119,13],[119,14,119,15],[120,4,121,4],[120,5,121,5],[120,6,121,6],[120,7,121,7],[120,8,121,8],[120,9,121,9],[120,10,121,10],[120,11,121,11],[119,0,121,0],[119,1,121,1],[119,4,119,5],[119,6,119,7],[119,8,119,9],[119,10,119,11],[111,0,114,0],[117,0,118,1],[117,4,117,15],[118,4,118,5],[118,6,118,7],[118,8,118,9],[118,10,118,11],[118,12,118,13],[118,14,118,15],[101,12,102,12],[101,13,102,13],[101,14,102,14],[101,15,102,15],[103,0,106,0],[107,0,110,0],[100,12,100,13],[100,14,100,15],[101,4,102,4],[101,5,102,5],[101,6,102,6],[101,7,102,7],[101,8,102,8],[101,9,102,9],[101,10,102,10],[101,11,102,11],[100,0,102,0],[100,1,102,1],[100,4,100,5],[100,6,100,7],[100,8,100,9],[100,10,100,11],[92,0,95,0],[98,0,99,1],[98,4,98,15],[99,4,99,5],[99,6,99,7],[99,8,99,9],[99,10,99,11],[99,12,99,13],[99,14,99,15],[82,12,83,12],[82,13,83,13],[82,14,83,14],[82,15,83,15],[84,0,87,0],[88,0,91,0],[81,12,81,13],[81,14,81,15],[82,4,83,4],[82,5,83,5],[82,6,83,6],[82,7,83,7],[82,8,83,8],[82,9,83,9],[82,10,83,10],[82,11,83,11],[81,0,83,0],[81,1,83,1],[81,4,81,5],[81,6,81,7],[81,8,81,9],[81,10,81,11],[73,0,76,0],[79,0,80,1],[79,4,79,15],[80,4,80,5],[80,6,80,7],[80,8,80,9],[80,10,80,11],[80,12,80,13],[80,14,80,15],[63,12,64,12],[63,13,64,13],[63,14,64,14],[63,15,64,15],[65,0,68,0],[69,0,72,0],[62,12,62,13],[62,14,62,15],[63,4,64,4],[63,5,64,5],[63,6,64,6],[63,7,64,7],[63,8,64,8],[63,9,64,9],[63,10,64,10],[63,11,64,11],[62,0,64,0],[62,1,64,1],[62,4,62,5],[62,6,62,7],[62,8,62,9],[62,10,62,11],[54,0,57,0],[60,0,61,1],[60,4,60,15],[61,4,61,5],[61,6,61,7],[61,8,61,9],[61,10,61,11],[61,12,61,13],[61,14,61,15],[44,12,45,12],[44,13,45,13],[44,14,45,14],[44,15,45,15],[46,0,49,0],[50,0,53,0],[43,12,43,13],[43,14,43,15],[44,4,45,4],[44,5,45,5],[44,6,45,6],[44,7,45,7],[44,8,45,8],[44,9,45,9],[44,10,45,10],[44,11,45,11],[43,0,45,0],[43,1,45,1],[43,4,43,5],[43,6,43,7],[43,8,43,9],[43,10,43,11],[41,4,41,15],[42,4,42,5],[42,6,42,7],[42,8,42,9],[42,10,42,11],[42,12,42,13],[42,14,42,15],[7,0,10,0],[11,0,14,0],[15,0,18,0],[31,0,34,0],[35,0,38,0],[41,0,42,1],[5,10,6,10],[5,11,6,11],[5,12,6,12],[5,13,6,13],[5,14,6,14],[5,15,6,15],[4,10,4,11],[4,12,4,13],[4,14,4,15],[5,2,6,2],[5,3,6,3],[5,4,6,4],[5,5,6,5],[5,6,6,6],[5,7,6,7],[5,8,6,8],[4,0,6,0],[4,1,6,1],[4,2,4,3],[4,4,4,5],[4,6,4,7],[4,8,4,9],[5,9,6,9],[2,0,2,1],[2,2,2,15],[3,2,3,3],[3,4,3,5],[3,6,3,7],[3,8,3,9],[3,10,3,11],[3,12,3,13],[3,14,3,15]]}
[]
["RA16_48"]
["Evaporator Air Flow",null,"Condenser  Entering Air Temperature ˚F"]
[1200,"CFM",85,null,90,null,95,null,100,null,105,null,110,null,115]
["Evap. Air °F DB","EWB†\n˚F","Capacity Mbtuh",null,"Capacity Mbtuh",null,"Capacity Mbtuh",null,"Capacity Mbtuh",null,"Capacity Mbtuh",null,"Capacity Mbtuh",null,"Capacity Mbtuh"]
[null,null,"Total","Sens.","Total","Sens.","Total","Sens.","Total","Sens.","Total","Sens.","Total","Sens.","Total","Sens."]
[null,null,null,null,null,null,null,null,null,null,null,null,null,null,null,null,null,"Total Factors",null,null,null,null,null,null,"Sens. %",null,null,null,null,null,null,"IDB Adj",null,null,null,null,null,null,"Sens Calc"]
[72,71,{"$f":"R8*$G$17","v":20.143291139240507},{"$f":"IF(AM8>C8,C8,AM8)","v":8.516962025316456},{"$f":"S8*$G$17","v":19.670126582278481},{"$f":"IF(AN8>E8,E8,AN8)","v":8.3817721518987334},{"$f":"T8*$G$17","v":19.196962025316456},{"$f":"IF(AO8>G8,G8,AO8)","v":8.2465822784810126},{"$f":"U8*$G$17","v":18.633670886075951},{"$f":"IF(AP8>I8,I8,AP8)","v":8.0663291139240521},{"$f":"V8*$G$17","v":18.070379746835446},{"$f":"IF(AQ8>K8,K8,AQ8)","v":7.8860759493670898},{"$f":"W8*$G$17","v":17.462025316455698},{"$f":"IF(AR8>M8,M8,AR8)","v":7.6832911392405068},{"$f":"X8*$G$17","v":16.85367088607595},{"$f":"IF(AS8>O8,O8,AS8)","v":7.4805063291139238},null,1.1316455696202532,1.1050632911392404,1.0784810126582278,1.0468354430379747,1.0151898734177216,0.98101265822784811,0.94683544303797473,0.42281879194630873,0.42611683848797249,0.42957746478873238,0.43288996372430472,0.43640897755610975,0.44,0.44385026737967914,1,1,1,1,1,1,1,{"$f":"Y8*C8*AF8","v":8.516962025316456},{"$f":"Z8*E8*AG8","v":8.3817721518987334},{"$f":"AA8*G8*AH8","v":8.2465822784810126},{"$f":"AB8*I8*AI8","v":8.0663291139240521},{"$f":"AC8*K8*AJ8","v":7.8860759493670898},{"$f":"AD8*M8*AK8","v":7.6832911392405068},{"$f":"AE8*O8*AL8","v":7.4805063291139238}]
[null,67,{"$f":"R9*$G$17","v":18.836455696202535},10.725063291139241,{"$f":"S9*$G$17","v":18.363291139240506},{"$f":"IF(AN9>E9,E9,AN9)","v":10.589873417721519},{"$f":"T9*$G$17","v":17.890126582278484},{"$f":"IF(AO9>G9,G9,AO9)","v":10.454683544303798},{"$f":"U9*$G$17","v":17.326835443037975},{"$f":"IF(AP9>I9,I9,AP9)","v":10.274430379746835},{"$f":"V9*$G$17","v":16.76354430379747},{"$f":"IF(AQ9>K9,K9,AQ9)","v":10.094177215189875},{"$f":"W9*$G$17","v":16.132658227848101},{"$f":"IF(AR9>M9,M9,AR9)","v":9.8913924050632911},{"$f":"X9*$G$17","v":15.501772151898734},{"$f":"IF(AS9>O9,O9,AS9)","v":9.688607594936709},null,1.0582278481012659,1.0316455696202531,1.0050632911392405,0.97341772151898731,0.9417721518987342,0.90632911392405058,0.87088607594936707,0.56937799043062198,0.57668711656441718,0.58438287153652391,0.59297789336801043,0.60215053763440862,0.61312849162011174,0.625,1,1,1,1,1,1,1,{"$f":"Y9*C9*AF9","v":10.725063291139241},{"$f":"Z9*E9*AG9","v":10.589873417721519},{"$f":"AA9*G9*AH9","v":10.454683544303798},{"$f":"AB9*I9*AI9","v":10.274430379746835},{"$f":"AC9*K9*AJ9","v":10.094177215189875},{"$f":"AD9*M9*AK9","v":9.8913924050632911},{"$f":"AE9*O9*AL9","v":9.688607594936709}]
[null,63,17.529620253164559,12.212151898734179,17.033924050632912,12.076962025316455,16.538227848101265,11.941772151898734,15.97493670886076,11.761518987341772,15.411645569620253,11.581265822784811,14.803291139240507,11.378481012658229,14.194936708860761,11.175696202531647,null,0.98481012658227851,0.95696202531645569,0.92911392405063287,0.89746835443037976,0.86582278481012653,0.83164556962025316,0.79746835443037978,0.69665809768637532,0.70899470899470896,0.72207084468664851,0.73624823695345554,0.75146198830409361,0.76864535768645359,0.78730158730158728,1,1,1,1,1,1,1,12.212151898734179,12.076962025316455,11.941772151898734,11.761518987341772,11.581265822784811,11.378481012658229,11.175696202531647]
[null,59,16.267848101265823,14.104810126582279,15.817215189873417,13.811898734177216,15.366582278481014,13.518987341772153,15.366582278481014,13.518987341772153,15.366582278481014,13.518987341772153,14.825822784810127,13.045822784810127,14.28506329113924,12.5726582278481,null,0.91392405063291138,0.88860759493670882,0.86329113924050638,0.86329113924050638,0.86329113924050638,0.83291139240506329,0.8025316455696202,0.86703601108033246,0.87321937321937326,0.87976539589442815,0.87976539589442815,0.87976539589442815,0.87993920972644379,0.88012618296529965,1,1,1,1,1,1,1,14.104810126582279,13.811898734177216,13.518987341772153,13.518987341772153,13.518987341772153,13.045822784810127,12.5726582278481]
[76,71,20.143291139240507,9.8463291139240514,19.647594936708863,9.6660759493670909,19.151898734177216,9.5083544303797467,18.611139240506329,9.3055696202531646,18.070379746835446,9.0802531645569626,17.439493670886076,8.8324050632911391,16.80860759493671,8.5845569620253173,null,1.1316455696202532,1.1037974683544305,1.0759493670886076,1.0455696202531646,1.0151898734177216,0.97974683544303798,0.94430379746835447,0.48881431767337807,0.4919724770642202,0.49647058823529411,0.5,0.50249376558603487,0.50645994832041341,0.51072386058981234,1,1,1,1,1,1,1,9.8463291139240514,9.6660759493670909,9.5083544303797467,9.3055696202531646,9.0802531645569626,8.8324050632911391,8.5845569620253173]
[null,67,18.813924050632913,12.054430379746838,18.318227848101266,11.896708860759492,{"$f":"T13*$G$17","v":17.822531645569622},11.716455696202534,17.281772151898736,11.51367088607595,16.718481012658227,11.288354430379746,16.087594936708861,11.040506329113924,15.456708860759493,10.770126582278481,null,1.0569620253164558,1.0291139240506328,1.0012658227848101,0.97088607594936704,0.93924050632911393,0.90379746835443042,0.8683544303797468,0.64071856287425155,0.64944649446494462,0.65739570164348926,0.66623207301173404,0.67520215633423175,0.68627450980392157,0.69679300291545188,1,1,1,1,1,1,1,12.054430379746838,11.896708860759492,11.716455696202534,11.51367088607595,11.288354430379746,11.040506329113924,10.770126582278481]
[null,63,17.507088607594937,14.600506329113925,17.01139240506329,14.397721518987341,16.515696202531647,14.172405063291139,15.95240506329114,13.924556962025317,15.411645569620253,13.676708860759494,14.780759493670887,13.383797468354432,14.149873417721519,13.090886075949367,null,0.98354430379746838,0.95569620253164556,0.92784810126582273,0.89620253164556962,0.86582278481012653,0.83037974683544302,0.79493670886075951,0.83397683397683398,0.84635761589403968,0.85811732605729873,0.8728813559322034,0.88742690058479534,0.90548780487804881,0.92515923566878977,1,1,1,1,1,1,1,14.600506329113925,14.397721518987341,14.172405063291139,13.924556962025317,13.676708860759494,13.383797468354432,13.090886075949367]
[null,59,16.876202531645568,16.403037974683542,16.605822784810126,16.200253164556962,16.312911392405063,15.97493670886076,15.97493670886076,15.636962025316457,15.636962025316457,15.298987341772152,14.961012658227849,14.645569620253164,14.28506329113924,13.992151898734177,null,0.94810126582278476,0.93291139240506327,0.91645569620253164,0.89746835443037976,0.87848101265822787,0.84050632911392409,0.8025316455696202,0.9719626168224299,0.97557666214382632,0.97928176795580113,0.97884344146685476,0.97838616714697402,0.97891566265060237,0.97949526813880128,1,1,1,1,1,1,1,16.403037974683542,16.200253164556962,15.97493670886076,15.636962025316457,15.298987341772152,14.645569620253164,13.992151898734177]
[80,71,20.098227848101267,12.482531645569621,19.625063291139242,12.257215189873417,19.151898734177216,12.031898734177217,18.588607594936711,11.738987341772152,18.025316455696206,11.44607594936709,17.416962025316458,11.130632911392405,16.80860759493671,10.815189873417722,null,1.1291139240506329,1.1025316455696204,1.0759493670886076,1.0443037974683544,1.0126582278481013,0.97848101265822784,0.94430379746835447,0.62107623318385652,0.62456946039035588,0.62823529411764711,0.63151515151515147,0.63500000000000001,0.63906856403622248,0.64343163538873993,1,1,1,1,1,1,1,12.482531645569621,12.257215189873417,12.031898734177217,11.738987341772152,11.44607594936709,11.130632911392405,10.815189873417722]
[null,67,18.791392405063291,14.420253164556962,18.295696202531644,14.172405063291137,17.8,13.924556962025315,17.259240506329114,13.654177215189872,16.718481012658227,13.383797468354429,16.087594936708861,13.045822784810127,15.456708860759493,12.707848101265823,null,1.0556962025316456,1.0278481012658227,1,0.96962025316455691,0.93924050632911393,0.90379746835443042,0.8683544303797468,0.76738609112709832,0.77463054187192115,0.78227848101265818,0.79112271540469969,0.80053908355795145,0.81092436974789917,0.82215743440233235,1,1,1,1,1,1,1,14.420253164556962,14.172405063291137,13.924556962025315,13.654177215189872,13.383797468354429,13.045822784810127,12.707848101265823]
[null,63,18.385822784810127,16.448101265822785,17.912658227848102,16.245316455696202,{"$f":"T18*$G$17","v":17.439493670886076},16.042531645569621,16.876202531645568,15.772151898734176,16.312911392405063,15.501772151898734,15.817215189873417,15.298987341772152,15.321518987341774,15.096202531645572,null,1.0329113924050632,1.0063291139240507,0.97974683544303798,0.94810126582278476,0.91645569620253164,0.88860759493670882,0.86075949367088611,0.89460784313725494,0.90691823899371071,0.91989664082687339,0.93457943925233644,0.95027624309392267,0.96723646723646728,0.98529411764705888,1,1,1,1,1,1,1,16.448101265822785,16.245316455696202,16.042531645569621,15.772151898734176,15.501772151898734,15.298987341772152,15.096202531645572]
[null,59,17.935189873417723,17.484556962025319,17.394430379746836,17.056455696202534,{"$f":"T19*$G$17","v":16.85367088607595},16.628354430379748,16.222784810126583,16.020000000000003,15.591898734177216,15.411645569620253,14.915949367088608,14.735696202531646,14.240000000000002,14.05974683544304,null,1.0075949367088608,0.97721518987341771,0.94683544303797473,0.91139240506329111,0.8759493670886076,0.83797468354430382,0.8,0.97487437185929648,0.98056994818652854,0.9866310160427807,0.98750000000000004,0.98843930635838151,0.98791540785498488,0.98734177215189878,1,1,1,1,1,1,1,17.484556962025319,17.056455696202534,16.628354430379748,16.020000000000003,15.411645569620253,14.735696202531646,14.05974683544304]

{"sheet":"RA16_60","index":70,"n_rows":19,"n_cols":45,"rows_kept":19,"cut":false,"hidden":true,"merged":[[130,0,133,0],[120,12,121,12],[120,13,121,13],[120,14,121,14],[120,15,121,15],[122,0,125,0],[126,0,129,0],[119,12,119,13],[119,14,119,15],[120,4,121,4],[120,5,121,5],[120,6,121,6],[120,7,121,7],[120,8,121,8],[120,9,121,9],[120,10,121,10],[120,11,121,11],[119,0,121,0],[119,1,121,1],[119,4,119,5],[119,6,119,7],[119,8,119,9],[119,10,119,11],[111,0,114,0],[117,0,118,1],[117,4,117,15],[118,4,118,5],[118,6,118,7],[118,8,118,9],[118,10,118,11],[118,12,118,13],[118,14,118,15],[101,12,102,12],[101,13,102,13],[101,14,102,14],[101,15,102,15],[103,0,106,0],[107,0,110,0],[100,12,100,13],[100,14,100,15],[101,4,102,4],[101,5,102,5],[101,6,102,6],[101,7,102,7],[101,8,102,8],[101,9,102,9],[101,10,102,10],[101,11,102,11],[100,0,102,0],[100,1,102,1],[100,4,100,5],[100,6,100,7],[100,8,100,9],[100,10,100,11],[92,0,95,0],[98,0,99,1],[98,4,98,15],[99,4,99,5],[99,6,99,7],[99,8,99,9],[99,10,99,11],[99,12,99,13],[99,14,99,15],[82,12,83,12],[82,13,83,13],[82,14,83,14],[82,15,83,15],[84,0,87,0],[88,0,91,0],[81,12,81,13],[81,14,81,15],[82,4,83,4],[82,5,83,5],[82,6,83,6],[82,7,83,7],[82,8,83,8],[82,9,83,9],[82,10,83,10],[82,11,83,11],[81,0,83,0],[81,1,83,1],[81,4,81,5],[81,6,81,7],[81,8,81,9],[81,10,81,11],[73,0,76,0],[79,0,80,1],[79,4,79,15],[80,4,80,5],[80,6,80,7],[80,8,80,9],[80,10,80,11],[80,12,80,13],[80,14,80,15],[63,12,64,12],[63,13,64,13],[63,14,64,14],[63,15,64,15],[65,0,68,0],[69,0,72,0],[62,12,62,13],[62,14,62,15],[63,4,64,4],[63,5,64,5],[63,6,64,6],[63,7,64,7],[63,8,64,8],[63,9,64,9],[63,10,64,10],[63,11,64,11],[62,0,64,0],[62,1,64,1],[62,4,62,5],[62,6,62,7],[62,8,62,9],[62,10,62,11],[54,0,57,0],[60,0,61,1],[60,4,60,15],[61,4,61,5],[61,6,61,7],[61,8,61,9],[61,10,61,11],[61,12,61,13],[61,14,61,15],[44,12,45,12],[44,13,45,13],[44,14,45,14],[44,15,45,15],[46,0,49,0],[50,0,53,0],[43,12,43,13],[43,14,43,15],[44,4,45,4],[44,5,45,5],[44,6,45,6],[44,7,45,7],[44,8,45,8],[44,9,45,9],[44,10,45,10],[44,11,45,11],[43,0,45,0],[43,1,45,1],[43,4,43,5],[43,6,43,7],[43,8,43,9],[43,10,43,11],[41,4,41,15],[42,4,42,5],[42,6,42,7],[42,8,42,9],[42,10,42,11],[42,12,42,13],[42,14,42,15],[7,0,10,0],[11,0,14,0],[15,0,18,0],[31,0,34,0],[35,0,38,0],[41,0,42,1],[5,10,6,10],[5,11,6,11],[5,12,6,12],[5,13,6,13],[5,14,6,14],[5,15,6,15],[4,10,4,11],[4,12,4,13],[4,14,4,15],[5,2,6,2],[5,3,6,3],[5,4,6,4],[5,5,6,5],[5,6,6,6],[5,7,6,7],[5,8,6,8],[4,0,6,0],[4,1,6,1],[4,2,4,3],[4,4,4,5],[4,6,4,7],[4,8,4,9],[5,9,6,9],[2,0,2,1],[2,2,2,15],[3,2,3,3],[3,4,3,5],[3,6,3,7],[3,8,3,9],[3,10,3,11],[3,12,3,13],[3,14,3,15]]}
[]
["RA16_60"]
["Evaporator Air Flow",null,"Condenser  Entering Air Temperature ˚F"]
[1350,"CFM",85,null,90,null,95,null,100,null,105,null,110,null,115]
["Evap. Air °F DB","EWB†\n˚F","Capacity Mbtuh",null,"Capacity Mbtuh",null,"Capacity Mbtuh",null,"Capacity Mbtuh",null,"Capacity Mbtuh",null,"Capacity Mbtuh",null,"Capacity Mbtuh"]
[null,null,"Total","Sens.","Total","Sens.","Total","Sens.","Total","Sens.","Total","Sens.","Total","Sens.","Total","Sens."]
[null,null,null,null,null,null,null,null,null,null,null,null,null,null,null,null,null,"Total Factors",null,null,null,null,null,null,"Sens. %",null,null,null,null,null,null,"IDB Adj",null,null,null,null,null,null,"Sens Calc"]
[72,71,{"$f":"R8*$G$17","v":19.717414721723518},{"$f":"IF(AM8>C8,C8,AM8)","v":6.2315978456014367},{"$f":"S8*$G$17","v":19.270017953321364},{"$f":"IF(AN8>E8,E8,AN8)","v":6.1517055655296229},{"$f":"T8*$G$17","v":18.82262118491921},{"$f":"IF(AO8>G8,G8,AO8)","v":6.07181328545781},{"$f":"U8*$G$17","v":17.496409335727112},{"$f":"IF(AP8>I8,I8,AP8)","v":5.7202872531418327},{"$f":"V8*$G$17","v":16.17019748653501},{"$f":"IF(AQ8>K8,K8,AQ8)","v":5.3687612208258537},{"$f":"W8*$G$17","v":15.563016157989228},{"$f":"IF(AR8>M8,M8,AR8)","v":5.2409335727109516},{"$f":"X8*$G$17","v":14.955834829443448},{"$f":"IF(AS8>O8,O8,AS8)","v":5.1131059245960513},null,1.1077199281867145,1.0825852782764811,1.0574506283662477,0.98294434470377023,0.90843806104129265,0.87432675044883301,0.84021543985637348,0.31604538087520262,0.31923714759535654,0.32258064516129031,0.32694063926940642,0.33201581027667987,0.33675564681724846,0.34188034188034189,1,1,1,1,1,1,1,{"$f":"Y8*C8*AF8","v":6.2315978456014367},{"$f":"Z8*E8*AG8","v":6.1517055655296229},{"$f":"AA8*G8*AH8","v":6.07181328545781},{"$f":"AB8*I8*AI8","v":5.7202872531418327},{"$f":"AC8*K8*AJ8","v":5.3687612208258537},{"$f":"AD8*M8*AK8","v":5.2409335727109516},{"$f":"AE8*O8*AL8","v":5.1131059245960513}]
[null,67,{"$f":"R9*$G$17","v":18.630879712746861},8.4046678635547583,{"$f":"S9*$G$17","v":18.183482944344703},{"$f":"IF(AN9>E9,E9,AN9)","v":8.3247755834829444},{"$f":"T9*$G$17","v":17.73608617594255},{"$f":"IF(AO9>G9,G9,AO9)","v":8.2448833034111324},{"$f":"U9*$G$17","v":16.457809694793536},{"$f":"IF(AP9>I9,I9,AP9)","v":7.7815080789946132},{"$f":"V9*$G$17","v":15.179533213644525},{"$f":"IF(AQ9>K9,K9,AQ9)","v":7.3181328545780975},{"$f":"W9*$G$17","v":14.572351885098744},{"$f":"IF(AR9>M9,M9,AR9)","v":7.1903052064631954},{"$f":"X9*$G$17","v":13.965170556552962},{"$f":"IF(AS9>O9,O9,AS9)","v":7.062477558348295},null,1.0466786355475763,1.0215439856373429,0.99640933572710955,0.92459605026929981,0.85278276481149018,0.81867145421903054,0.78456014362657089,0.451114922813036,0.45782073813708263,0.46486486486486489,0.47281553398058251,0.48210526315789476,0.49342105263157893,0.50572082379862704,1,1,1,1,1,1,1,{"$f":"Y9*C9*AF9","v":8.4046678635547583},{"$f":"Z9*E9*AG9","v":8.3247755834829444},{"$f":"AA9*G9*AH9","v":8.2448833034111324},{"$f":"AB9*I9*AI9","v":7.7815080789946132},{"$f":"AC9*K9*AJ9","v":7.3181328545780975},{"$f":"AD9*M9*AK9","v":7.1903052064631954},{"$f":"AE9*O9*AL9","v":7.062477558348295}]
[null,63,17.25673249551167,10.417953321364454,16.777378815080791,10.306104129263915,16.298025134649912,10.194254937163375,15.227468581687614,9.7308797127468587,14.156912028725314,9.2675044883303421,13.437881508078995,9.075763016157989,12.718850987432676,8.8840215439856376,null,0.96947935368043092,0.9425493716337523,0.91561938958707356,0.85547576301615802,0.79533213644524237,0.75493716337522443,0.71454219030520649,0.60370370370370374,0.61428571428571432,0.62549019607843137,0.63903462749213014,0.65462753950338604,0.67538644470868014,0.69849246231155782,1,1,1,1,1,1,1,10.417953321364454,10.306104129263915,10.194254937163375,9.7308797127468587,9.2675044883303421,9.075763016157989,8.8840215439856376]
[null,59,14.092998204667865,12.303411131059248,13.741472172351886,12.01579892280072,13.389946140035908,11.728186714542192,12.92657091561939,11.312746858168762,12.463195691202873,10.897307001795333,12.399281867145422,10.849371633752245,12.335368043087971,10.801436265709157,null,0.79174147217235191,0.7719928186714542,0.75224416517055659,0.72621184919210058,0.70017953321364457,0.696588868940754,0.69299820466786355,0.87301587301587302,0.87441860465116283,0.87589498806682575,0.87515451174289249,0.87435897435897436,0.875,0.87564766839378239,1,1,1,1,1,1,1,12.303411131059248,12.01579892280072,11.728186714542192,11.312746858168762,10.897307001795333,10.849371633752245,10.801436265709157]
[76,71,19.685457809694793,7.5258527827648116,19.285996409335731,7.4299820466786368,18.886535008976661,7.3341113105924602,18.375224416517057,7.2222621184919209,17.847935368043089,7.0944344703770206,17.176840215439857,6.9026929982046683,16.505745062836624,6.7269299820466788,null,1.1059245960502693,1.0834829443447038,1.0610412926391382,1.0323159784560143,1.002692998204668,0.96499102333931774,0.92728904847396765,0.38230519480519481,0.38525269262634632,0.3883248730964467,0.39304347826086955,0.39749328558639213,0.4018604651162791,0.40755082284607941,1,1,1,1,1,1,1,7.5258527827648116,7.4299820466786368,7.3341113105924602,7.2222621184919209,7.0944344703770206,6.9026929982046683,6.7269299820466788]
[null,67,18.582944344703769,9.7308797127468569,18.199461400359066,9.6350089766606821,{"$f":"T13*$G$17","v":17.8},9.5551166965888701,17.272710951526033,9.4113105924596052,16.745421903052065,9.2834829443447049,16.074326750448833,9.0917414721723517,15.387253141831238,8.9159784560143613,null,1.0439856373429084,1.0224416517055654,1,0.97037701974865354,0.94075403949730696,0.90305206463195686,0.86445242369838415,0.52364574376612205,0.52941176470588236,0.53680430879712748,0.54486586493987044,0.55438931297709926,0.56560636182902579,0.57943925233644855,1,1,1,1,1,1,1,9.7308797127468569,9.6350089766606821,9.5551166965888701,9.4113105924596052,9.2834829443447049,9.0917414721723517,8.9159784560143613]
[null,63,16.154219030520647,11.951885098743267,15.642908438061044,11.744165170556554,15.131597845601437,11.520466786355476,14.524416517055657,11.280789946140038,13.901256732495513,11.025134649910235,13.310053859964093,10.817414721723519,12.702872531418313,10.625673249551168,null,0.90754039497307004,0.87881508078994619,0.85008976660682223,0.8159784560143627,0.78096947935368044,0.74775583482944341,0.71364452423698388,0.73986152324431254,0.75076608784473953,0.76135163674762407,0.77667766776677671,0.7931034482758621,0.81272509003601445,0.83647798742138368,1,1,1,1,1,1,1,11.951885098743267,11.744165170556554,11.520466786355476,11.280789946140038,11.025134649910235,10.817414721723519,10.625673249551168]
[null,59,14.25278276481149,13.869299820466788,14.013105924596051,13.661579892280072,13.757450628366248,13.437881508078995,13.46983842010772,13.150269299820467,13.166247755834831,12.846678635547578,12.782764811490127,12.479174147217236,12.399281867145422,12.095691202872532,null,0.80071813285457805,0.78725314183123873,0.77289048473967681,0.75673249551166966,0.73967684021543989,0.71813285457809695,0.696588868940754,0.97309417040358748,0.97491448118586088,0.97677119628339137,0.97627520759193354,0.97572815533980584,0.97624999999999995,0.97551546391752575,1,1,1,1,1,1,1,13.869299820466788,13.661579892280072,13.437881508078995,13.150269299820467,12.846678635547578,12.479174147217236,12.095691202872532]
[80,71,19.557630161579894,10.066427289048473,19.158168761220825,9.9226211849192101,18.758707360861759,9.7788150807899452,18.247396768402155,9.5870736086175938,17.73608617594255,9.3953321364452425,17.064991023339317,9.1236983842010773,16.393895870736088,8.8520646319569138,null,1.0987432675044884,1.0763016157989227,1.0538599640933572,1.0251346499102334,0.99640933572710955,0.95870736086175945,0.92100538599640935,0.51470588235294112,0.51793160967472895,0.52129471890971035,0.52539404553415059,0.52972972972972976,0.53464419475655434,0.5399610136452242,1,1,1,1,1,1,1,10.066427289048473,9.9226211849192101,9.7788150807899452,9.5870736086175938,9.3953321364452425,9.1236983842010773,8.8520646319569138]
[null,67,18.56696588868941,12.047755834829445,18.183482944344703,11.919928186714543,17.8,11.792100538599643,17.25673249551167,11.584380610412927,16.71346499102334,11.376660682226211,16.042369838420107,11.105026929982047,15.371274685816877,10.833393177737882,null,1.0430879712746859,1.0215439856373429,1,0.96947935368043092,0.93895870736086173,0.90125673249551164,0.86355475763016154,0.64888123924268504,0.65553602811950795,0.66247755834829447,0.67129629629629628,0.68068833652007643,0.69223107569721121,0.70478170478170477,1,1,1,1,1,1,1,12.047755834829445,11.919928186714543,11.792100538599643,11.584380610412927,11.376660682226211,11.105026929982047,10.833393177737882]
[null,63,17.192818671454219,13.773429084380609,16.809335727109517,13.645601436265711,{"$f":"T18*$G$17","v":16.425852782764814},13.517773788150809,15.898563734290844,13.310053859964095,15.371274685816877,13.10233393177738,14.684201077199281,12.830700179533213,13.997127468581688,12.55906642728905,null,0.96588868940754036,0.94434470377019752,0.92280071813285458,0.89317773788150812,0.86355475763016154,0.82495511669658883,0.78635547576301612,0.8011152416356877,0.81178707224334601,0.82295719844357973,0.83718592964824123,0.85239085239085244,0.87377584330794345,0.89726027397260277,1,1,1,1,1,1,1,13.773429084380609,13.645601436265711,13.517773788150809,13.310053859964095,13.10233393177738,12.830700179533213,12.55906642728905]
[null,59,15.563016157989228,15.243447037701975,15.179533213644525,14.891921005385997,{"$f":"T19*$G$17","v":14.796050269299821},14.540394973070018,14.25278276481149,14.013105924596051,13.70951526032316,13.485816876122083,13.05439856373429,12.830700179533213,12.399281867145422,12.175583482944345,null,0.87432675044883301,0.85278276481149018,0.83123877917414724,0.80071813285457805,0.77019748653500897,0.73339317773788149,0.696588868940754,0.97946611909650927,0.9810526315789474,0.98272138228941686,0.98318385650224216,0.98368298368298368,0.98286413708690334,0.98195876288659789,1,1,1,1,1,1,1,15.243447037701975,14.891921005385997,14.540394973070018,14.013105924596051,13.485816876122083,12.830700179533213,12.175583482944345]

{"sheet":"RA17_24","index":71,"n_rows":19,"n_cols":45,"rows_kept":19,"cut":false,"hidden":true,"merged":[[2,0,2,1],[2,2,2,15],[3,2,3,3],[3,4,3,5],[3,6,3,7],[3,8,3,9],[3,10,3,11],[3,12,3,13],[3,14,3,15],[5,2,6,2],[5,3,6,3],[5,4,6,4],[5,5,6,5],[5,6,6,6],[5,7,6,7],[5,8,6,8],[4,0,6,0],[4,1,6,1],[4,2,4,3],[4,4,4,5],[4,6,4,7],[4,8,4,9],[5,9,6,9],[5,10,6,10],[5,11,6,11],[5,12,6,12],[5,13,6,13],[5,14,6,14],[5,15,6,15],[4,10,4,11],[4,12,4,13],[4,14,4,15],[41,4,41,15],[42,4,42,5],[42,6,42,7],[42,8,42,9],[42,10,42,11],[42,12,42,13],[42,14,42,15],[7,0,10,0],[11,0,14,0],[15,0,18,0],[31,0,34,0],[35,0,38,0],[41,0,42,1],[44,12,45,12],[44,13,45,13],[44,14,45,14],[44,15,45,15],[46,0,49,0],[50,0,53,0],[43,12,43,13],[43,14,43,15],[44,4,45,4],[44,5,45,5],[44,6,45,6],[44,7,45,7],[44,8,45,8],[44,9,45,9],[44,10,45,10],[44,11,45,11],[43,0,45,0],[43,1,45,1],[43,4,43,5],[43,6,43,7],[43,8,43,9],[43,10,43,11],[54,0,57,0],[60,0,61,1],[60,4,60,15],[61,4,61,5],[61,6,61,7],[61,8,61,9],[61,10,61,11],[61,12,61,13],[61,14,61,15],[63,12,64,12],[63,13,64,13],[63,14,64,14],[63,15,64,15],[65,0,68,0],[69,0,72,0],[62,12,62,13],[62,14,62,15],[63,4,64,4],[63,5,64,5],[63,6,64,6],[63,7,64,7],[63,8,64,8],[63,9,64,9],[63,10,64,10],[63,11,64,11],[62,0,64,0],[62,1,64,1],[62,4,62,5],[62,6,62,7],[62,8,62,9],[62,10,62,11],[73,0,76,0],[79,0,80,1],[79,4,79,15],[80,4,80,5],[80,6,80,7],[80,8,80,9],[80,10,80,11],[80,12,80,13],[80,14,80,15],[82,12,83,12],[82,13,83,13],[82,14,83,14],[82,15,83,15],[84,0,87,0],[88,0,91,0],[81,12,81,13],[81,14,81,15],[82,4,83,4],[82,5,83,5],[82,6,83,6],[82,7,83,7],[82,8,83,8],[82,9,83,9],[82,10,83,10],[82,11,83,11],[81,0,83,0],[81,1,83,1],[81,4,81,5],[81,6,81,7],[81,8,81,9],[81,10,81,11],[92,0,95,0],[98,0,99,1],[98,4,98,15],[99,4,99,5],[99,6,99,7],[99,8,99,9],[99,10,99,11],[99,12,99,13],[99,14,99,15],[101,12,102,12],[101,13,102,13],[101,14,102,14],[101,15,102,15],[103,0,106,0],[107,0,110,0],[100,12,100,13],[100,14,100,15],[101,4,102,4],[101,5,102,5],[101,6,102,6],[101,7,102,7],[101,8,102,8],[101,9,102,9],[101,10,102,10],[101,11,102,11],[100,0,102,0],[100,1,102,1],[100,4,100,5],[100,6,100,7],[100,8,100,9],[100,10,100,11],[111,0,114,0],[117,0,118,1],[117,4,117,15],[118,4,118,5],[118,6,118,7],[118,8,118,9],[118,10,118,11],[118,12,118,13],[118,14,118,15],[130,0,133,0],[120,12,121,12],[120,13,121,13],[120,14,121,14],[120,15,121,15],[122,0,125,0],[126,0,129,0],[119,12,119,13],[119,14,119,15],[120,4,121,4],[120,5,121,5],[120,6,121,6],[120,7,121,7],[120,8,121,8],[120,9,121,9],[120,10,121,10],[120,11,121,11],[119,0,121,0],[119,1,121,1],[119,4,119,5],[119,6,119,7],[119,8,119,9],[119,10,119,11]]}
[]
["RA17_24"]
["Evaporator Air Flow",null,"Condenser  Entering Air Temperature ˚F"]
[700,"CFM",85,null,90,null,95,null,100,null,105,null,110,null,115]
["Evap. Air °F DB","EWB†\n˚F","Capacity Mbtuh",null,"Capacity Mbtuh",null,"Capacity Mbtuh",null,"Capacity Mbtuh",null,"Capacity Mbtuh",null,"Capacity Mbtuh",null,"Capacity Mbtuh"]
[null,null,"Total","Sens.","Total","Sens.","Total","Sens.","Total","Sens.","Total","Sens.","Total","Sens.","Total","Sens."]
[null,null,null,null,null,null,null,null,null,null,null,null,null,null,null,null,null,"Total Factors",null,null,null,null,null,null,"Sens. %",null,null,null,null,null,null,"IDB Adj",null,null,null,null,null,null,"Sens Calc"]
[72,71,{"$f":"R8*$G$17","v":19.209166666666665},{"$f":"IF(AM8>C8,C8,AM8)","v":6.8974999999999991},{"$f":"S8*$G$17","v":18.727083333333333},{"$f":"IF(AN8>E8,E8,AN8)","v":6.7862499999999999},{"$f":"T8*$G$17","v":18.244999999999997},{"$f":"IF(AO8>G8,G8,AO8)","v":6.6749999999999989},{"$f":"U8*$G$17","v":17.8},{"$f":"IF(AP8>I8,I8,AP8)","v":6.600833333333334},{"$f":"V8*$G$17","v":17.355},{"$f":"IF(AQ8>K8,K8,AQ8)","v":6.5266666666666664},{"$f":"W8*$G$17","v":16.798750000000002},{"$f":"IF(AR8>M8,M8,AR8)","v":6.4154166666666672},{"$f":"X8*$G$17","v":16.2425},{"$f":"IF(AS8>O8,O8,AS8)","v":6.3041666666666663},null,1.0791666666666666,1.0520833333333333,1.0249999999999999,1,0.97499999999999998,0.94374999999999998,0.91249999999999998,0.35907335907335908,0.36237623762376237,0.36585365853658536,0.37083333333333335,0.37606837606837606,0.38189845474613687,0.38812785388127852,1,1,1,1,1,1,1,{"$f":"Y8*C8*AF8","v":6.8974999999999991},{"$f":"Z8*E8*AG8","v":6.7862499999999999},{"$f":"AA8*G8*AH8","v":6.6749999999999989},{"$f":"AB8*I8*AI8","v":6.600833333333334},{"$f":"AC8*K8*AJ8","v":6.5266666666666664},{"$f":"AD8*M8*AK8","v":6.4154166666666672},{"$f":"AE8*O8*AL8","v":6.3041666666666663}]
[null,67,{"$f":"R9*$G$17","v":17.948333333333334},9.1225000000000005,{"$f":"S9*$G$17","v":17.503333333333334},{"$f":"IF(AN9>E9,E9,AN9)","v":9.0112500000000004},{"$f":"T9*$G$17","v":17.058333333333334},{"$f":"IF(AO9>G9,G9,AO9)","v":8.9},{"$f":"U9*$G$17","v":16.539166666666667},{"$f":"IF(AP9>I9,I9,AP9)","v":8.7887500000000003},{"$f":"V9*$G$17","v":16.02},{"$f":"IF(AQ9>K9,K9,AQ9)","v":8.6774999999999984},{"$f":"W9*$G$17","v":15.500833333333334},{"$f":"IF(AR9>M9,M9,AR9)","v":8.6033333333333335},{"$f":"X9*$G$17","v":14.981666666666667},{"$f":"IF(AS9>O9,O9,AS9)","v":8.5291666666666668},null,1.0083333333333333,0.98333333333333328,0.95833333333333337,0.9291666666666667,0.9,0.87083333333333335,0.84166666666666667,0.50826446280991733,0.51483050847457623,0.52173913043478259,0.53139013452914796,0.54166666666666663,0.55502392344497609,0.56930693069306926,1,1,1,1,1,1,1,{"$f":"Y9*C9*AF9","v":9.1225000000000005},{"$f":"Z9*E9*AG9","v":9.0112500000000004},{"$f":"AA9*G9*AH9","v":8.9},{"$f":"AB9*I9*AI9","v":8.7887500000000003},{"$f":"AC9*K9*AJ9","v":8.6774999999999984},{"$f":"AD9*M9*AK9","v":8.6033333333333335},{"$f":"AE9*O9*AL9","v":8.5291666666666668}]
[null,63,16.984166666666667,11.273333333333333,16.539166666666667,11.199166666666667,16.094166666666666,11.125,15.575000000000001,11.013750000000002,15.055833333333334,10.9025,14.57375,10.828333333333333,14.091666666666667,10.754166666666668,null,0.95416666666666672,0.9291666666666667,0.90416666666666667,0.875,0.84583333333333333,0.81874999999999998,0.79166666666666663,0.66375545851528384,0.67713004484304928,0.69124423963133641,0.70714285714285718,0.72413793103448276,0.74300254452926207,0.76315789473684215,1,1,1,1,1,1,1,11.273333333333333,11.199166666666667,11.125,11.013750000000002,10.9025,10.828333333333333,10.754166666666668]
[null,59,16.539166666666667,14.759166666666667,16.094166666666666,14.351249999999999,15.649166666666668,13.943333333333333,15.13,13.498333333333335,14.610833333333334,13.053333333333335,14.536666666666667,12.979166666666668,14.4625,12.905000000000001,null,0.9291666666666667,0.90416666666666667,0.87916666666666665,0.85,0.8208333333333333,0.81666666666666665,0.8125,0.8923766816143498,0.89170506912442393,0.89099526066350709,0.89215686274509809,0.89340101522842641,0.8928571428571429,0.89230769230769236,1,1,1,1,1,1,1,14.759166666666667,14.351249999999999,13.943333333333333,13.498333333333335,13.053333333333335,12.979166666666668,12.905000000000001]
[76,71,21.100416666666664,8.9741666666666653,20.099166666666669,8.6404166666666669,19.09791666666667,8.2695833333333351,18.504583333333333,8.0841666666666665,17.874166666666667,7.8987499999999997,17.355,7.7875000000000005,16.798750000000002,7.6762500000000005,null,1.1854166666666666,1.1291666666666667,1.0729166666666667,1.0395833333333333,1.0041666666666667,0.97499999999999998,0.94374999999999998,0.42530755711775042,0.42988929889298894,0.4330097087378641,0.43687374749498997,0.44190871369294604,0.44871794871794873,0.45695364238410596,1,1,1,1,1,1,1,8.9741666666666653,8.6404166666666669,8.2695833333333351,8.0841666666666665,7.8987499999999997,7.7875000000000005,7.6762500000000005]
[null,67,19.765416666666667,11.45875,19.209166666666665,11.273333333333333,{"$f":"T13*$G$17","v":18.652916666666666},11.087916666666667,17.837083333333336,10.791250000000002,17.021250000000002,10.494583333333333,16.2425,10.234999999999999,15.463750000000001,9.9754166666666677,null,1.1104166666666666,1.0791666666666666,1.0479166666666666,1.0020833333333334,0.95625000000000004,0.91249999999999998,0.86875000000000002,0.57973733583489684,0.58687258687258692,0.59443339960238573,0.60498960498960497,0.61655773420479298,0.63013698630136983,0.64508393285371701,1,1,1,1,1,1,1,11.45875,11.273333333333333,11.087916666666667,10.791250000000002,10.494583333333333,10.234999999999999,9.9754166666666677]
[null,63,16.984166666666667,13.609583333333335,16.539166666666667,13.46125,16.094166666666666,13.312916666666666,15.612083333333334,13.127500000000001,15.13,12.979166666666666,14.57375,12.793750000000001,14.0175,12.645416666666666,null,0.95416666666666672,0.9291666666666667,0.90416666666666667,0.87708333333333333,0.85,0.81874999999999998,0.78749999999999998,0.80131004366812231,0.81390134529147984,0.82718894009216593,0.84085510688836107,0.85784313725490191,0.87786259541984735,0.90211640211640209,1,1,1,1,1,1,1,13.609583333333335,13.46125,13.312916666666666,13.127500000000001,12.979166666666666,12.793750000000001,12.645416666666666]
[null,59,17.021250000000002,16.76166666666667,16.576250000000002,16.353750000000002,16.131250000000001,15.945833333333335,15.871666666666668,15.64916666666667,15.575000000000001,15.389583333333334,15.278333333333332,15.092916666666666,15.018750000000001,14.796250000000001,null,0.95625000000000004,0.93125000000000002,0.90625,0.89166666666666672,0.875,0.85833333333333328,0.84375,0.98474945533769065,0.98657718120805371,0.9885057471264368,0.98598130841121501,0.98809523809523814,0.98786407766990292,0.98518518518518516,1,1,1,1,1,1,1,16.76166666666667,16.353750000000002,15.945833333333335,15.64916666666667,15.389583333333334,15.092916666666666,14.796250000000001]
[80,71,19.654166666666669,10.902500000000002,19.320416666666667,10.79125,18.986666666666668,10.680000000000001,18.578749999999999,10.531666666666666,18.170833333333334,10.383333333333333,17.688750000000002,10.235000000000001,17.206666666666667,10.086666666666666,null,1.1041666666666667,1.0854166666666667,1.0666666666666667,1.04375,1.0208333333333333,0.99375000000000002,0.96666666666666667,0.55471698113207546,0.55854126679462568,0.5625,0.56686626746506985,0.5714285714285714,0.57861635220125784,0.58620689655172409,1,1,1,1,1,1,1,10.902500000000002,10.79125,10.680000000000001,10.531666666666666,10.383333333333333,10.235000000000001,10.086666666666666]
[null,67,19.728333333333335,13.869166666666668,18.764166666666668,13.275833333333335,17.8,12.682500000000001,17.725833333333334,12.867916666666668,17.651666666666667,13.053333333333335,17.058333333333334,12.830833333333333,16.465,12.608333333333333,null,1.1083333333333334,1.0541666666666667,1,0.99583333333333335,0.9916666666666667,0.95833333333333337,0.92500000000000004,0.70300751879699253,0.70750988142292492,0.71250000000000002,0.72594142259414229,0.73949579831932777,0.75217391304347825,0.76576576576576572,1,1,1,1,1,1,1,13.869166666666668,13.275833333333335,12.682500000000001,12.867916666666668,13.053333333333335,12.830833333333333,12.608333333333333]
[null,63,18.764166666666668,16.168333333333337,18.282083333333333,15.982916666666666,{"$f":"T18*$G$17","v":17.8},15.797499999999999,17.243750000000002,15.575000000000001,16.6875,15.352500000000001,16.094166666666666,15.13,15.500833333333334,14.907500000000001,null,1.0541666666666667,1.0270833333333333,1,0.96875,0.9375,0.90416666666666667,0.87083333333333335,0.86166007905138342,0.87423935091277893,0.88749999999999996,0.90322580645161288,0.92,0.94009216589861755,0.96172248803827753,1,1,1,1,1,1,1,16.168333333333337,15.982916666666666,15.797499999999999,15.575000000000001,15.352500000000001,15.13,14.907500000000001]
[null,59,18.319166666666664,18.319166666666664,17.8,17.8,{"$f":"T19*$G$17","v":17.280833333333334},17.280833333333334,16.724583333333335,16.724583333333335,16.168333333333333,16.168333333333333,15.612083333333334,15.612083333333334,15.055833333333334,15.055833333333334,null,1.0291666666666666,1,0.97083333333333333,0.93958333333333333,0.90833333333333333,0.87708333333333333,0.84583333333333333,1,1,1,1,1,1,1,1,1,1,1,1,1,1,18.319166666666664,17.8,17.280833333333334,16.724583333333335,16.168333333333333,15.612083333333334,15.055833333333334]

{"sheet":"RA17_36","index":72,"n_rows":19,"n_cols":45,"rows_kept":19,"cut":false,"hidden":true,"merged":[[2,0,2,1],[2,2,2,15],[3,2,3,3],[3,4,3,5],[3,6,3,7],[3,8,3,9],[3,10,3,11],[3,12,3,13],[3,14,3,15],[5,2,6,2],[5,3,6,3],[5,4,6,4],[5,5,6,5],[5,6,6,6],[5,7,6,7],[5,8,6,8],[4,0,6,0],[4,1,6,1],[4,2,4,3],[4,4,4,5],[4,6,4,7],[4,8,4,9],[5,9,6,9],[5,10,6,10],[5,11,6,11],[5,12,6,12],[5,13,6,13],[5,14,6,14],[5,15,6,15],[4,10,4,11],[4,12,4,13],[4,14,4,15],[41,4,41,15],[42,4,42,5],[42,6,42,7],[42,8,42,9],[42,10,42,11],[42,12,42,13],[42,14,42,15],[7,0,10,0],[11,0,14,0],[15,0,18,0],[31,0,34,0],[35,0,38,0],[41,0,42,1],[44,12,45,12],[44,13,45,13],[44,14,45,14],[44,15,45,15],[46,0,49,0],[50,0,53,0],[43,12,43,13],[43,14,43,15],[44,4,45,4],[44,5,45,5],[44,6,45,6],[44,7,45,7],[44,8,45,8],[44,9,45,9],[44,10,45,10],[44,11,45,11],[43,0,45,0],[43,1,45,1],[43,4,43,5],[43,6,43,7],[43,8,43,9],[43,10,43,11],[54,0,57,0],[60,0,61,1],[60,4,60,15],[61,4,61,5],[61,6,61,7],[61,8,61,9],[61,10,61,11],[61,12,61,13],[61,14,61,15],[63,12,64,12],[63,13,64,13],[63,14,64,14],[63,15,64,15],[65,0,68,0],[69,0,72,0],[62,12,62,13],[62,14,62,15],[63,4,64,4],[63,5,64,5],[63,6,64,6],[63,7,64,7],[63,8,64,8],[63,9,64,9],[63,10,64,10],[63,11,64,11],[62,0,64,0],[62,1,64,1],[62,4,62,5],[62,6,62,7],[62,8,62,9],[62,10,62,11],[73,0,76,0],[79,0,80,1],[79,4,79,15],[80,4,80,5],[80,6,80,7],[80,8,80,9],[80,10,80,11],[80,12,80,13],[80,14,80,15],[82,12,83,12],[82,13,83,13],[82,14,83,14],[82,15,83,15],[84,0,87,0],[88,0,91,0],[81,12,81,13],[81,14,81,15],[82,4,83,4],[82,5,83,5],[82,6,83,6],[82,7,83,7],[82,8,83,8],[82,9,83,9],[82,10,83,10],[82,11,83,11],[81,0,83,0],[81,1,83,1],[81,4,81,5],[81,6,81,7],[81,8,81,9],[81,10,81,11],[92,0,95,0],[98,0,99,1],[98,4,98,15],[99,4,99,5],[99,6,99,7],[99,8,99,9],[99,10,99,11],[99,12,99,13],[99,14,99,15],[101,12,102,12],[101,13,102,13],[101,14,102,14],[101,15,102,15],[103,0,106,0],[107,0,110,0],[100,12,100,13],[100,14,100,15],[101,4,102,4],[101,5,102,5],[101,6,102,6],[101,7,102,7],[101,8,102,8],[101,9,102,9],[101,10,102,10],[101,11,102,11],[100,0,102,0],[100,1,102,1],[100,4,100,5],[100,6,100,7],[100,8,100,9],[100,10,100,11],[111,0,114,0],[117,0,118,1],[117,4,117,15],[118,4,118,5],[118,6,118,7],[118,8,118,9],[118,10,118,11],[118,12,118,13],[118,14,118,15],[130,0,133,0],[120,12,121,12],[120,13,121,13],[120,14,121,14],[120,15,121,15],[122,0,125,0],[126,0,129,0],[119,12,119,13],[119,14,119,15],[120,4,121,4],[120,5,121,5],[120,6,121,6],[120,7,121,7],[120,8,121,8],[120,9,121,9],[120,10,121,10],[120,11,121,11],[119,0,121,0],[119,1,121,1],[119,4,119,5],[119,6,119,7],[119,8,119,9],[119,10,119,11]]}
[]
["RA17_36"]
["Evaporator Air Flow",null,"Condenser  Entering Air Temperature ˚F"]
[1050,"CFM",85,null,90,null,95,null,100,null,105,null,110,null,115]
["Evap. Air °F DB","EWB†\n˚F","Capacity Mbtuh",null,"Capacity Mbtuh",null,"Capacity Mbtuh",null,"Capacity Mbtuh",null,"Capacity Mbtuh",null,"Capacity Mbtuh",null,"Capacity Mbtuh"]
[null,null,"Total","Sens.","Total","Sens.","Total","Sens.","Total","Sens.","Total","Sens.","Total","Sens.","Total","Sens."]
[null,null,null,null,null,null,null,null,null,null,null,null,null,null,null,null,null,"Total Factors",null,null,null,null,null,null,"Sens. %",null,null,null,null,null,null,"IDB Adj",null,null,null,null,null,null,"Sens Calc"]
[72,71,{"$f":"R8*$G$17","v":18.541666666666668},{"$f":"IF(AM8>C8,C8,AM8)","v":6.9222222222222234},{"$f":"S8*$G$17","v":18.096666666666668},{"$f":"IF(AN8>E8,E8,AN8)","v":6.7986111111111107},{"$f":"T8*$G$17","v":17.651666666666667},{"$f":"IF(AO8>G8,G8,AO8)","v":6.6749999999999998},{"$f":"U8*$G$17","v":17.157222222222224},{"$f":"IF(AP8>I8,I8,AP8)","v":6.5266666666666673},{"$f":"V8*$G$17","v":16.66277777777778},{"$f":"IF(AQ8>K8,K8,AQ8)","v":6.3783333333333347},{"$f":"W8*$G$17","v":16.168333333333333},{"$f":"IF(AR8>M8,M8,AR8)","v":6.23},{"$f":"X8*$G$17","v":15.673888888888889},{"$f":"IF(AS8>O8,O8,AS8)","v":6.0816666666666661},null,1.0416666666666667,1.0166666666666666,0.9916666666666667,0.96388888888888891,0.93611111111111112,0.90833333333333333,0.88055555555555554,0.37333333333333335,0.37568306010928959,0.37815126050420167,0.3804034582132565,0.3827893175074184,0.38532110091743121,0.38801261829652994,1,1,1,1,1,1,1,{"$f":"Y8*C8*AF8","v":6.9222222222222234},{"$f":"Z8*E8*AG8","v":6.7986111111111107},{"$f":"AA8*G8*AH8","v":6.6749999999999998},{"$f":"AB8*I8*AI8","v":6.5266666666666673},{"$f":"AC8*K8*AJ8","v":6.3783333333333347},{"$f":"AD8*M8*AK8","v":6.23},{"$f":"AE8*O8*AL8","v":6.0816666666666661}]
[null,67,{"$f":"R9*$G$17","v":17.305555555555557},8.9494444444444454,{"$f":"S9*$G$17","v":16.860555555555557},{"$f":"IF(AN9>E9,E9,AN9)","v":8.8505555555555553},{"$f":"T9*$G$17","v":16.415555555555557},{"$f":"IF(AO9>G9,G9,AO9)","v":8.7516666666666669},{"$f":"U9*$G$17","v":15.945833333333335},{"$f":"IF(AP9>I9,I9,AP9)","v":8.6033333333333353},{"$f":"V9*$G$17","v":15.476111111111113},{"$f":"IF(AQ9>K9,K9,AQ9)","v":8.4550000000000001},{"$f":"W9*$G$17","v":14.981666666666667},{"$f":"IF(AR9>M9,M9,AR9)","v":8.3066666666666684},{"$f":"X9*$G$17","v":14.487222222222222},{"$f":"IF(AS9>O9,O9,AS9)","v":8.1583333333333332},null,0.97222222222222221,0.94722222222222219,0.92222222222222228,0.89583333333333337,0.86944444444444446,0.84166666666666667,0.81388888888888888,0.51714285714285713,0.52492668621700878,0.5331325301204819,0.53953488372093028,0.54632587859424919,0.5544554455445545,0.56313993174061439,1,1,1,1,1,1,1,{"$f":"Y9*C9*AF9","v":8.9494444444444454},{"$f":"Z9*E9*AG9","v":8.8505555555555553},{"$f":"AA9*G9*AH9","v":8.7516666666666669},{"$f":"AB9*I9*AI9","v":8.6033333333333353},{"$f":"AC9*K9*AJ9","v":8.4550000000000001},{"$f":"AD9*M9*AK9","v":8.3066666666666684},{"$f":"AE9*O9*AL9","v":8.1583333333333332}]
[null,63,16.415555555555557,10.877777777777778,15.945833333333335,10.754166666666666,15.476111111111113,10.630555555555556,14.981666666666667,10.482222222222223,14.487222222222222,10.333888888888888,14.0175,10.185555555555554,13.547777777777778,10.037222222222223,null,0.92222222222222228,0.89583333333333337,0.86944444444444446,0.84166666666666667,0.81388888888888888,0.78749999999999998,0.76111111111111107,0.66265060240963858,0.67441860465116277,0.68690095846645371,0.6996699669966997,0.71331058020477811,0.72663139329805992,0.74087591240875916,1,1,1,1,1,1,1,10.877777777777778,10.754166666666666,10.630555555555556,10.482222222222223,10.333888888888888,10.185555555555554,10.037222222222223]
[null,59,15.723333333333333,13.992777777777778,15.278333333333332,13.597222222222221,14.833333333333334,13.201666666666668,14.685,13.078055555555556,14.536666666666667,12.954444444444444,14.363611111111112,12.806111111111111,14.190555555555557,12.657777777777779,null,0.8833333333333333,0.85833333333333328,0.83333333333333337,0.82499999999999996,0.81666666666666665,0.80694444444444446,0.79722222222222228,0.88993710691823902,0.88996763754045305,0.89,0.89057239057239057,0.891156462585034,0.89156626506024095,0.89198606271777003,1,1,1,1,1,1,1,13.992777777777778,13.597222222222221,13.201666666666668,13.078055555555556,12.954444444444444,12.806111111111111,12.657777777777779]
[76,71,19.184444444444445,8.4302777777777784,18.714722222222225,8.2572222222222234,18.220277777777778,8.1088888888888881,17.750555555555557,7.9358333333333348,17.25611111111111,7.7874999999999996,16.761666666666667,7.589722222222222,16.267222222222223,7.3919444444444453,null,1.0777777777777777,1.0513888888888889,1.023611111111111,0.99722222222222223,0.96944444444444444,0.94166666666666665,0.91388888888888886,0.43943298969072164,0.44121532364597094,0.4450474898236092,0.44707520891364905,0.45128939828080228,0.4528023598820059,0.45440729483282677,1,1,1,1,1,1,1,8.4302777777777784,8.2572222222222234,8.1088888888888881,7.9358333333333348,7.7874999999999996,7.589722222222222,7.3919444444444453]
[null,67,18.937222222222221,11.199166666666667,18.319166666666664,10.951944444444443,{"$f":"T13*$G$17","v":17.725833333333334},10.729444444444445,17.157222222222224,10.506944444444445,16.588611111111113,10.30916666666667,16.044722222222223,10.086666666666668,15.500833333333334,9.8641666666666676,null,1.0638888888888889,1.0291666666666666,0.99583333333333335,0.96388888888888891,0.93194444444444446,0.90138888888888891,0.87083333333333335,0.59138381201044388,0.59784075573549256,0.60529986052998608,0.61239193083573484,0.6214605067064084,0.62865947611710327,0.63636363636363635,1,1,1,1,1,1,1,11.199166666666667,10.951944444444443,10.729444444444445,10.506944444444445,10.30916666666667,10.086666666666668,9.8641666666666676]
[null,63,16.489722222222223,13.176944444444445,16.02,13.003888888888889,15.550277777777778,12.806111111111111,15.105277777777777,12.633055555555554,14.660277777777777,12.484722222222222,14.215277777777779,12.286944444444444,13.745555555555557,12.089166666666667,null,0.92638888888888893,0.9,0.87361111111111112,0.84861111111111109,0.82361111111111107,0.79861111111111116,0.77222222222222225,0.79910044977511241,0.81172839506172845,0.82352941176470584,0.83633387888707034,0.85160202360876902,0.86434782608695648,0.87949640287769781,1,1,1,1,1,1,1,13.176944444444445,13.003888888888889,12.806111111111111,12.633055555555554,12.484722222222222,12.286944444444444,12.089166666666667]
[null,59,16.316666666666666,16.044722222222219,15.970555555555556,15.723333333333334,15.649166666666668,15.401944444444446,15.476111111111113,15.228888888888891,15.303055555555558,15.055833333333336,14.783888888888891,14.56138888888889,14.264722222222224,14.066944444444445,null,0.91666666666666663,0.89722222222222225,0.87916666666666665,0.86944444444444446,0.85972222222222228,0.8305555555555556,0.80138888888888893,0.98333333333333328,0.98452012383900933,0.98420221169036337,0.98402555910543132,0.98384491114701134,0.98494983277591974,0.98613518197573657,1,1,1,1,1,1,1,16.044722222222219,15.723333333333334,15.401944444444446,15.228888888888891,15.055833333333336,14.56138888888889,14.066944444444445]
[80,71,18.492222222222225,10.531666666666666,18.195555555555554,10.408055555555555,17.898888888888891,10.284444444444444,17.725833333333334,10.234999999999999,17.552777777777781,10.185555555555558,17.379722222222224,10.136111111111111,17.206666666666667,10.086666666666666,null,1.038888888888889,1.0222222222222221,1.0055555555555555,0.99583333333333335,0.98611111111111116,0.97638888888888886,0.96666666666666667,0.56951871657754005,0.57201086956521741,0.574585635359116,0.57740585774058573,0.58028169014084507,0.58321479374110952,0.58620689655172409,1,1,1,1,1,1,1,10.531666666666666,10.408055555555555,10.284444444444444,10.234999999999999,10.185555555555558,10.136111111111111,10.086666666666666]
[null,67,18.937222222222221,13.547777777777778,18.368611111111115,13.201666666666668,17.8,12.855555555555556,17.404444444444444,12.756666666666666,17.00888888888889,12.657777777777779,16.514444444444447,12.435277777777779,16.02,12.212777777777779,null,1.0638888888888889,1.0319444444444446,1,0.97777777777777775,0.9555555555555556,0.92777777777777781,0.9,0.71540469973890342,0.71870794078061906,0.72222222222222221,0.73295454545454541,0.7441860465116279,0.75299401197604787,0.76234567901234573,1,1,1,1,1,1,1,13.547777777777778,13.201666666666668,12.855555555555556,12.756666666666666,12.657777777777779,12.435277777777779,12.212777777777779]
[null,63,18.096666666666668,15.574999999999999,17.602222222222224,15.352500000000003,{"$f":"T18*$G$17","v":17.10777777777778},15.13,16.588611111111113,14.882777777777779,16.069444444444446,14.635555555555557,15.525555555555556,14.36361111111111,14.981666666666667,14.091666666666667,null,1.0166666666666666,0.98888888888888893,0.96111111111111114,0.93194444444444446,0.90277777777777779,0.87222222222222223,0.84166666666666667,0.86065573770491799,0.8721910112359551,0.88439306358381498,0.89716840536512665,0.91076923076923078,0.92515923566878977,0.94059405940594054,1,1,1,1,1,1,1,15.574999999999999,15.352500000000003,15.13,14.882777777777779,14.635555555555557,14.36361111111111,14.091666666666667]
[null,59,17.355,17.355,16.860555555555557,16.860555555555557,{"$f":"T19*$G$17","v":16.36611111111111},16.36611111111111,15.846944444444444,15.846944444444444,15.327777777777779,15.327777777777779,14.808611111111112,14.808611111111112,14.289444444444445,14.289444444444445,null,0.97499999999999998,0.94722222222222219,0.9194444444444444,0.89027777777777772,0.86111111111111116,0.83194444444444449,0.80277777777777781,1,1,1,1,1,1,1,1,1,1,1,1,1,1,17.355,16.860555555555557,16.36611111111111,15.846944444444444,15.327777777777779,14.808611111111112,14.289444444444445]

{"sheet":"RA17_48","index":73,"n_rows":19,"n_cols":45,"rows_kept":19,"cut":false,"hidden":true,"merged":[[2,0,2,1],[2,2,2,15],[3,2,3,3],[3,4,3,5],[3,6,3,7],[3,8,3,9],[3,10,3,11],[3,12,3,13],[3,14,3,15],[5,2,6,2],[5,3,6,3],[5,4,6,4],[5,5,6,5],[5,6,6,6],[5,7,6,7],[5,8,6,8],[4,0,6,0],[4,1,6,1],[4,2,4,3],[4,4,4,5],[4,6,4,7],[4,8,4,9],[5,9,6,9],[5,10,6,10],[5,11,6,11],[5,12,6,12],[5,13,6,13],[5,14,6,14],[5,15,6,15],[4,10,4,11],[4,12,4,13],[4,14,4,15],[41,4,41,15],[42,4,42,5],[42,6,42,7],[42,8,42,9],[42,10,42,11],[42,12,42,13],[42,14,42,15],[7,0,10,0],[11,0,14,0],[15,0,18,0],[31,0,34,0],[35,0,38,0],[41,0,42,1],[44,12,45,12],[44,13,45,13],[44,14,45,14],[44,15,45,15],[46,0,49,0],[50,0,53,0],[43,12,43,13],[43,14,43,15],[44,4,45,4],[44,5,45,5],[44,6,45,6],[44,7,45,7],[44,8,45,8],[44,9,45,9],[44,10,45,10],[44,11,45,11],[43,0,45,0],[43,1,45,1],[43,4,43,5],[43,6,43,7],[43,8,43,9],[43,10,43,11],[54,0,57,0],[60,0,61,1],[60,4,60,15],[61,4,61,5],[61,6,61,7],[61,8,61,9],[61,10,61,11],[61,12,61,13],[61,14,61,15],[63,12,64,12],[63,13,64,13],[63,14,64,14],[63,15,64,15],[65,0,68,0],[69,0,72,0],[62,12,62,13],[62,14,62,15],[63,4,64,4],[63,5,64,5],[63,6,64,6],[63,7,64,7],[63,8,64,8],[63,9,64,9],[63,10,64,10],[63,11,64,11],[62,0,64,0],[62,1,64,1],[62,4,62,5],[62,6,62,7],[62,8,62,9],[62,10,62,11],[73,0,76,0],[79,0,80,1],[79,4,79,15],[80,4,80,5],[80,6,80,7],[80,8,80,9],[80,10,80,11],[80,12,80,13],[80,14,80,15],[82,12,83,12],[82,13,83,13],[82,14,83,14],[82,15,83,15],[84,0,87,0],[88,0,91,0],[81,12,81,13],[81,14,81,15],[82,4,83,4],[82,5,83,5],[82,6,83,6],[82,7,83,7],[82,8,83,8],[82,9,83,9],[82,10,83,10],[82,11,83,11],[81,0,83,0],[81,1,83,1],[81,4,81,5],[81,6,81,7],[81,8,81,9],[81,10,81,11],[92,0,95,0],[98,0,99,1],[98,4,98,15],[99,4,99,5],[99,6,99,7],[99,8,99,9],[99,10,99,11],[99,12,99,13],[99,14,99,15],[101,12,102,12],[101,13,102,13],[101,14,102,14],[101,15,102,15],[103,0,106,0],[107,0,110,0],[100,12,100,13],[100,14,100,15],[101,4,102,4],[101,5,102,5],[101,6,102,6],[101,7,102,7],[101,8,102,8],[101,9,102,9],[101,10,102,10],[101,11,102,11],[100,0,102,0],[100,1,102,1],[100,4,100,5],[100,6,100,7],[100,8,100,9],[100,10,100,11],[111,0,114,0],[117,0,118,1],[117,4,117,15],[118,4,118,5],[118,6,118,7],[118,8,118,9],[118,10,118,11],[118,12,118,13],[118,14,118,15],[130,0,133,0],[120,12,121,12],[120,13,121,13],[120,14,121,14],[120,15,121,15],[122,0,125,0],[126,0,129,0],[119,12,119,13],[119,14,119,15],[120,4,121,4],[120,5,121,5],[120,6,121,6],[120,7,121,7],[120,8,121,8],[120,9,121,9],[120,10,121,10],[120,11,121,11],[119,0,121,0],[119,1,121,1],[119,4,119,5],[119,6,119,7],[119,8,119,9],[119,10,119,11]]}
[]
["RA17_48"]
["Evaporator Air Flow",null,"Condenser  Entering Air Temperature ˚F"]
[1400,"CFM",85,null,90,null,95,null,100,null,105,null,110,null,115]
["Evap. Air °F DB","EWB†\n˚F","Capacity Mbtuh",null,"Capacity Mbtuh",null,"Capacity Mbtuh",null,"Capacity Mbtuh",null,"Capacity Mbtuh",null,"Capacity Mbtuh",null,"Capacity Mbtuh"]
[null,null,"Total","Sens.","Total","Sens.","Total","Sens.","Total","Sens.","Total","Sens.","Total","Sens.","Total","Sens."]
[null,null,null,null,null,null,null,null,null,null,null,null,null,null,null,null,null,"Total Factors",null,null,null,null,null,null,"Sens. %",null,null,null,null,null,null,"IDB Adj",null,null,null,null,null,null,"Sens Calc"]
[72,71,{"$f":"R8*$G$17","v":18.065106382978723},{"$f":"IF(AM8>C8,C8,AM8)","v":6.4382978723404252},{"$f":"S8*$G$17","v":17.591702127659577},{"$f":"IF(AN8>E8,E8,AN8)","v":6.3246808510638308},{"$f":"T8*$G$17","v":17.118297872340424},{"$f":"IF(AO8>G8,G8,AO8)","v":6.2110638297872338},{"$f":"U8*$G$17","v":16.62595744680851},{"$f":"IF(AP8>I8,I8,AP8)","v":6.0785106382978729},{"$f":"V8*$G$17","v":16.133617021276596},{"$f":"IF(AQ8>K8,K8,AQ8)","v":5.9459574468085101},{"$f":"W8*$G$17","v":15.584468085106383},{"$f":"IF(AR8>M8,M8,AR8)","v":5.8134042553191492},{"$f":"X8*$G$17","v":15.035319148936171},{"$f":"IF(AS8>O8,O8,AS8)","v":5.6808510638297873},null,1.0148936170212766,0.98829787234042554,0.96170212765957441,0.93404255319148932,0.90638297872340423,0.87553191489361704,0.84468085106382984,0.35639412997903563,0.35952637244348762,0.36283185840707965,0.36560364464692485,0.36854460093896713,0.3730255164034022,0.37783375314861462,1,1,1,1,1,1,1,{"$f":"Y8*C8*AF8","v":6.4382978723404252},{"$f":"Z8*E8*AG8","v":6.3246808510638308},{"$f":"AA8*G8*AH8","v":6.2110638297872338},{"$f":"AB8*I8*AI8","v":6.0785106382978729},{"$f":"AC8*K8*AJ8","v":5.9459574468085101},{"$f":"AD8*M8*AK8","v":5.8134042553191492},{"$f":"AE8*O8*AL8","v":5.6808510638297873}]
[null,67,{"$f":"R9*$G$17","v":16.966808510638298},8.6727659574468081,{"$f":"S9*$G$17","v":16.493404255319149},{"$f":"IF(AN9>E9,E9,AN9)","v":8.5402127659574472},{"$f":"T9*$G$17","v":16.02},{"$f":"IF(AO9>G9,G9,AO9)","v":8.4076595744680844},{"$f":"U9*$G$17","v":15.527659574468087},{"$f":"IF(AP9>I9,I9,AP9)","v":8.2940425531914901},{"$f":"V9*$G$17","v":15.035319148936171},{"$f":"IF(AQ9>K9,K9,AQ9)","v":8.1804255319148957},{"$f":"W9*$G$17","v":14.467234042553191},{"$f":"IF(AR9>M9,M9,AR9)","v":8.0289361702127664},{"$f":"X9*$G$17","v":13.899148936170212},{"$f":"IF(AS9>O9,O9,AS9)","v":7.8774468085106379},null,0.95319148936170217,0.92659574468085104,0.9,0.87234042553191493,0.84468085106382984,0.81276595744680846,0.7808510638297872,0.5111607142857143,0.51779563719862232,0.52482269503546097,0.53414634146341466,0.54408060453400509,0.55497382198952883,0.56675749318801094,1,1,1,1,1,1,1,{"$f":"Y9*C9*AF9","v":8.6727659574468081},{"$f":"Z9*E9*AG9","v":8.5402127659574472},{"$f":"AA9*G9*AH9","v":8.4076595744680844},{"$f":"AB9*I9*AI9","v":8.2940425531914901},{"$f":"AC9*K9*AJ9","v":8.1804255319148957},{"$f":"AD9*M9*AK9","v":8.0289361702127664},{"$f":"AE9*O9*AL9","v":7.8774468085106379}]
[null,63,16.891063829787235,11.172340425531916,16.114680851063831,10.850425531914894,15.338297872340426,10.528510638297874,14.732340425531916,10.320212765957448,14.126382978723404,10.111914893617021,13.577234042553192,9.9793617021276599,13.028085106382978,9.8468085106382972,null,0.94893617021276599,0.90531914893617016,0.86170212765957444,0.82765957446808514,0.79361702127659572,0.76276595744680853,0.73191489361702122,0.66143497757847536,0.6733254994124559,0.68641975308641978,0.7005141388174807,0.71581769436997322,0.73500697350069732,0.7558139534883721,1,1,1,1,1,1,1,11.172340425531916,10.850425531914894,10.528510638297874,10.320212765957448,10.111914893617021,9.9793617021276599,9.8468085106382972]
[null,59,15.414042553191489,13.709787234042553,15.13,13.463617021276598,14.84595744680851,13.217446808510637,14.827021276595744,13.198510638297872,14.808085106382981,13.179574468085109,14.258936170212765,12.687234042553191,13.709787234042555,12.194893617021277,null,0.86595744680851061,0.85,0.83404255319148934,0.83297872340425527,0.83191489361702131,0.80106382978723401,0.77021276595744681,0.88943488943488946,0.8898623279098874,0.89030612244897955,0.89016602809706258,0.89002557544757033,0.88977423638778219,0.88950276243093918,1,1,1,1,1,1,1,13.709787234042553,13.463617021276598,13.217446808510637,13.198510638297872,13.179574468085109,12.687234042553191,12.194893617021277]
[76,71,19.901914893617022,8.4455319148936177,19.390638297872343,8.2751063829787253,18.860425531914895,8.0857446808510645,18.31127659574468,7.9153191489361703,17.762127659574471,7.7448936170212779,17.023617021276596,7.498723404255319,16.30404255319149,7.252553191489362,null,1.1180851063829786,1.0893617021276596,1.0595744680851065,1.0287234042553191,0.99787234042553197,0.95638297872340428,0.91595744680851066,0.42435775451950525,0.4267578125,0.42871485943775101,0.43226473629782836,0.43603411513859275,0.44048943270300334,0.4448315911730546,1,1,1,1,1,1,1,8.4455319148936177,8.2751063829787253,8.0857446808510645,7.9153191489361703,7.7448936170212779,7.498723404255319,7.252553191489362]
[null,67,18.70893617021277,10.926170212765959,18.178723404255319,10.755744680851064,{"$f":"T13*$G$17","v":17.629574468085107},10.58531914893617,17.080425531914894,10.395957446808511,16.531276595744682,10.206595744680852,15.92531914893617,10.017234042553191,15.319361702127662,9.8089361702127675,null,1.0510638297872341,1.0212765957446808,0.99042553191489358,0.95957446808510638,0.92872340425531918,0.89468085106382977,0.86063829787234047,0.58400809716599189,0.59166666666666667,0.6004296455424275,0.60864745011086474,0.61741122565864837,0.62901307966706299,0.64029666254635353,1,1,1,1,1,1,1,10.926170212765959,10.755744680851064,10.58531914893617,10.395957446808511,10.206595744680852,10.017234042553191,9.8089361702127675]
[null,63,16.891063829787235,13.501489361702129,16.360851063829788,13.274255319148937,15.830638297872341,13.065957446808511,15.281489361702128,12.838723404255321,14.71340425531915,12.592553191489362,14.145319148936171,12.365319148936171,13.577234042553192,12.138085106382979,null,0.94893617021276599,0.91914893617021276,0.88936170212765953,0.85851063829787233,0.82659574468085106,0.7946808510638298,0.76276595744680853,0.79932735426008972,0.81134259259259256,0.82535885167464118,0.8401486988847584,0.85585585585585588,0.87416331994645247,0.89400278940027889,1,1,1,1,1,1,1,13.501489361702129,13.274255319148937,13.065957446808511,12.838723404255321,12.592553191489362,12.365319148936171,12.138085106382979]
[null,59,16.114680851063831,15.887446808510639,15.944255319148937,15.717021276595744,15.773829787234042,15.54659574468085,15.338297872340426,15.111063829787234,14.902765957446809,14.694468085106383,14.296808510638298,14.107446808510639,13.709787234042555,13.501489361702129,null,0.90531914893617016,0.89574468085106385,0.88617021276595742,0.86170212765957444,0.83723404255319145,0.80319148936170215,0.77021276595744681,0.98589894242068155,0.98574821852731587,0.98559423769507803,0.98518518518518516,0.98602287166454894,0.98675496688741726,0.98480662983425415,1,1,1,1,1,1,1,15.887446808510639,15.717021276595744,15.54659574468085,15.111063829787234,14.694468085106383,14.107446808510639,13.501489361702129]
[80,71,19.882978723404253,11.05872340425532,19.371702127659574,10.831489361702127,18.860425531914895,10.604255319148937,18.349148936170213,10.377021276595746,17.837872340425534,10.149787234042554,17.231914893617024,9.8657446808510638,16.62595744680851,9.5817021276595735,null,1.1170212765957446,1.0882978723404255,1.0595744680851065,1.0308510638297872,1.0021276595744681,0.96808510638297873,0.93404255319148932,0.55619047619047624,0.55913978494623651,0.56224899598393574,0.56553147574819407,0.56900212314225052,0.57252747252747249,0.57630979498861046,1,1,1,1,1,1,1,11.05872340425532,10.831489361702127,10.604255319148937,10.377021276595746,10.149787234042554,9.8657446808510638,9.5817021276595735]
[null,67,18.70893617021277,13.293191489361705,18.254468085106385,13.084893617021278,17.8,12.876595744680852,17.19404255319149,12.611489361702128,16.58808510638298,12.346382978723405,15.982127659574468,12.062340425531916,15.376170212765958,11.778297872340426,null,1.0510638297872341,1.0255319148936171,1,0.96595744680851059,0.93191489361702129,0.89787234042553188,0.86382978723404258,0.71052631578947367,0.71680497925311204,0.72340425531914898,0.73348017621145378,0.74429223744292239,0.75473933649289104,0.76600985221674878,1,1,1,1,1,1,1,13.293191489361705,13.084893617021278,12.876595744680852,12.611489361702128,12.346382978723405,12.062340425531916,11.778297872340426]
[null,63,17.724255319148938,15.262553191489364,17.212978723404255,15.035319148936169,{"$f":"T18*$G$17","v":16.701702127659576},14.808085106382981,16.152553191489364,14.561914893617022,15.60340425531915,14.315744680851065,15.016382978723405,14.050638297872339,14.429361702127661,13.785531914893619,null,0.99574468085106382,0.96702127659574466,0.9382978723404255,0.9074468085106383,0.87659574468085111,0.84361702127659577,0.81063829787234043,0.86111111111111116,0.87348734873487344,0.88662131519274379,0.90152403282532234,0.91747572815533984,0.93568726355611598,0.95538057742782156,1,1,1,1,1,1,1,15.262553191489364,15.035319148936169,14.808085106382981,14.561914893617022,14.315744680851065,14.050638297872339,13.785531914893619]
[null,59,17.042553191489365,17.042553191489365,16.531276595744682,16.531276595744682,{"$f":"T19*$G$17","v":16.02},16.02,15.470851063829787,15.470851063829787,14.921702127659575,14.921702127659575,14.315744680851065,14.315744680851065,13.709787234042555,13.709787234042555,null,0.95744680851063835,0.92872340425531918,0.9,0.86914893617021272,0.83829787234042552,0.80425531914893622,0.77021276595744681,1,1,1,1,1,1,1,1,1,1,1,1,1,1,17.042553191489365,16.531276595744682,16.02,15.470851063829787,14.921702127659575,14.315744680851065,13.709787234042555]

{"sheet":"RA17_60","index":74,"n_rows":19,"n_cols":45,"rows_kept":19,"cut":false,"hidden":true,"merged":[[2,0,2,1],[2,2,2,15],[3,2,3,3],[3,4,3,5],[3,6,3,7],[3,8,3,9],[3,10,3,11],[3,12,3,13],[3,14,3,15],[5,2,6,2],[5,3,6,3],[5,4,6,4],[5,5,6,5],[5,6,6,6],[5,7,6,7],[5,8,6,8],[4,0,6,0],[4,1,6,1],[4,2,4,3],[4,4,4,5],[4,6,4,7],[4,8,4,9],[5,9,6,9],[5,10,6,10],[5,11,6,11],[5,12,6,12],[5,13,6,13],[5,14,6,14],[5,15,6,15],[4,10,4,11],[4,12,4,13],[4,14,4,15],[41,4,41,15],[42,4,42,5],[42,6,42,7],[42,8,42,9],[42,10,42,11],[42,12,42,13],[42,14,42,15],[7,0,10,0],[11,0,14,0],[15,0,18,0],[31,0,34,0],[35,0,38,0],[41,0,42,1],[44,12,45,12],[44,13,45,13],[44,14,45,14],[44,15,45,15],[46,0,49,0],[50,0,53,0],[43,12,43,13],[43,14,43,15],[44,4,45,4],[44,5,45,5],[44,6,45,6],[44,7,45,7],[44,8,45,8],[44,9,45,9],[44,10,45,10],[44,11,45,11],[43,0,45,0],[43,1,45,1],[43,4,43,5],[43,6,43,7],[43,8,43,9],[43,10,43,11],[54,0,57,0],[60,0,61,1],[60,4,60,15],[61,4,61,5],[61,6,61,7],[61,8,61,9],[61,10,61,11],[61,12,61,13],[61,14,61,15],[63,12,64,12],[63,13,64,13],[63,14,64,14],[63,15,64,15],[65,0,68,0],[69,0,72,0],[62,12,62,13],[62,14,62,15],[63,4,64,4],[63,5,64,5],[63,6,64,6],[63,7,64,7],[63,8,64,8],[63,9,64,9],[63,10,64,10],[63,11,64,11],[62,0,64,0],[62,1,64,1],[62,4,62,5],[62,6,62,7],[62,8,62,9],[62,10,62,11],[73,0,76,0],[79,0,80,1],[79,4,79,15],[80,4,80,5],[80,6,80,7],[80,8,80,9],[80,10,80,11],[80,12,80,13],[80,14,80,15],[82,12,83,12],[82,13,83,13],[82,14,83,14],[82,15,83,15],[84,0,87,0],[88,0,91,0],[81,12,81,13],[81,14,81,15],[82,4,83,4],[82,5,83,5],[82,6,83,6],[82,7,83,7],[82,8,83,8],[82,9,83,9],[82,10,83,10],[82,11,83,11],[81,0,83,0],[81,1,83,1],[81,4,81,5],[81,6,81,7],[81,8,81,9],[81,10,81,11],[92,0,95,0],[98,0,99,1],[98,4,98,15],[99,4,99,5],[99,6,99,7],[99,8,99,9],[99,10,99,11],[99,12,99,13],[99,14,99,15],[101,12,102,12],[101,13,102,13],[101,14,102,14],[101,15,102,15],[103,0,106,0],[107,0,110,0],[100,12,100,13],[100,14,100,15],[101,4,102,4],[101,5,102,5],[101,6,102,6],[101,7,102,7],[101,8,102,8],[101,9,102,9],[101,10,102,10],[101,11,102,11],[100,0,102,0],[100,1,102,1],[100,4,100,5],[100,6,100,7],[100,8,100,9],[100,10,100,11],[111,0,114,0],[117,0,118,1],[117,4,117,15],[118,4,118,5],[118,6,118,7],[118,8,118,9],[118,10,118,11],[118,12,118,13],[118,14,118,15],[130,0,133,0],[120,12,121,12],[120,13,121,13],[120,14,121,14],[120,15,121,15],[122,0,125,0],[126,0,129,0],[119,12,119,13],[119,14,119,15],[120,4,121,4],[120,5,121,5],[120,6,121,6],[120,7,121,7],[120,8,121,8],[120,9,121,9],[120,10,121,10],[120,11,121,11],[119,0,121,0],[119,1,121,1],[119,4,119,5],[119,6,119,7],[119,8,119,9],[119,10,119,11]]}
[]
["RA17_60"]
["Evaporator Air Flow",null,"Condenser  Entering Air Temperature ˚F"]
[1550,"CFM",85,null,90,null,95,null,100,null,105,null,110,null,115]
["Evap. Air °F DB","EWB†\n˚F","Capacity Mbtuh",null,"Capacity Mbtuh",null,"Capacity Mbtuh",null,"Capacity Mbtuh",null,"Capacity Mbtuh",null,"Capacity Mbtuh",null,"Capacity Mbtuh"]
[null,null,"Total","Sens.","Total","Sens.","Total","Sens.","Total","Sens.","Total","Sens.","Total","Sens.","Total","Sens."]
[null,null,null,null,null,null,null,null,null,null,null,null,null,null,null,null,null,"Total Factors",null,null,null,null,null,null,"Sens. %",null,null,null,null,null,null,"IDB Adj",null,null,null,null,null,null,"Sens Calc"]
[72,71,{"$f":"R8*$G$17","v":18.213214285714287},{"$f":"IF(AM8>C8,C8,AM8)","v":6.3889285714285711},{"$f":"S8*$G$17","v":17.768214285714286},{"$f":"IF(AN8>E8,E8,AN8)","v":6.2617857142857138},{"$f":"T8*$G$17","v":17.323214285714286},{"$f":"IF(AO8>G8,G8,AO8)","v":6.1346428571428575},{"$f":"U8*$G$17","v":16.814642857142857},{"$f":"IF(AP8>I8,I8,AP8)","v":5.9916071428571431},{"$f":"V8*$G$17","v":16.306071428571428},{"$f":"IF(AQ8>K8,K8,AQ8)","v":5.8485714285714279},{"$f":"W8*$G$17","v":15.749821428571428},{"$f":"IF(AR8>M8,M8,AR8)","v":5.6737499999999992},{"$f":"X8*$G$17","v":15.193571428571429},{"$f":"IF(AS8>O8,O8,AS8)","v":5.4989285714285714},null,1.0232142857142856,0.99821428571428572,0.9732142857142857,0.94464285714285712,0.91607142857142854,0.88482142857142854,0.85357142857142854,0.35078534031413611,0.35241502683363146,0.3541284403669725,0.3563327032136106,0.35867446393762181,0.36024217961654892,0.36192468619246859,1,1,1,1,1,1,1,{"$f":"Y8*C8*AF8","v":6.3889285714285711},{"$f":"Z8*E8*AG8","v":6.2617857142857138},{"$f":"AA8*G8*AH8","v":6.1346428571428575},{"$f":"AB8*I8*AI8","v":5.9916071428571431},{"$f":"AC8*K8*AJ8","v":5.8485714285714279},{"$f":"AD8*M8*AK8","v":5.6737499999999992},{"$f":"AE8*O8*AL8","v":5.4989285714285714}]
[null,67,{"$f":"R9*$G$17","v":17.100714285714286},8.4232142857142858,{"$f":"S9*$G$17","v":16.655714285714286},{"$f":"IF(AN9>E9,E9,AN9)","v":8.2960714285714285},{"$f":"T9*$G$17","v":16.210714285714285},{"$f":"IF(AO9>G9,G9,AO9)","v":8.1689285714285713},{"$f":"U9*$G$17","v":15.718035714285714},{"$f":"IF(AP9>I9,I9,AP9)","v":8.0258928571428552},{"$f":"V9*$G$17","v":15.225357142857142},{"$f":"IF(AQ9>K9,K9,AQ9)","v":7.8828571428571417},{"$f":"W9*$G$17","v":14.669107142857143},{"$f":"IF(AR9>M9,M9,AR9)","v":7.7080357142857148},{"$f":"X9*$G$17","v":14.112857142857143},{"$f":"IF(AS9>O9,O9,AS9)","v":7.5332142857142852},null,0.96071428571428574,0.93571428571428572,0.9107142857142857,0.88303571428571426,0.85535714285714282,0.82410714285714282,0.79285714285714282,0.49256505576208176,0.49809160305343514,0.50392156862745097,0.51061678463094029,0.51774530271398744,0.52546045503791983,0.53378378378378377,1,1,1,1,1,1,1,{"$f":"Y9*C9*AF9","v":8.4232142857142858},{"$f":"Z9*E9*AG9","v":8.2960714285714285},{"$f":"AA9*G9*AH9","v":8.1689285714285713},{"$f":"AB9*I9*AI9","v":8.0258928571428552},{"$f":"AC9*K9*AJ9","v":7.8828571428571417},{"$f":"AD9*M9*AK9","v":7.7080357142857148},{"$f":"AE9*O9*AL9","v":7.5332142857142852}]
[null,63,17.037142857142857,10.997857142857143,16.19482142857143,10.616428571428573,15.352500000000001,10.234999999999999,14.716785714285715,9.9966071428571421,14.081071428571429,9.7582142857142866,13.524821428571428,9.5833928571428579,12.968571428571428,9.4085714285714275,null,0.95714285714285718,0.90982142857142856,0.86250000000000004,0.82678571428571423,0.79107142857142854,0.75982142857142854,0.72857142857142854,0.64552238805970152,0.65554465161923459,0.66666666666666663,0.67926565874730016,0.69300225733634313,0.70857814336075209,0.72549019607843135,1,1,1,1,1,1,1,10.997857142857143,10.616428571428573,10.234999999999999,9.9966071428571421,9.7582142857142866,9.5833928571428579,9.4085714285714275]
[null,59,14.843928571428572,13.222857142857142,14.398928571428572,12.825535714285715,13.953928571428571,12.428214285714287,13.858571428571429,12.332857142857144,13.763214285714287,12.237500000000002,13.429464285714285,11.951428571428572,13.095714285714287,11.665357142857145,null,0.83392857142857146,0.80892857142857144,0.78392857142857142,0.77857142857142858,0.77321428571428574,0.7544642857142857,0.73571428571428577,0.8907922912205567,0.89072847682119205,0.89066059225512528,0.88990825688073394,0.88914549653579678,0.88994082840236688,0.89077669902912626,1,1,1,1,1,1,1,13.222857142857142,12.825535714285715,12.428214285714287,12.332857142857144,12.237500000000002,11.951428571428572,11.665357142857145]
[76,71,20.072678571428575,8.3755357142857161,19.580000000000002,8.2007142857142856,19.071428571428573,8.0258928571428587,18.515178571428571,7.819285714285714,17.974821428571431,7.6285714285714299,17.355,7.3901785714285717,16.751071428571429,7.1676785714285716,null,1.1276785714285715,1.1000000000000001,1.0714285714285714,1.0401785714285714,1.0098214285714286,0.97499999999999998,0.94107142857142856,0.41726049089469519,0.41883116883116883,0.42083333333333334,0.42231759656652362,0.4244031830238727,0.42582417582417581,0.42789373814041748,1,1,1,1,1,1,1,8.3755357142857161,8.2007142857142856,8.0258928571428587,7.819285714285714,7.6285714285714299,7.3901785714285717,7.1676785714285716]
[null,67,18.896607142857142,10.695892857142857,18.403928571428573,10.52107142857143,{"$f":"T13*$G$17","v":17.911250000000003},10.346250000000001,17.355,10.139642857142858,16.798750000000002,9.9330357142857153,16.163035714285716,9.6787500000000009,15.52732142857143,9.4403571428571436,null,1.0616071428571427,1.0339285714285715,1.0062500000000001,0.97499999999999998,0.94374999999999998,0.90803571428571428,0.87232142857142858,0.56602186711522284,0.57167530224525043,0.57763975155279501,0.58424908424908428,0.59129612109744556,0.59882005899705015,0.60798362333674516,1,1,1,1,1,1,1,10.695892857142857,10.52107142857143,10.346250000000001,10.139642857142858,9.9330357142857153,9.6787500000000009,9.4403571428571436]
[null,63,16.480892857142859,12.889107142857144,15.97232142857143,12.666607142857144,15.479642857142858,12.444107142857144,14.971071428571429,12.221607142857144,14.4625,12.015000000000001,13.969821428571429,11.824285714285715,13.46125,11.61767857142857,null,0.92589285714285718,0.8973214285714286,0.86964285714285716,0.84107142857142858,0.8125,0.78482142857142856,0.75624999999999998,0.78206364513018323,0.79303482587064678,0.8039014373716632,0.81634819532908709,0.83076923076923082,0.84641638225255977,0.86304604486422665,1,1,1,1,1,1,1,12.889107142857144,12.666607142857144,12.444107142857144,12.221607142857144,12.015000000000001,11.824285714285715,11.61767857142857]
[null,59,15.400178571428572,15.177678571428572,15.114107142857144,14.907500000000001,14.828035714285715,14.621428571428572,14.557857142857143,14.35125,14.287678571428573,14.08107142857143,13.699642857142859,13.493035714285716,13.095714285714287,12.905000000000001,null,0.86517857142857146,0.84910714285714284,0.83303571428571432,0.81785714285714284,0.80267857142857146,0.76964285714285718,0.73571428571428577,0.98555211558307532,0.98633017875920082,0.98606645230439438,0.98580786026200873,0.98553948832035598,0.98491879350348033,0.9854368932038835,1,1,1,1,1,1,1,15.177678571428572,14.907500000000001,14.621428571428572,14.35125,14.08107142857143,13.493035714285716,12.905000000000001]
[80,71,19.262142857142855,10.584642857142857,19.055535714285718,10.505178571428573,18.848928571428573,10.425714285714285,18.388035714285714,10.203214285714285,17.927142857142858,9.980714285714285,17.370892857142856,9.6946428571428562,16.814642857142857,9.4085714285714293,null,1.0821428571428571,1.0705357142857144,1.0589285714285714,1.0330357142857143,1.0071428571428571,0.97589285714285712,0.94464285714285712,0.54950495049504955,0.55129274395329442,0.55311973018549743,0.5548833189282627,0.55673758865248224,0.55809698078682524,0.55954631379962194,1,1,1,1,1,1,1,10.584642857142857,10.505178571428573,10.425714285714285,10.203214285714285,9.980714285714285,9.6946428571428562,9.4085714285714293]
[null,67,18.912500000000001,13.063928571428573,18.356249999999999,12.777857142857142,17.8,12.491785714285713,17.307321428571431,12.269285714285715,16.814642857142857,12.046785714285713,16.19482142857143,11.728928571428572,15.575000000000001,11.411071428571429,null,1.0625,1.03125,1,0.97232142857142856,0.94464285714285712,0.90982142857142856,0.875,0.69075630252100839,0.69610389610389611,0.70178571428571423,0.7089072543617998,0.71644612476370506,0.72423945044160942,0.73265306122448981,1,1,1,1,1,1,1,13.063928571428573,12.777857142857142,12.491785714285713,12.269285714285715,12.046785714285713,11.728928571428572,11.411071428571429]
[null,63,17.641071428571429,14.875714285714286,17.148392857142859,14.637321428571431,{"$f":"T18*$G$17","v":16.655714285714286},14.398928571428572,16.099464285714287,14.128750000000002,15.543214285714287,13.85857142857143,14.939285714285715,13.556607142857144,14.335357142857143,13.254642857142857,null,0.9910714285714286,0.96339285714285716,0.93571428571428572,0.90446428571428572,0.87321428571428572,0.8392857142857143,0.80535714285714288,0.84324324324324329,0.85356811862835957,0.8645038167938931,0.87759131293188553,0.89161554192229042,0.9074468085106383,0.92461197339246115,1,1,1,1,1,1,1,14.875714285714286,14.637321428571431,14.398928571428572,14.128750000000002,13.85857142857143,13.556607142857144,13.254642857142857]
[null,59,16.433214285714286,16.433214285714286,15.940535714285716,15.940535714285716,{"$f":"T19*$G$17","v":15.447857142857144},15.447857142857144,14.891607142857143,14.891607142857143,14.335357142857143,14.335357142857143,13.715535714285716,13.715535714285716,13.095714285714287,13.095714285714287,null,0.92321428571428577,0.89553571428571432,0.86785714285714288,0.83660714285714288,0.80535714285714288,0.77053571428571432,0.73571428571428577,1,1,1,1,1,1,1,1,1,1,1,1,1,1,16.433214285714286,15.940535714285716,15.447857142857144,14.891607142857143,14.335357142857143,13.715535714285716,13.095714285714287]

{"sheet":"Form","index":75,"n_rows":53,"n_cols":17,"rows_kept":53,"cut":false,"hidden":true,"merged":[[1,3,1,8],[2,3,2,8],[13,0,13,15],[26,14,26,15],[26,10,26,11],[18,6,18,11],[26,4,26,5],[26,12,26,13],[26,8,26,9],[25,2,25,15],[25,0,25,1],[26,2,26,3],[17,6,17,11],[26,6,26,7],[52,1,52,4],[28,2,29,2],[28,3,29,3],[28,9,29,9],[28,8,29,8],[27,1,29,1],[27,2,27,3],[27,6,27,7],[38,0,41,0],[27,12,27,13],[28,4,29,4],[28,5,29,5],[28,6,29,6],[28,7,29,7],[30,0,33,0],[27,8,27,9],[27,10,27,11],[28,12,29,12],[27,0,29,0],[28,11,29,11],[28,15,29,15],[27,4,27,5],[34,0,37,0],[28,13,29,13],[28,10,29,10],[27,14,27,15],[28,14,29,14]]}
[]
[null,null,"Select Rheem Condenser:  "]
[null,null,"ADP Evaporator:  ",null,null,null,null,null,null,null,null,null,null,24]
[null,null,"Nominal Capacity:  ",null,"(Mbtuh)",null,null,null,null,null,null,"Condenser Entering Air Temperature: ",null,"(°F) Dry Bulb, 85°F to 115°F"]
[null,null,"AHRI Rated Capacity:  ",null,"(Mbtuh) @ 95 ˚F & 80/67 ˚F conditions",null,null,null,null,null,null,"Entering Evaporator Air (DB):  ",null,null,"to",null,"(°F) Dry Bulb -- 80°F Standard"]
[null,null,"Evaporator Air Flow (CFM): ","Fixed by OEM data",null,null,null,null,null,null,null,"Entering Evaporator Air (WB):  ",null,"(°F) Wet Bulb, 59°F to 71°F"]
[null,null,null,null,null,null,null,null,null,null,null,null,null,48]
[null,null,null,null,null,null,null,null,null,null,null,null,null,"CFM"]
[]
[]
[]
[]
[]
["Extended Ratings"]
[]
[]
[]
[null,null,null,null,null,"Rheem Condenser :  "]
[null,null,null,null,null,"ADP Evaporator:  "]
[null,null,null,null,null,"Condenser Entering Air Temperature: ",null,"(°F) Dry Bulb, 85°F to 115°F"]
[null,null,null,null,null,"Entering Evaporator Air (DB):  ",null,"(°F) Dry Bulb, 72°F to 80°F"]
[null,null,null,null,null,"Evaporator Air Flow:",null,"CFM (Fixed by OEM data)"]
[null,null,null,null,null,"Entering Evaporator Air (WB):  ",null,"(°F) Wet Bulb, 59°F to 71°F"]
[null,null,null,null,null,"AHRI Rated Capacity:  ",null,"(Mbtuh) @ 95 ˚F & 80/67 ˚F conditions"]
[]
["Evaporator Air Flow",null,"Condenser  Entering Air Temperature ˚F"]
[1325,"CFM",85,null,90,null,95,null,100,null,105,null,110,null,115]
["Evap. Air °F DB","EWB†\n˚F","Capacity Mbtuh",null,"Capacity Mbtuh",null,"Capacity Mbtuh",null,"Capacity Mbtuh",null,"Capacity Mbtuh",null,"Capacity Mbtuh",null,"Capacity Mbtuh"]
[null,null,"Total","Sens.","Total","Sens.","Total","Sens.","Total","Sens.","Total","Sens.","Total","Sens.","Total","Sens."]
[]
[]
[]
[]
[]
[]
[]
[]
[]
[]
[]
[]
[]
[]
[null,null,null,"Condenser Entering Air Temperature: ",null,"(°F) Dry Bulb, 85°F to 115°F",null,null,null,"CAPACITY IN MBTUH UNDER SPECIFIC CONDITIONS LISTED"]
[null,null,null,"Entering Evaporator Air (DB):  ",null,"(°F) Dry Bulb, 72°F to 80°F",null,null,null,null,"TOTAL"]
[null,null,null,"Entering Evaporator Air (WB):  ",null,"(°F) Wet Bulb, 59°F to 71°F",null,null,null,null,"SENSIBLE"]
[]
["Notes:","† Entering Wet Bulb"]
[null,"Extended ratings are not certified.  They are calculated based upon typical condenser performance curves and are for engineering information only."]
[null,"When the required data fall between the published data, interpolation may be performed. Extrapolation is not an acceptable practice."]
[]
[]
["Printed:",null,null,null,null,null,null,null,null,null,null,null,null,null,null,"R-19-a"]

{"sheet":"Instructions","index":76,"n_rows":42,"n_cols":5,"rows_kept":42,"cut":false,"hidden":true,"merged":[]}
[]
[]
[]
[]
[]
[]
[null,"This spreadsheet generates capacity information for ADP rated matches at other than nominal conditions."]
[null,"The information is provided is not certified and is provided for engineering use only."]
[]
[null,"The latest version will always be available at:  www.adpnow.com/extratings/"]
[]
[null,"In order to generate an extended rating, you will need the following information:"]
[null,null,"Condenser model number"]
[null,null,"ADP coil model number"]
[null,null,"Nominal capacity"]
[null,null,"Rated capacity (from AHRI database)"]
[null,null,"Condenser entering air dry bulb temperature"]
[null,null,"Indoor entering air dry bulb temperature"]
[null,null,"Indoor entering air wet bulb temperature"]
[null,null,"Indoor airflow"]
[]
[null,"Select the condenser series and nominal tonnage form the drop down lists."]
[null,"Enter the remaining information in the correct cells. Note there are limits on the range of values allowed."]
[null,"Click on \"Calculate\" to calculate the extended ratings."]
[null,"The table will show capacities for various conditions.  The capacities at the specific design point are "]
[null,"at the bottom of the page."]
[null,"From this point you may:"]
[null,null,"Click \"Clear\" to clear the form and start over."]
[null,null,"Click \"Print\" to print a copy of the data."]
[null,null,"Click \"Copy\" to copy the data to a new spreadsheet and save it in the same directory."]
[]
[]
[]
[]
[]
[null,"Versions:","R-13-A","2012-12-31","Initial public release"]
[null,null,"R-13-B","2013-08-12","Added 14AJM25"]
[null,null,"R-14-A","2013-12-31","Renewed date key through 2014"]
[null,null,"R-15-A","2015-01-31","Renewed date key through 2015"]
[null,null,"R-15-B","2015-05-01","Added RA13, RA14, RA16"]
[null,null,"R-16-A","2016-03-01","Renewed date key through 2016 & added RA17"]
[null,null,"R-19-A","2019-05-20","New Version"]

{"sheet":"Prompt","index":77,"n_rows":17,"n_cols":2,"rows_kept":17,"cut":false,"hidden":false,"merged":[]}
[]
[]
[]
[]
[]
[null,"In order to use this spreadsheet, "]
[null,"Please enable Macros in your security settings."]
[]
[null,"Enabling Macros in Excel 2007"]
[null,"1. In Excel, click the Office button in the upper left corner of the screen."]
[null,"2. Click the \"Excel Options\" button in the lower right."]
[null,"3. Click the \"Trust Center\" button on the left. Then, at the bottom right, select \"Trust Center Settings\" as shown below."]
[null,"4. In the next window, select \"Macro Settings,\" then select the radio button for \"Disable all macros with notification.\""]
[null,"5. When openning this spreadsheet, you will see a warning like this in the menu bar:"]
[]
[]
[null,"6. Select \"Enable this content\" and click \"Okay\".  The spreadsheet will now be functional."]

{"sheet":"Sheet1","index":78,"n_rows":0,"n_cols":0,"rows_kept":0,"cut":false,"hidden":true,"merged":[]}